## Raipur (hidden)
S. No. | Department | Equipment Name | Qty. | Manufacturer | Year of Manufacturer | Model | Equipment S.No. | Barcode Sticker | Installation date (m-yy) | Under Warranty (Y=1/ N=0) | Warranty Upto (m-yy) | AMC / CMC (Y=1,N=0) | AMC/CMC upto (m/yy) | Working status |  | Medical (Radiologist/Pathologist etc) | Paramedical (LT/Radiographer/technician etc) | District | Date | Name of Consultant | Facility Name | Facility Type | Remark
1 | 2 | 3 | 4 | 5 | 6 | 7 | 8 | 9 | 10 | 11 | 12 | 13 | 14 | 15 | 16 | 17 | 18 | 19 | 20 | 21 | 22 | 23 | 24
1 |  | Needle Cutter | 1 | Sara TECH | NA | 100V/60V | NA | 3000103793 | 2003-06-01 | 0 | NA | 0 |  | Yes |  |  |  | Raipur |  | Ankit Bhardwaj & Laxmi | Dharsiva | CHC
2 |  | Needle Cutter | 1 | Microsil | NA | ND 350 | 1191 | 3000103794 | 2003-06-01 | 0 | NA | 0 |  | Yes |  |  |  | Raipur |  | Ankit Bhardwaj & Laxmi | Dharsiva | CHC
3 |  | Microscope (Binuclear) | 1 | Olympus | NA | MAGNUS MLX Series | NA | 3000103795 | NA | 0 | NA | 0 |  | Yes |  |  |  | Raipur |  | Ankit Bhardwaj & Laxmi | Dharsiva | CHC
4 |  | Glucometer | 1 | Roche Dignostic | NA | Accu-Chec | 55311111517 | 3000103796 | NA | 0 | NA | 0 |  | Yes |  |  |  | Raipur |  | Ankit Bhardwaj & Laxmi | Dharsiva | CHC
5 |  | Digital Counical % curbiun Traction | 1 | India Medico Ins. |  | NA | 40714 | 3000103797 | NA | 0 | NA | 0 |  | Yes |  |  |  | Raipur |  | Ankit Bhardwaj & Laxmi | Dharsiva | CHC
6 |  | Auto Clave (Middle Six) | 1 | Local |  |  |  | 3000103798 | NA | 0 | NA | 0 |  | NO |  |  |  | Raipur |  | Ankit Bhardwaj & Laxmi | Dharsiva | CHC
7 |  | Spot Light | 1 | Local |  |  |  | 3000103799 | NA | 0 | NA | 0 |  | NO |  |  |  | Raipur |  | Ankit Bhardwaj & Laxmi | Dharsiva | CHC
8 |  | BP Instrument (Mercury Type) | 1 | DIAMOND | 2011-02-01 | Reluxl | 74776 | 3000103800 | 2014-07-01 | 0 | NA | 0 |  | Yes |  |  |  | Raipur |  | Ankit Bhardwaj & Laxmi | Dharsiva | CHC
9 |  | Domestic Refrigerator | 1 | 2G | 2013 | 4L-185 | NA | 3000103801 | 2013-05-01 | 0 | NA | 0 |  | Yes |  |  |  | Raipur |  | Ankit Bhardwaj & Laxmi | Dharsiva | CHC
10 |  | Baby Weight Machin (Analog) | 1 | BREQCO | NA | NA | NA | 3000103802 | 2012-12-01 | 0 | NA | 0 |  | Yes |  |  |  | Raipur |  | Ankit Bhardwaj & Laxmi | Dharsiva | CHC
11 |  | Centifuse Machine (4 Tube) | 1 | Romi |  | NA | NA | 3000103803 | 2014-07-01 | 0 | NA | 0 |  | Yes |  |  |  | Raipur |  | Ankit Bhardwaj & Laxmi | Dharsiva | CHC
12 |  | Weight Machin (Digital ) | 1 | Prestige |  | NA | EB6571 | 3000103804 | 2000-06-01 | 0 | NA | 0 |  | NO |  |  |  | Raipur |  | Ankit Bhardwaj & Laxmi | Dharsiva | CHC
13 |  | Opthalmoscope | 1 |  |  | NA | NA | 3000103806 | 2010-07-01 | 0 | NA | 0 |  | Yes |  |  |  | Raipur |  | Ankit Bhardwaj & Laxmi | Dharsiva | CHC
14 |  | Slit Lamp | 1 |  |  | NA | NA | 3000103805 | NA | 0 | NA | 0 |  | NO |  |  |  | Raipur |  | Ankit Bhardwaj & Laxmi | Dharsiva | CHC
15 |  | BP Instrument (Mercury Type) | 1 | LIFE LINE | 2015-07-01 | NA | 20348 | 3000103978 | 2015-07-01 | 0 | NA | 0 |  | NO |  |  |  | New Raipur |  | Ankit Bhardwaj | Velfare Bhawan | Civil Dispensary CMHO
16 |  | Monitor | 1 | Schiller |  | Truscope Ultra Q-7 | Q 071 A000078 | 3000103977 | 2015-07-01 | 0 | NA | 0 |  | NO |  |  |  | New Raipur |  | Ankit Bhardwaj | Velfare Bhawan | Civil Dispensary CMHO
17 |  | Delibtilleter | 1 |  |  | NA | 611890191 | 3000103979 | 2015-07-01 | 0 | NA | 0 |  | NO |  |  |  | New Raipur |  | Ankit Bhardwaj | Velfare Bhawan | Civil Dispensary CMHO
18 |  | Glucometer | 1 | Philips |  | Accu-Chec Performa | 55311105306 | 3000103980 | 2015-07-01 | 0 | NA | 0 |  | NO |  |  |  | New Raipur |  | Ankit Bhardwaj | Velfare Bhawan | Civil Dispensary CMHO
19 |  | Apnea Monitor | 1 | Roche Dignostic |  | NA | NA | 3000103981 | 2015-07-01 | 0 | NA | 0 |  | NO |  |  |  | New Raipur |  | Ankit Bhardwaj | Velfare Bhawan | Civil Dispensary CMHO
20 |  | Weight Machin | 1 | Venus |  | NA | NA | 3000103982 | 2014-10-01 | 0 | NA | 0 |  | NO |  |  |  | New Raipur |  | Ankit Bhardwaj | Velfare Bhawan | Civil Dispensary CMHO
21 |  | Centifuse Machine (6 Tube) | 1 | NA |  | NA | NA | 3000103967 | 2015-02-01 | 0 | NA | 0 |  | NO |  |  |  | Raipur |  | Ankit Bhardwaj | Raja Talab | Civil Hospital
22 |  | BP Instrument (Mercury Type) | 1 | Smart Care |  | SCH-108 | NA | 3000103968 | NA | 0 | NA | 0 |  | Yes |  |  |  | Raipur |  | Ankit Bhardwaj | Raja Talab | Civil Hospital
23 |  | Adult Analog Machin | 1 | Dr. Rom |  | NA | NA | 3000103969 | NA | 0 | NA | 0 |  | Yes |  |  |  | Raipur |  | Ankit Bhardwaj | Raja Talab | Civil Hospital
24 |  | Glucometer | 1 | Rochi Dignostic |  | Accuchek Active | GC 17433176 | 3000103970 | NA | 0 | NA | 0 |  | Yes |  |  |  | Raipur |  | Ankit Bhardwaj | Raja Talab | Civil Hospital
25 |  | Nebulizer | 1 | Nulife Global Medical | 2014-01-01 | Handyreb | Num 224687 | 3000103976 | NA | 0 | NA | 0 |  | Yes |  |  |  | Raipur |  | Ankit Bhardwaj | Raja Talab | Civil Hospital
26 |  | Auto Clave (Middle Six) | 1 | Local |  | NA | NA | 3000103971 | NA | 0 | NA | 0 |  | Yes |  |  |  | Raipur |  | Ankit Bhardwaj | Raja Talab | Civil Hospital
27 |  | Suction (Double Jar) | 1 | Shiva |  | NA | NA | 3000103972 | NA | 0 | NA | 0 |  | Yes |  |  |  | Raipur |  | Ankit Bhardwaj | Raja Talab | Civil Hospital
28 |  | Baby Weight Machin (Analog) | 1 | Raman Surgical |  | NA | NA | 3000103973 | NA | 0 | NA | 0 |  | Yes |  |  |  | Raipur |  | Ankit Bhardwaj | Raja Talab | Civil Hospital
29 |  | Sterilizer (Table Top) | 1 | Local |  | NA | NA | 3000103974 | NA | 0 | NA | 0 |  | Yes |  |  |  | Raipur |  | Ankit Bhardwaj | Raja Talab | Civil Hospital
30 |  | Microscope (Binuclear) | 1 | LABOMED |  | LX300 | NA | 3000103975 | 2015-03-01 | 0 | NA | 0 |  | NO |  |  |  | Raipur |  | Ankit Bhardwaj | Raja Talab | Civil Hospital
31 |  | BP Instrument (Mercury Type) | 1 | Diamond | 2015-02-01 | Delux | 77260 | 3000103958 | NA | 0 | NA | 0 |  | Yes |  |  |  | Raipur |  | Ankit Bhardwaj | Mowa | Civil Hospital
32 |  |  | 1 | Double Brown |  | NA | NA | 3000103959 | NA | 0 | NA | 0 |  | Yes |  |  |  | Raipur |  | Ankit Bhardwaj | Mowa | Civil Hospital
33 |  | Weight Machin | 1 | Golden Star |  | Patix | NA | 3000103960 | NA | 0 | NA | 0 |  | Yes |  |  |  | Raipur |  | Ankit Bhardwaj | Mowa | Civil Hospital
34 |  | Refregerator | 1 | SAMSUNG | 2015 | 0A1MRR19J2104BX | 0A1M4ZAG303379V | 3000103961 | NA | 0 | 2020 | 0 |  | Yes |  |  |  | Raipur |  | Ankit Bhardwaj | Mowa | Civil Hospital
35 |  | Baby Weight Machin (Analog) | 1 | Suvarna |  |  |  | 3000103962 | NA | 0 | NA | 0 |  | Yes |  |  |  | Raipur |  | Ankit Bhardwaj | Mowa | Civil Hospital
36 |  | Suction Machin (Single Jar) | 1 | Bio Plus |  | NA | NA | 3000103963 | NA | 0 | NA | 0 |  | Yes |  |  |  | Raipur |  | Ankit Bhardwaj | Mowa | Civil Hospital
37 |  | Featal Doppler | 1 | Vcomin technology | 2014-08-01 | FD-200D | FD2D140812208 | 3000103964 | NA | 0 | NA | 0 |  | Yes |  |  |  | Raipur |  | Ankit Bhardwaj | Mowa | Civil Hospital
38 |  | Auto Clave | 1 |  |  | NA | NA | 3000103965 | NA | 0 | NA | 0 |  | Yes |  |  |  | Raipur |  | Ankit Bhardwaj | Mowa | Civil Hospital
39 |  | Needle Cutter | 1 | Microsil |  | ND-360 | 8552/03 | 3000103966 | 2011-11-01 | 0 | NA | 0 |  | Yes |  |  |  | Raipur |  | Ankit Bhardwaj | Mowa | Civil Hospital
40 | OPD | BP Instrument (Mercury Type) | 1 | Medi Care Pro | NA | CM/L 8677709 | 1311034 | 3000074138 | NA | 0 | NA | 0 |  | Yes |  |  |  | Raipur | 2015-07-17 | Babulal Satnami | Khorpa | PHC
41 | Labour OT | Sterilizer | 1 | Atlas Surgical co. | NA |  | 09F9560 | 3000074139 | NA | 0 | NA | 0 |  | NO |  |  |  | Raipur | 2015-07-17 | Babulal Satnami | Khorpa | PHC
42 | Labour OT | Syringe & Needle Cutter | 1 | Saratech | NA | S1R (100 VA) | 1240 | 3000074140 | NA | 0 | NA | 0 |  | Yes |  |  |  | Raipur | 2015-07-17 | Babulal Satnami | Khorpa | PHC
43 | Labour OT | Baby Weight Machin | 1 | Swarna | NA | NA | NA | 3000074141 | NA | 0 | NA | 0 |  | Yes |  |  |  | Raipur | 2015-07-17 | Babulal Satnami | Khorpa | PHC
44 | Labour OT | Sterilizer | 1 | Local Made | NA | NA | NA | 3000074142 | NA | 0 | NA | 0 |  | Yes |  |  |  | Raipur | 2015-07-17 | Babulal Satnami | Khorpa | PHC
45 | Labour OT | Suction Machin | 1 | Local Made | NA | NA | NA | 3000074143 | NA | 0 | NA | 0 |  | Yes |  |  |  | Raipur | 2015-07-17 | Babulal Satnami | Khorpa | PHC
46 | Labour OT | Labour Table | 1 | NA | NA | NA | NA | 3000074144 | NA | 0 | NA | 0 |  | Yes |  |  |  | Raipur | 2015-07-17 | Babulal Satnami | Khorpa | PHC
47 | Labour OT | Featal Doppler | 1 | NA | NA | 53 | NA | 3000074145 | NA | 0 | NA | 0 |  | Yes |  |  |  | Raipur | 2015-07-17 | Babulal Satnami | Khorpa | PHC
48 | Injection Room | Syringe & Needle Cutter | 1 | Sara TECH | NA |  |  | 3000074146 | NA | 0 | NA | 0 |  | Yes |  |  |  | Raipur | 2015-07-17 | Babulal Satnami | Khorpa | PHC
49 | Injection Room | Refregerator | 1 | Vidiocon | 2010 |  | NA | 3000074147 | NA | 0 | NA | 0 |  | NO |  |  |  | Raipur | 2015-07-17 | Babulal Satnami | Khorpa | PHC
50 | Injection Room | BP Instrument (Mercury Type) | 1 | Diamond | 2015 |  | 8509 | 3000074148 | NA | 0 | NA | 0 |  | Yes |  |  |  | Raipur | 2015-07-17 | Babulal Satnami | Khorpa | PHC
51 | Injection Room | Glucometer | 1 | Rochi | 2014 | Accuchek Active | 5531016405 | 3000074149 | NA | 0 | NA | 0 |  | Yes |  |  |  | Raipur | 2015-07-17 | Babulal Satnami | Khorpa | PHC
52 | Injection Room | Glucometer Hand Held | 1 | Dispo Safe |  | 2011-08-01 | CNP78101392 | 3000074150 | NA | 0 | NA | 0 |  | Yes |  |  |  | Raipur | 2015-07-17 | Babulal Satnami | Khorpa | PHC
53 | Injection Room | Nebulizer | 1 | SG Technology Ashoka |  | AS-01 | NA | 3000074151 | NA | 0 | NA | 0 |  | Yes |  |  |  | Raipur | 2015-07-17 | Babulal Satnami | Khorpa | PHC
54 | Injection Room | BP Instrument (Digital) | 1 | OMRON |  | HEM7111 | 20120532363VGs | 3000074152 | NA | 0 | NA | 0 |  | Yes |  |  |  | Raipur | 2015-07-17 | Babulal Satnami | Khorpa | PHC
55 | Labour OT | Needle Syringe | 1 | Sara TECH |  | NA | NA | 3000074085 | NA | 0 | NA | 0 |  | Yes |  |  |  | Raipur | 2015-07-15 | Babulal Satnami | Uparwara | PHC
56 | Labour OT | Featal Doppler | 1 | LEP |  | NA | NA | 3000074086 | NA | 0 | NA | 0 |  | Yes |  |  |  | Raipur | 2015-07-15 | Babulal Satnami | Uparwara | PHC
57 | Labour OT | Baby Weight Scale | 1 | Mechinical Capacity |  | NA | NA | 3000074087 | NA | 0 | NA | 0 |  | Yes |  |  |  | Raipur | 2015-07-15 | Babulal Satnami | Uparwara | PHC
58 | Labour OT | Suction Machin | 1 | 2H Capacity |  | NA | NA | 3000074088 | NA | 0 | NA | 0 |  | Yes |  |  |  | Raipur | 2015-07-15 | Babulal Satnami | Uparwara | PHC
59 | Labour OT | BP Instrument (Mercury Type) | 1 | DIAMOND |  | Regular | 29429 | 3000074089 | NA | 0 | NA | 0 |  | Yes |  |  |  | Raipur | 2015-07-15 | Babulal Satnami | Uparwara | PHC
60 | Labour OT | BP Instrument (Stand) | 1 | DIAMOND |  | NA | 0 0 0 925 | 3000074090 | NA | 0 | NA | 0 |  | NO |  |  |  | Raipur | 2015-07-15 | Babulal Satnami | Uparwara | PHC
61 | Store | Syringe & Needle Cutter | 1 | Sara TECH |  | S1R (100 VA) | R2285 | 3000074091 | NA | 0 | NA | 0 |  | Yes |  |  |  | Raipur | 2015-07-15 | Babulal Satnami | Uparwara | PHC
62 | Store | VDRL | 1 | Local Made |  |  |  | 3000074092 | NA | 0 | NA | 0 |  | Yes |  |  |  | Raipur | 2015-07-15 | Babulal Satnami | Uparwara | PHC
63 | Store | Sterilizer | 1 | Local Made |  |  |  | 3000074093 | NA | 0 | NA | 0 |  | Yes |  |  |  | Raipur | 2015-07-15 | Babulal Satnami | Uparwara | PHC
64 | Store | Weight Machin | 1 | Local Made 150 kg |  |  |  | 3000074094 | NA | 0 | NA | 0 |  | Yes |  |  |  | Raipur | 2015-07-15 | Babulal Satnami | Uparwara | PHC
65 | Store | Sterilizer | 1 | Atlas |  | 09f 968 |  | 3000074095 | NA | 0 | NA | 0 |  | Yes |  |  |  | Raipur | 2015-07-15 | Babulal Satnami | Uparwara | PHC
66 | Injection Room | Nebulizer | 1 | Home Health |  | CN 03 |  | 3000074096 | NA | 0 | NA | 0 |  | Yes |  |  |  | Raipur | 2015-07-15 | Babulal Satnami | Uparwara | PHC
67 | Injection Room | Needle distroyer | 1 | Micro sil |  |  |  | 3000074097 | NA | 0 | NA | 0 |  | Yes |  |  |  | Raipur | 2015-07-15 | Babulal Satnami | Uparwara | PHC
68 | Injection Room | Refregerator | 1 |  |  | GL 28/FM |  | 3000074098 | NA | 0 | NA | 0 |  | Yes |  |  |  | Raipur | 2015-07-15 | Babulal Satnami | Uparwara | PHC
69 | OPD | BP Instrument (Mercury Type) | 1 | OMEGA | 2012 | Mercury | 197 | 3000074131 | 2012 | 0 | NA | 0 |  | Yes |  |  |  | Raipur | 2015-07-17 | Babulal Satnami | Khilora | PHC
70 | Labour Room | Featal Doppler | 1 | Local Made | 2008 | NA | NA | 3000074132 | 2010 | 0 | NA | 0 |  | Yes |  |  |  | Raipur | 2015-07-17 | Babulal Satnami | Khilora | PHC
71 | Labour Room | Labour Table | 1 | Local Made | 2008 | NA | NA | 3000074133 | 2010 | 0 | NA | 0 |  | Yes |  |  |  | Raipur | 2015-07-17 | Babulal Satnami | Khilora | PHC
72 | Labour Room | Baby Weight Scale | 1 | Local Made | 2012 | Upto 9kg Table Top |  | 3000074134 | 2013 | 0 | NA | 0 |  | Yes |  |  |  | Raipur | 2015-07-17 | Babulal Satnami | Khilora | PHC
73 | Labour Room | Glucometer Hand Held | 1 | Roche | 2015 | Accuchek | 5531017050 | 3000074135 | 2015 | 0 | 2016-03-01 | 0 |  | Yes |  |  |  | Raipur | 2015-07-17 | Babulal Satnami | Khilora | PHC
74 | Labour Room | Weight Machin | 1 | 150kg | 2012 | EB6571 |  | 3000074136 | 2013 | 0 | NA | 0 |  | Yes |  |  |  | Raipur | 2015-07-17 | Babulal Satnami | Khilora | PHC
75 | Labour Room | Refregerator | 1 | Whirlpool | 2014 |  | 70012261 45020095 | 3000074137 | 2015 | 0 | 2016-06-01 | 0 |  | Yes |  |  |  | Raipur | 2015-07-17 | Babulal Satnami | Khilora | PHC
76 | Labour Room | Auto Clave | 1 | Local Made | NA | NA |  | 3000074069 | NA | 0 | NA | 0 |  | Yes |  |  |  | Raipur | 2015-07-14 | Babulal Satnami | Manik Chouri | PHC
77 | Labour Room | Baby Wegning Scale Machin | 1 | Local Made | NA | CROWN | 4070 | 3000074070 | NA | 0 | NA | 0 |  | Yes |  |  |  | Raipur | 2015-07-14 | Babulal Satnami | Manik Chouri | PHC
78 | Labour Room | Suction Machin | 1 | Local Made | NA | NA | NA | 3000074071 | NA | 0 | NA | 0 |  | Yes |  |  |  | Raipur | 2015-07-14 | Babulal Satnami | Manik Chouri | PHC
79 | Labour Room | Needle distroyer | 1 | Sara TECH | NA | NA | NA | 3000074072 | NA | 0 | NA | 0 |  | Yes |  |  |  | Raipur | 2015-07-14 | Babulal Satnami | Manik Chouri | PHC
80 | Labour Room | Glucometer Hand Held | 1 | Roche | 2013 | Accu 55168 | NA | 3000074073 | NA | 0 | NA | 0 |  | Yes |  |  |  | Raipur | 2015-07-14 | Babulal Satnami | Manik Chouri | PHC
81 | Labour Room | Refregerator | 1 | Vediocon | 2013 | Eco | VAB183 | 3000074074 | NA | 0 | NA | 0 |  | Yes |  |  |  | Raipur | 2015-07-14 | Babulal Satnami | Manik Chouri | PHC
82 | Physio Therapy | Exercise Bycycle | 1 | India Medico Ins. | 2012 | Power Gym | IMI 2884 | 3000074075 | 2013 | 0 | NA | 0 |  | Yes |  |  |  | Raipur | 2015-07-14 | Babulal Satnami | Manik Chouri | PHC
83 | Physio Therapy | Wacking Bar | 1 | Gaiult Tracing Equp. | 2012 |  | IMI 2945C | 3000074076 | 2013 | 0 | NA | 0 |  | Yes |  |  |  | Raipur | 2015-07-14 | Babulal Satnami | Manik Chouri | PHC
84 | Physio Therapy | Pully Sets | 1 | IMR | 2012 |  |  | 3000074077 | 2013 | 0 | NA | 0 |  | Yes |  |  |  | Raipur | 2015-07-14 | Babulal Satnami | Manik Chouri | PHC
85 | Store | Auto Clave Cylendrical | 1 |  |  |  |  | 3000074078 | 2013 | 0 | NA | 0 |  | NO |  |  |  | Raipur | 2015-07-14 | Babulal Satnami | Manik Chouri | PHC
86 | Store | Auto Clave Cylendrical | 1 | Micro Sil (85 V) |  |  |  | 3000074079 | 2013 | 0 | NA | 0 |  | NO |  |  |  | Raipur | 2015-07-14 | Babulal Satnami | Manik Chouri | PHC
87 | Eye OPD | Auto Clave Cylendrical | 1 | Mehta Dadug |  |  | 5113 | 3000074153 | 2010 | 0 | NA | 0 |  | Yes |  |  |  | Raipur | 2015-07-14 | Babulal Satnami | Manik Chouri | PHC
88 | OPD | Auto Clave Cylendrical | 1 | Prestige |  | Digital | S/N6571 | 3000074080 | 2013 | 0 | NA | 0 |  | Yes |  |  |  | Raipur | 2015-07-14 | Babulal Satnami | Manik Chouri | PHC
89 | OPD | Auto Clave Cylendrical | 1 | Venus |  | Mechenical |  | 3000074081 | 2013 | 0 | NA | 0 |  | Yes |  |  |  | Raipur | 2015-07-14 | Babulal Satnami | Manik Chouri | PHC
90 | OPD | Auto Clave Cylendrical | 1 | DIAMOND |  | CM/L196043 | 20176 | 3000074082 | 2013 | 0 | NA | 0 |  | Yes |  |  |  | Raipur | 2015-07-14 | Babulal Satnami | Manik Chouri | PHC
91 | OPD | Auto Clave Cylendrical | 1 | Nova Check |  |  | 13064552 | 3000074083 | 2013 | 0 | NA | 0 |  | Yes |  |  |  | Raipur | 2015-07-14 | Babulal Satnami | Manik Chouri | PHC
92 | Opthel | Auto Clave Cylendrical | 1 |  |  |  |  | 3000074084 | 2013 | 0 | NA | 0 |  | Yes |  |  |  | Raipur | 2015-07-14 | Babulal Satnami | Manik Chouri | PHC
93 | Opthel | Auto Clave Cylendrical | 1 | Appasuny |  |  |  | Missing | 2010 | 0 | NA | 0 |  | Yes |  |  |  | Raipur | 2015-07-14 | Babulal Satnami | Manik Chouri | PHC
94 | Labour Room | Auto Clave Cylendrical | 1 | NA | NA | Local |  | 3000074099 | 2012 | 0 | NA | 0 |  | Yes |  |  |  | Raipur | 2015-07-15 | Babulal Satnami | Torla | PHC
95 | Labour Room | Auto Clave Cylendrical | 1 | Local Made | None | Local |  | 3000074100 | NA | 0 | NA | 0 |  | Yes |  |  |  | Raipur | 2015-07-15 | Babulal Satnami | Torla | PHC
96 | Labour Room | Auto Clave Cylendrical | 1 | Local Made | None |  |  | 3000074101 | NA | 0 | NA | 0 |  | Yes |  |  |  | Raipur | 2015-07-15 | Babulal Satnami | Torla | PHC
97 | Labour Room | Auto Clave Cylendrical | 1 | Misaki | None | Local |  | 3000074102 | NA | 0 | NA | 0 |  | Yes |  |  |  | Raipur | 2015-07-15 | Babulal Satnami | Torla | PHC
98 | Labour Room | Auto Clave Cylendrical | 1 | NA | NA | Health Meter |  | 3000074103 | NA | 0 | NA | 0 |  | Yes |  |  |  | Raipur | 2015-07-15 | Babulal Satnami | Torla | PHC
99 | Labour Room | Auto Clave Cylendrical | 1 | NA | NA |  |  | 3000074104 | NA | 0 | NA | 0 |  | Yes |  |  |  | Raipur | 2015-07-15 | Babulal Satnami | Torla | PHC
100 | Injection Room | Auto Clave Cylendrical | 1 | Micro sil | NA | ND-3 | 847363 | 3000074105 | 2012 | 0 | NA | 0 |  | NO |  |  |  | Raipur | 2015-07-15 | Babulal Satnami | Torla | PHC
101 | Injection Room | Auto Clave Cylendrical | 1 | Local Made | NA | NA | NA | 3000074108 | 2012 | 0 | NA | 0 |  | NO |  |  |  | Raipur | 2015-07-15 | Babulal Satnami | Torla | PHC
102 | Injection Room | Auto Clave Cylendrical | 1 | Supreme Surgico | NA | Asho Mx | 98123827 | 3000074106 | 2012 | 0 | NA | 0 |  | Yes |  |  |  | Raipur | 2015-07-15 | Babulal Satnami | Torla | PHC
103 | Pathology | Auto Clave Cylendrical | 1 | Radical | NA | RLX 4B | B-6579 | 3000074107 | 2015 | 0 | NA | 0 |  | Yes |  |  |  | Raipur | 2015-07-15 | Babulal Satnami | Torla | PHC
104 | Pathology | Auto Clave Cylendrical | 1 | Roche | NA | Accupresser S/N | NA | Missing | 2014 | 0 | NA | 0 |  | Yes |  |  |  | Raipur | 2015-07-15 | Babulal Satnami | Torla | PHC
105 | Labour Room | Auto Clave Cylendrical | 1 | Lifex | 2013 |  | NA | 3000074109 | 2013-06-01 | 0 | NA | 0 |  | Yes |  |  |  | Raipur | 2015-07-15 | Babulal Satnami | Champaran | PHC
106 | Labour Room | Auto Clave Cylendrical | 1 | Diamond | 2012 | Delux | 16421 | 3000074110 | 2013-06-01 | 0 | NA | 0 |  | Yes |  |  |  | Raipur | 2015-07-15 | Babulal Satnami | Champaran | PHC
107 | Labour Room | Auto Clave Cylendrical | 1 | Local Made | 2012 |  | NA | 3000074111 | 2013-09-01 | 0 | NA | 0 |  | Yes |  |  |  | Raipur | 2015-07-15 | Babulal Satnami | Champaran | PHC
108 | Labour Room | Auto Clave Cylendrical | 1 | Suvarna | 2012 |  | NA | 3000074112 | 2012 | 0 | NA | 0 |  | Yes |  |  |  | Raipur | 2015-07-15 | Babulal Satnami | Champaran | PHC
109 | Labour Room | Auto Clave Cylendrical | 1 | Diamond | 2012 | Delux | 16480 | 3000074113 | 2014 | 0 | NA | 0 |  | Yes |  |  |  | Raipur | 2015-07-15 | Babulal Satnami | Champaran | PHC
110 | Labour Room | Auto Clave Cylendrical | 1 | Virgo | 2013 | 9016A |  | 3000074114 | 2014 | 0 | NA | 0 |  | Yes |  |  |  | Raipur | 2015-07-15 | Babulal Satnami | Champaran | PHC
111 | Labour Room | Auto Clave Cylendrical | 1 | Sumsang | 2013 |  | RR1914B S/N | 3000074115 | 2013 | 0 | NA | 0 |  | Yes |  |  |  | Raipur | 2015-07-15 | Babulal Satnami | Champaran | PHC
112 | OPD | Auto Clave Cylendrical | 1 | Diamond | 2015 | Regular | 88983 | 3000074170 | 2015 | 0 | NA | 0 |  | Yes |  |  |  | Raipur | 2015-07-20 | Babulal Satnami | Chandkhuri | PHC
113 | OPD | Auto Clave Cylendrical | 1 | Korpe Cor. | NA | Kohinoor | NA | 3000074171 | NA | 0 | NA | 0 |  | Yes |  |  |  | Raipur | 2015-07-20 | Babulal Satnami | Chandkhuri | PHC
114 | OPD | Auto Clave Cylendrical | 1 | MICRO SIL | NA | ND 360 | 86903 | 3000074177 | NA | 0 | NA | 0 |  | NO |  |  |  | Raipur | 2015-07-20 | Babulal Satnami | Chandkhuri | PHC
115 | OPD | Auto Clave Cylendrical | 1 | NA | NA | NA | NA | 3000074172 | 2012 | 0 | NA | 0 |  | Yes |  |  |  | Raipur | 2015-07-20 | Babulal Satnami | Chandkhuri | PHC
116 | OPD | Auto Clave Cylendrical | 1 | Scale | NA | D-407 | FD2D131012472 | 3000074173 | NA | 0 | NA | 0 |  | Yes |  |  |  | Raipur | 2015-07-20 | Babulal Satnami | Chandkhuri | PHC
117 | OPD | Auto Clave Cylendrical | 1 | MSAKI | NA | NA | NA | 3000074174 | NA | 0 | NA | 0 |  | Yes |  |  |  | Raipur | 2015-07-20 | Babulal Satnami | Chandkhuri | PHC
118 | Injection Room | Auto Clave Cylendrical | 1 | Local Made |  |  |  | 3000074175 | NA | 0 | NA | 0 |  | Yes |  |  |  | Raipur | 2015-07-20 | Babulal Satnami | Chandkhuri | PHC
119 | Injection Room | Auto Clave Cylendrical | 1 | Subhash |  |  |  | 3000074176 | NA | 0 | NA | 0 |  | Yes |  |  |  | Raipur | 2015-07-20 | Babulal Satnami | Chandkhuri | PHC
120 | Leb | Glucometer Hand Held | 1 | Roche |  | Accucheck | 553/1117/0 | 3000074178 | NA | 0 | NA | 0 |  | Yes |  |  |  | Raipur | 2015-07-20 | Babulal Satnami | Chandkhuri | PHC
121 | Leb | Microscope | 1 |  |  |  |  | 3000074179 | NA | 0 | NA | 0 |  | Yes |  |  |  | Raipur | 2015-07-20 | Babulal Satnami | Chandkhuri | PHC
122 | Leb | Refregerator | 1 | LG |  | GL-254 AT G4 | 205NRER279924 | 3000074180 | NA | 0 | NA | 0 |  | Yes |  |  |  | Raipur | 2015-07-20 | Babulal Satnami | Chandkhuri | PHC
124 | Labor ward | Infant Warmer | 1 | meditrin |  | NA | NA | 3000076492 | NA | 0 |  | 0 |  | Yes |  |  |  | Raipur | 2015-09-07 | Ankit/Laxmi/deepak | District Hospital | DH
642 | Labor ward | Infant Warmer | 1 | meditrin |  | NA | NA | 3000076492 | NA | 0 |  | 0 |  | Yes |  |  |  | Raipur | 2015-09-07 | Ankit/Laxmi/deepak | District Hospital | DH
123 | Labor ward | Suction machine | 1 | Indian Drugs & Pharmacutical Ltd |  | NA | NA | 3000076493 | NA | 0 |  | 0 |  | NO |  |  |  | Raipur | 2015-09-07 | Ankit/Laxmi/deepak | District Hospital | DH
641 | Labor ward | Suction machine | 1 | Indian Drugs & Pharmacutical Ltd |  | NA | NA | 3000076493 | NA | 0 |  | 0 |  | NO |  |  |  | Raipur | 2015-09-07 | Ankit/Laxmi/deepak | District Hospital | DH
125 | Labor ward | Baby wieght machine | 1 | Essae teraoka LTd |  | 135250 | 23014131762 | 3000076495 | NA | 0 |  | 0 |  | yes |  |  |  | Raipur | 2015-09-07 | Ankit/Laxmi/deepak | District Hospital | DH
643 | Labor ward | Baby wieght machine | 1 | Essae teraoka LTd |  | 135250 | 23014131762 | 3000076495 | NA | 0 |  | 0 |  | yes |  |  |  | Raipur | 2015-09-07 | Ankit/Laxmi/deepak | District Hospital | DH
126 | Labor ward | spot light | 1 | NA |  | NA | NA | 3000076496 | NA | 0 |  | 0 |  | Yes |  |  |  | Raipur | 2015-09-07 | Ankit/Laxmi/deepak | District Hospital | DH
644 | Labor ward | spot light | 1 | NA |  | NA | NA | 3000076496 | NA | 0 |  | 0 |  | Yes |  |  |  | Raipur | 2015-09-07 | Ankit/Laxmi/deepak | District Hospital | DH
131 | Orthopedic Ward | blood pressure moniter(mercury) | 1 | godwin |  | NA | NA | 3000076533 | NA | 0 |  | 0 |  | Yes |  |  |  | Raipur | 2015-09-07 | Ankit/Laxmi/deepak | District Hospital | DH
132 | Orthopedic Ward | blood pressure moniter(mercury) | 1 | Life-line |  | Gamma | NA | 3000076532 | NA | 0 |  | 0 |  | Yes |  |  |  | Raipur | 2015-09-07 | Ankit/Laxmi/deepak | District Hospital | DH
133 | Orthopedic Ward | X-ray Illuminator | 1 | RK Industry |  | NA | NA | 3000076555 | NA | 0 |  | 0 |  | Yes |  |  |  | Raipur | 2015-09-07 | Ankit/Laxmi/deepak | District Hospital | DH
134 | Orthopedic Ward | X-ray Illuminator | 1 | RK Industry |  | NA | NA | 3000076557 | NA | 0 |  | 0 |  | Yes |  |  |  | Raipur | 2015-09-07 | Ankit/Laxmi/deepak | District Hospital | DH
135 | Orthopedic Ward | blood pressure moniter(mercury) | 1 | Morepen |  | NA | NA | 3000076557 | NA | 0 |  | 0 |  | Yes |  |  |  | Raipur | 2015-09-07 | Ankit/Laxmi/deepak | District Hospital | DH
136 | physiotherapy | Ultrasound Therapy(100 Mhz) | 1 | Delta Medical |  | NA | US2k6030111 | 3000076522 | NA | 0 |  | 0 |  | Yes |  |  |  | Raipur | 2015-09-07 | Ankit/Laxmi/deepak | District Hospital | DH
137 | physiotherapy | contineous passive motion Machine | 1 | Delta Medical |  | NA | CPM2k602018-2 | 3000076523 | NA | 0 |  | 0 |  | NO |  |  |  | Raipur | 2015-09-07 | Ankit/Laxmi/deepak | District Hospital | DH
138 | physiotherapy | Short wave diatherapy(500w) | 1 | Nordic surgical |  | NA | NA | 3000076524 | NA | 0 |  | 0 |  | Yes |  |  |  | Raipur | 2015-09-07 | Ankit/Laxmi/deepak | District Hospital | DH
139 | physiotherapy | Surgical Lumber Fraction | 1 | India Media Instruments |  | NA | 120714 | 3000076525 | NA | 0 |  | 0 |  | Yes |  |  |  | Raipur | 2015-09-07 | Ankit/Laxmi/deepak | District Hospital | DH
140 | physiotherapy | Ankle Exerciser | 1 | NA |  | NA | NA | 3000076526 | NA | 0 |  | 0 |  | Yes |  |  |  | Raipur | 2015-09-07 | Ankit/Laxmi/deepak | District Hospital | DH
141 | physiotherapy | Muscle stimulator | 1 | Indian Healosurg |  | MS-7ss | NA | 3000076527 | NA | 0 |  | 0 |  | NO |  |  |  | Raipur | 2015-09-07 | Ankit/Laxmi/deepak | District Hospital | DH
142 | physiotherapy | Exercise Bycyle | 1 | India Medico |  | NA | NA | 3000076528 | NA | 0 |  | 0 |  | Yes |  |  |  | Raipur | 2015-09-07 | Ankit/Laxmi/deepak | District Hospital | DH
143 | physiotherapy | Exercise Bycyle | 1 | Body Gym |  | NA | NA | 3000076529 | NA | 0 |  | 0 |  | NO |  |  |  | Raipur | 2015-09-07 | Ankit/Laxmi/deepak | District Hospital | DH
144 | physiotherapy | Wax Bath(local) | 1 | NA |  | NA | NA | 3000076530 | NA | 0 |  | 0 |  | Yes |  |  |  | Raipur | 2015-09-07 | Ankit/Laxmi/deepak | District Hospital | DH
145 | physiotherapy | Short wave diatherapy(500w) | 1 | NA |  | DELTHERM250 | NA | 3000076531 | NA | 0 |  | 0 |  | NO |  |  |  | Raipur | 2015-09-07 | Ankit/Laxmi/deepak | District Hospital | DH
146 | Store | multipera | 1 | Schiller |  | TRUSCQF ULTRAQ7 | NA | 3000076534 | NA | 1 |  | 0 |  | PACKED |  |  |  | Raipur | 2015-09-07 | Ankit/Laxmi/deepak | District Hospital | DH
147 | Store | multipera | 1 | Schiller |  | TRUSCQF ULTRAQ7 | NA | 3000076535 | NA | 1 |  | 0 |  | PACKED |  |  |  | Raipur | 2015-09-07 | Ankit/Laxmi/deepak | District Hospital | DH
148 | Store | multipera | 1 | Schiller |  | TRUSCQF ULTRAQ7 | NA | 3000076536 | NA | 1 |  | 0 |  | PACKED |  |  |  | Raipur | 2015-09-07 | Ankit/Laxmi/deepak | District Hospital | DH
149 | Store | multipera | 1 | Schiller |  | TRUSCQF ULTRAQ7 | NA | 3000076537 | NA | 1 |  | 0 |  | PACKED |  |  |  | Raipur | 2015-09-07 | Ankit/Laxmi/deepak | District Hospital | DH
150 | Store | multipera | 1 | Schiller |  | TRUSCQF ULTRAQ7 | NA | 3000076538 | NA | 1 |  | 0 |  | PACKED |  |  |  | Raipur | 2015-09-07 | Ankit/Laxmi/deepak | District Hospital | DH
151 | Store | multipera | 1 | Schiller |  | TRUSCQF ULTRAQ7 | NA | 3000076539 | NA | 1 |  | 0 |  | PACKED |  |  |  | Raipur | 2015-09-07 | Ankit/Laxmi/deepak | District Hospital | DH
152 | Store | multipera | 1 | Schiller |  | TRUSCQF ULTRAQ7 | NA | 3000076540 | NA | 1 |  | 0 |  | PACKED |  |  |  | Raipur | 2015-09-07 | Ankit/Laxmi/deepak | District Hospital | DH
153 | main O.T | multipera | 1 | Schiller |  | TRUSCQF ULTRAQ7 | NA | 3000076658 | NA | 1 |  | 0 |  | Yes |  |  |  | Raipur | 2015-09-07 | Ankit/Laxmi/deepak | District Hospital | DH
154 | main O.T | multipera | 1 | Schiller |  | TRUSCQF ULTRAQ7 | NA | 3000076662 | NA | 1 |  | 0 |  | Yes |  |  |  | Raipur | 2015-09-07 | Ankit/Laxmi/deepak | District Hospital | DH
155 | Store | Domestic reffrigerator(300l | 1 | LG |  | GR2511DHC | NA | 3000076541 | NA | 0 |  | 0 |  | Yes |  |  |  | Raipur | 2015-09-07 | Ankit/Laxmi/deepak | District Hospital | DH
156 | Store | Domestic reffrigerator(300l | 1 | LG |  | GL-2850m95 | NA | 3000076542 | NA | 1 | 1/jan/2015 to 31/dec/2016 | 0 |  | Yes |  |  |  | Raipur | 2015-09-07 | Ankit/Laxmi/deepak | District Hospital | DH
157 | Store | Photography Machine | 1 | NA |  | NA | NA | 3000076543 | NA | 0 |  | 0 |  | no |  |  |  | Raipur | 2015-09-07 | Ankit/Laxmi/deepak | District Hospital | DH
158 | CR OPD minor O.T | Suction machine | 1 | NA |  | NA | NA | 3000076438 | NA | 0 |  | 0 |  | Yes |  |  |  | Raipur | 2015-09-07 | Ankit/Laxmi/deepak | District Hospital | DH
159 | CR OPD minor O.T | spot light | 1 | NA |  | NA | NA | 3000076437 | NA | 0 |  | 0 |  | Yes |  |  |  | Raipur | 2015-09-07 | Ankit/Laxmi/deepak | District Hospital | DH
160 | CR OPD minor O.T | steriliser(small size) | 1 | NA |  | NA | NA | 3000076439 | NA | 0 |  | 0 |  | Yes |  |  |  | Raipur | 2015-09-07 | Ankit/Laxmi/deepak | District Hospital | DH
161 | CR OPD minor O.T | Needle destroyer | 1 | Microsil |  | ND-350 | 3276 | 3000076440 | NA | 0 |  | 0 |  | NO |  |  |  | Raipur | 2015-09-07 | Ankit/Laxmi/deepak | District Hospital | DH
162 | CR OPD minor O.T | domestic reffrigerator | 1 | Godrej |  | GON180p | 50085 | 3000076441 | NA | 0 |  | 0 |  | Yes |  |  |  | Raipur | 2015-09-07 | Ankit/Laxmi/deepak | District Hospital | DH
163 | Radiology | X-ray Machine | 1 | Meditronics |  | Diagnox | 7G054 | 3000076515 | NA | 0 |  | 0 |  | Yes |  |  |  | Raipur | 2015-09-07 | Ankit/Laxmi/deepak | District Hospital | DH
164 | Radiology | X-ray Illuminator | 1 | RK Industry |  | NA | NA | 3000076514 | NA | 0 |  | 0 |  | Yes |  |  |  | Raipur | 2015-09-07 | Ankit/Laxmi/deepak | District Hospital | DH
165 | Radiology | Portable X-ray Machine | 1 | picks medial system |  | PDX-6010-D | 0501D10 | 3000076516 | NA | 0 |  | 0 |  | Yes |  |  |  | Raipur | 2015-09-07 | Ankit/Laxmi/deepak | District Hospital | DH
166 | Radiology | x-ray film illuminator | 1 | RK Industry |  | NA | NA | 3000076517 | NA | 0 |  | 0 |  | Yes |  |  |  | Raipur | 2015-09-07 | Ankit/Laxmi/deepak | District Hospital | DH
167 | Radiology | Opg machine(digital) | 1 | Allengers |  | ALLIDENDHF | 2k1307029-0 | 3000076518 | NA | 0 |  | 0 |  | Yes |  |  |  | Raipur | 2015-09-07 | Ankit/Laxmi/deepak | District Hospital | DH
168 | Radiology | Film storage box | 1 | RK Industry |  | NA | NA | 3000076519 | NA | 0 |  | 0 |  | Yes |  |  |  | Raipur | 2015-09-07 | Ankit/Laxmi/deepak | District Hospital | DH
169 | Radiology | Mobile X-ray | 1 | General medical Equipment |  | GMHF-3.5 | SR2k14-03XHRA_107 | 3000076521 | 31/3/2004 | 0 |  | 0 |  | Yes |  |  |  | Raipur | 2015-09-07 | Ankit/Laxmi/deepak | District Hospital | DH
170 | Radiology | sonography color dopler machine | 1 | Mindray |  | BC-N3 | 6D-4A002424 | 3000076513 | NA | 0 |  | 0 |  | Yes |  |  | 2 | Raipur | 2015-09-07 | Ankit/Laxmi/deepak | District Hospital | DH
171 | Radiology | x-ray film illuminator | 1 | RK Industry |  | NA | NA | 3000076512 | NA | 0 |  | 0 |  | Yes |  |  |  | Raipur | 2015-09-07 | Ankit/Laxmi/deepak | District Hospital | DH
172 | NCD | ECG(Density measurement) | 1 | NIHONKOHDEN |  | ECG2350k | 100052 | 3000076548 | NA | 0 |  | 0 |  | Yes |  |  |  | Raipur | 2015-09-07 | Ankit/Laxmi/deepak | District Hospital | DH
173 | Autoclave(O.T) | Horizontal Autoclave | 1 | Surgicoin |  | SLP-T02075 | E109-25 | 3000076490 | NA | 0 |  | 0 |  | Yes |  |  |  | Raipur | 2015-09-07 | Ankit/Laxmi/deepak | District Hospital | DH
174 | Autoclave(O.T) | Horizontal Autoclave | 1 | NA |  | NA | NA | 3000076491 | NA | 0 |  | 0 |  | Yes |  |  |  | Raipur | 2015-09-07 | Ankit/Laxmi/deepak | District Hospital | DH
175 | Minor O.T | BLood pressure moniter(mercury)1 | 1 | Namatshree |  | NA | 1555 | 3000076446 | NA | 0 |  | 0 |  | NO |  |  |  | Raipur | 2015-09-07 | Ankit/Laxmi/deepak | District Hospital | DH
176 | Minor O.T | Blood pressure moniter (mercury) | 1 | Diamond |  | Regular | NA | 3000076445 | NA | 0 |  | 0 |  | NO |  |  |  | Raipur | 2015-09-07 | Ankit/Laxmi/deepak | District Hospital | DH
177 | gyneac(O.T) | Shadowless double dome ceiling light | 1 | PHILIPS |  | PHILILUX | 76902 | 3000076473 | NA | 0 |  | 0 |  | Yes |  |  |  | Raipur | 2015-09-07 | Ankit/Laxmi/deepak | District Hospital | DH
178 | gyneac(O.T) | Multipara Moniters | 1 | Schiller |  | TRUSCQF ULTRAQ7 | Q071A000044 | 3000076472 | NA | 0 |  | 0 |  | Yes |  |  |  | Raipur | 2015-09-07 | Ankit/Laxmi/deepak | District Hospital | DH
179 | gyneac(O.T) | Multipara Moniters | 1 | Schiller |  | TRUSCQF ULTRAQ7 | Q071A000079 | 3000076474 | NA | 0 |  | 0 |  | Yes |  |  |  | Raipur | 2015-09-07 | Ankit/Laxmi/deepak | District Hospital | DH
180 | gyneac(O.T) | Boyles appratus | 1 | ALLIED |  | jupiter plus | NA | 3000076471 | NA | 0 |  | 0 |  | Yes |  |  |  | Raipur | 2015-09-07 | Ankit/Laxmi/deepak | District Hospital | DH
181 | gyneac(O.T) | O.T table | 1 | NA |  | NA | NA | 3000076475 | NA | 0 |  | 0 |  | Yes |  |  |  | Raipur | 2015-09-07 | Ankit/Laxmi/deepak | District Hospital | DH
182 | gyneac(O.T) | Laryngoscope | 1 | NA |  | NA | NA | 3000076476 | NA | 0 |  | 0 |  | yes |  |  |  | Raipur | 2015-09-07 | Ankit/Laxmi/deepak | District Hospital | DH
183 | gyneac(O.T) | spot light | 1 | surgi aid pharma |  | NA | NA | 3000076477 | NA | 0 |  | 0 |  | Yes |  |  |  | Raipur | 2015-09-07 | Ankit/Laxmi/deepak | District Hospital | DH
184 | gyneac(O.T) | Infant Warmer | 1 | surgi aid pharma |  | NA | NA | 3000076481 | NA | 0 |  | 0 |  | Yes |  |  |  | Raipur | 2015-09-07 | Ankit/Laxmi/deepak | District Hospital | DH
185 | gyneac(O.T) | pulse oximeter | 1 | Datex ohmeda |  | NA | FBXG01140 | 3000076487 | NA | 0 |  | 0 |  | Yes |  |  |  | Raipur | 2015-09-07 | Ankit/Laxmi/deepak | District Hospital | DH
186 | gyneac(O.T) | Suction machine(double jar) | 1 | Anand |  | NA | NA | 3000076486 | NA | 0 |  | 0 |  | Yes |  |  |  | Raipur | 2015-09-07 | Ankit/Laxmi/deepak | District Hospital | DH
187 | gyneac(O.T) | Baby weight machine(Digital) | 1 | Kidlee |  | NA | NA | 3000076480 | NA | 0 |  | 0 |  | Yes |  |  |  | Raipur | 2015-09-07 | Ankit/Laxmi/deepak | District Hospital | DH
188 | gyneac(O.T) | Baby weight machine(Analog) | 1 | Docbel drawn |  | NA | Grown | 3000076483 | NA | 0 |  | 0 |  | Yes |  |  |  | Raipur | 2015-09-07 | Ankit/Laxmi/deepak | District Hospital | DH
189 | gyneac(O.T) | Infant Warmer | 1 | NA |  | NA | NA | 3000076482 | NA | 0 |  | 0 |  | Yes |  |  |  | Raipur | 2015-09-07 | Ankit/Laxmi/deepak | District Hospital | DH
190 | Major O.T | Domestic reffrigerator | 1 | LG electronix |  | GL-23IGPRX | 2SAM410LP400005IN | 3000076485 | NA | 0 |  | 0 |  | Yes |  |  |  | Raipur | 2015-09-07 | Ankit/Laxmi/deepak | District Hospital | DH
191 | Major O.T | Suction Macine | 1 | NA |  | NA | NA | 3000076460 | NA | 0 |  | 0 |  | Yes |  |  |  | Raipur | 2015-09-07 | Ankit/Laxmi/deepak | District Hospital | DH
192 | Major O.T | Shadowless double dome ceiling light | 1 | PHILIPS |  | PHILILUX S50 | NA | 3000076461 | NA | 0 |  | 0 |  | NO |  |  |  | Raipur | 2015-09-07 | Ankit/Laxmi/deepak | District Hospital | DH
193 | Major O.T | foot switch attached with driller | 1 | manman |  | NA | NA | 3000076463 | NA | 0 |  | 0 |  | Yes |  |  |  | Raipur | 2015-09-07 | Ankit/Laxmi/deepak | District Hospital | DH
194 | Major O.T | Boyles appratus | 1 | Medisystem |  | NA | NA | 3000076462 | NA | 0 |  | 0 |  | Yes |  |  |  | Raipur | 2015-09-07 | Ankit/Laxmi/deepak | District Hospital | DH
195 | Major O.T | Defabrillator | 1 | Schiller |  | NA | 113B142 | 3000076469 | NA | 0 |  | 0 |  | Yes |  |  |  | Raipur | 2015-09-07 | Ankit/Laxmi/deepak | District Hospital | DH
196 | Major O.T | EARM | 1 | Medico imagined |  | NA | 6M217 | 3000076464 | NA | 0 |  | 0 |  | Yes |  |  |  | Raipur | 2015-09-07 | Ankit/Laxmi/deepak | District Hospital | DH
197 | Major O.T | Coutray diatherapy | 1 | NGRI medical electronix |  | NA | 1805M | 3000076484 | NA | 0 |  | 0 |  | Yes |  |  |  | Raipur | 2015-09-07 | Ankit/Laxmi/deepak | District Hospital | DH
198 | Major O.T | double paddle foot switch | 1 | NA |  | NA | NA | 3000076465 | NA | 0 |  | 0 |  | Yes |  |  |  | Raipur | 2015-09-07 | Ankit/Laxmi/deepak | District Hospital | DH
199 | Major O.T | Hydraullic OT table | 1 | NA |  | NA | NA | 3000076466 | NA | 0 |  | 0 |  | Yes |  |  |  | Raipur | 2015-09-07 | Ankit/Laxmi/deepak | District Hospital | DH
200 | Major O.T | signal jar suction machine | 1 | medicraft |  | NA | NA | 3000076479 | NA | 0 |  | 0 |  | Yes |  |  |  | Raipur | 2015-09-07 | Ankit/Laxmi/deepak | District Hospital | DH
201 | Medicine O.P.D | Blood pressure monitor(stand) | 1 | Diamond |  | regular | NA | 3000076433 | NA | 0 |  | 0 |  | Yes |  |  |  | Raipur | 2015-09-07 | Ankit/Laxmi/deepak | District Hospital | DH
202 | Medicine O.P.D | Blood pressure moniter(mercury) | 1 | Diamond |  | NA | NA | 3000076442 | NA | 0 |  | 0 |  | NO |  |  |  | Raipur | 2015-09-07 | Ankit/Laxmi/deepak | District Hospital | DH
203 | Medicine O.P.D | Blood pressure moniter(mercury) | 1 | Extra care |  | NA | NA | 3000076443 | NA | 0 |  | 0 |  | NO |  |  |  | Raipur | 2015-09-07 | Ankit/Laxmi/deepak | District Hospital | DH
204 | Medicine O.P.D | Blood Pressure Moniter(Mercury) | 1 | Diamond |  | NA | NA | 3000076444 | NA | 0 |  | 0 |  | NO |  |  |  | Raipur | 2015-09-07 | Ankit/Laxmi/deepak | District Hospital | DH
205 | Medicine O.P.D | x-ray film illuminator | 1 | RK Industry |  | NA | NA | 3000076436 | NA | 0 |  | 0 |  | Yes |  |  |  | Raipur | 2015-09-07 | Ankit/Laxmi/deepak | District Hospital | DH
206 | Medicine O.P.D | x-ray film illuminator | 1 | RK Industry |  | NA | NA | 3000076435 | NA | 0 |  | 0 |  | Yes |  |  |  | Raipur | 2015-09-07 | Ankit/Laxmi/deepak | District Hospital | DH
207 | Medicine O.P.D | blood pressure moniter(mercury) | 1 | MCP |  | NA | 1047107 | 3000076434 | NA | 0 |  | 0 |  | Yes |  |  |  | Raipur | 2015-09-07 | Ankit/Laxmi/deepak | District Hospital | DH
208 | NRC | Baby weight Machine(digital) | 1 | Detecto |  | MB130 | C11006597 | 3000076505 | NA | 0 |  | 0 |  | Yes |  |  |  | Raipur | 2015-09-07 | Ankit/Laxmi/deepak | District Hospital | DH
209 | NRC | Needle destroyer | 1 | Microsil |  | ND-350 | 1012 | 3000076506 | NA | 0 |  | 0 |  | Yes |  |  |  | Raipur | 2015-09-07 | Ankit/Laxmi/deepak | District Hospital | DH
210 | NRC | Adult wieght machine | 1 | Ramon surgical |  | Crown | NA | 3000076507 | Na | 0 |  | 0 |  | Yes |  |  |  | Raipur | 2015-09-07 | Ankit/Laxmi/deepak | District Hospital | DH
211 | NRC | digital Glucometer | 1 | Roche diagnostic |  | NA | 55310115977 | 3000076511 | NA | 0 |  | 0 |  | Yes |  |  |  | Raipur | 2015-09-07 | Ankit/Laxmi/deepak | District Hospital | DH
212 | NRC | Domestic reffrigerator | 1 | LG |  | GL-185RP4 | 510NIRLW015888 | 3000076509 | NA | 1 | 1/1/2015 to 31/12/2016 | 0 |  | Yes |  |  |  | Raipur | 2015-09-07 | Ankit/Laxmi/deepak | District Hospital | DH
213 | NRC | digtal adult weight Machine | 1 | Deligent |  | NA | NA | 3000076510 | NA | 1 |  | 0 |  | Yes |  |  |  | Raipur | 2015-09-07 | Ankit/Laxmi/deepak | District Hospital | DH
214 | NRC | Domestic reffrigerator | 1 | LG |  | GL-185 | 007NLJN096428 | 3000076508 | NA | 1 |  | 0 |  | Yes |  |  |  | Raipur | 2015-09-07 | Ankit/Laxmi/deepak | District Hospital | DH
215 | Bio Chemistry Lab | Domestic reffrigerator | 1 | LG |  | GR-2511BAC | NA | 3000076447 | NA | 0 |  | 0 |  | Yes |  |  |  | Raipur | 2015-09-07 | Ankit/Laxmi/deepak | District Hospital | DH
216 | Bio Chemistry Lab | Incubator(small size) | 1 | NA |  | NA | NA | 3000076448 | NA | 0 |  | 0 |  | Yes |  |  |  | Raipur | 2015-09-07 | Ankit/Laxmi/deepak | District Hospital | DH
217 | Bio Chemistry Lab | Centrifuge(6 tube) | 1 | coslab |  | NA | NA | 3000076449 | NA | 0 |  | 0 |  | Yes |  |  |  | Raipur | 2015-09-07 | Ankit/Laxmi/deepak | District Hospital | DH
218 | Bio Chemistry Lab | Semi-analyser | 1 | Erla |  | chem-5 plus | 80170 | 3000076450 | NA | 0 |  | 0 |  | Yes |  |  |  | Raipur | 2015-09-07 | Ankit/Laxmi/deepak | District Hospital | DH
219 | Bio Chemistry Lab | Blood cell counter | 1 | Lab life |  | NA | NA | 3000076451 | NA | 0 |  | 0 |  | NO |  |  |  | Raipur | 2015-09-07 | Ankit/Laxmi/deepak | District Hospital | DH
220 | Bio Chemistry Lab | Hot air oven | 1 | MB instruments |  | NA | NA | 3000076452 | NA | 0 |  | 0 |  | Yes |  |  |  | Raipur | 2015-09-07 | Ankit/Laxmi/deepak | District Hospital | DH
221 | Bio Chemistry Lab | Hot air oven | 1 | MB instruments |  | NA | NA | 3000076453 | NA | 0 |  | 0 |  | no |  |  |  | Raipur | 2015-09-07 | Ankit/Laxmi/deepak | District Hospital | DH
222 | Bio Chemistry Lab | Incubator(small size) | 1 | NA |  | NA | NA | 3000076454 | NA | 0 |  | 0 |  | NO |  |  |  | Raipur | 2015-09-07 | Ankit/Laxmi/deepak | District Hospital | DH
223 | Bio Chemistry Lab | Domestic reffrigerator | 1 | NA |  | GS-2511BSC | NA | 3000076455 | NA | 0 |  | 0 |  | Yes |  |  |  | Raipur | 2015-09-07 | Ankit/Laxmi/deepak | District Hospital | DH
224 | Bio Chemistry Lab | Needle destroyer | 1 | Linco |  | NA | NA | 3000065459 | NA | 0 |  | 0 |  | Yes |  |  |  | Raipur | 2015-09-07 | Ankit/Laxmi/deepak | District Hospital | DH
225 | Bio Chemistry Lab | Domestic reffigerator | 1 | videocon |  | NA | NA | 3000076458 | NA | 0 |  | 0 |  | Yes |  |  |  | Raipur | 2015-09-07 | Ankit/Laxmi/deepak | District Hospital | DH
226 | Bio Chemistry Lab | Centrifuge(4 tube) | 1 | local |  | NA | NA | 3000076457 | NA | 0 |  | 0 |  | yes |  |  |  | Raipur | 2015-09-07 | Ankit/Laxmi/deepak | District Hospital | DH
227 | Bio Chemistry Lab | Incubator | 1 | coslab |  | NA | NA | 3000076456 | NA | 0 |  | 0 |  | Yes |  |  |  | Raipur | 2015-09-07 | Ankit/Laxmi/deepak | District Hospital | DH
228 | SNCU | Infant ventillator | 1 | Bird |  | 15654C | ACM1218 | 3000076494 | NA | 0 |  | 0 |  | Yes |  |  |  | Raipur | 2015-09-07 | Ankit/Laxmi/deepak | District Hospital | DH
229 | SNCU | Infant Warmer | 1 | Bird |  | 15654C | ACM1220 | 3000076489 | NA | 0 |  | 0 |  | Yes |  |  |  | Raipur | 2015-09-07 | Ankit/Laxmi/deepak | District Hospital | DH
230 | main O.T | Infant Warmer | 1 | surgi aid pharma |  | NA | NA | 3000076488 | NA | 0 |  | 0 |  | Yes |  |  |  | Raipur | 2015-09-07 | Ankit/Laxmi/deepak | District Hospital | DH
231 | SNCU | Infant Warmer | 1 | PHONIX |  | W100 | T1074 | 3000076403 | NA | 1 |  | 0 |  | Yes |  |  |  | Raipur | 2015-09-07 | Ankit/Laxmi/deepak | District Hospital | DH
232 | SNCU | Infant Warmer | 1 | PHONIX |  | W100 | T1083 | 3000076406 | NA | 1 |  | 0 |  | Yes |  |  |  | Raipur | 2015-09-07 | Ankit/Laxmi/deepak | District Hospital | DH
233 | SNCU | Infant Warmer | 1 | PHONIX |  | W100 | T1082 | 3000076404 | NA | 1 |  | 0 |  | Yes |  |  |  | Raipur | 2015-09-07 | Ankit/Laxmi/deepak | District Hospital | DH
234 | SNCU | Infant Warmer | 1 | PHONIX |  | W100 | T1079 | 3000076405 | NA | 1 |  | 0 |  | Yes |  |  |  | Raipur | 2015-09-07 | Ankit/Laxmi/deepak | District Hospital | DH
235 | SNCU | phototherapy | 1 | PHONIX |  | PT100 | 1740 | 3000076408 | NA | 1 |  | 0 |  | Yes |  |  |  | Raipur | 2015-09-07 | Ankit/Laxmi/deepak | District Hospital | DH
236 | SNCU | phototherapy | 1 | PHONIX |  | PT100 | T17242 | 3000076409 | NA | 1 |  | 0 |  | Yes |  |  |  | Raipur | 2015-09-07 | Ankit/Laxmi/deepak | District Hospital | DH
237 | SNCU | single jar sunction | 1 | Bioplus |  | NA | NA | 3000076421 | NA | 1 |  | 0 |  | Yes |  |  |  | Raipur | 2015-09-07 | Ankit/Laxmi/deepak | District Hospital | DH
238 | SNCU | Baby weight machine (digital) | 1 | Kidlee |  | NA | NA | 3000076422 | NA | 1 |  | 0 |  | Yes |  |  |  | Raipur | 2015-09-07 | Ankit/Laxmi/deepak | District Hospital | DH
239 | SNCU | Needle destroyer | 1 | SAI+Life |  | NA | NA | 3000076423 | NA | 1 |  | 0 |  | Yes |  |  |  | Raipur | 2015-09-07 | Ankit/Laxmi/deepak | District Hospital | DH
240 | SNCU | spot light | 1 | NA |  | NA | NA | 3000076410 | NA | 1 |  | 0 |  | Yes |  |  |  | Raipur | 2015-09-07 | Ankit/Laxmi/deepak | District Hospital | DH
241 | SNCU | Halogen spot light | 1 | Lovaani |  | NA | NA | 3000076418 | NA | 1 |  | 0 |  | Yes |  |  |  | Raipur | 2015-09-07 | Ankit/Laxmi/deepak | District Hospital | DH
242 | SNCU | Infant Warmer | 1 | Phoenix |  | OCW100 | T-1081 | 3000076413 | NA | 1 |  | 0 |  | Yes |  |  |  | Raipur | 2015-09-07 | Ankit/Laxmi/deepak | District Hospital | DH
243 | SNCU | Infant Warmer | 1 | Phoenix |  | OCW100 | T-1078 | 3000076415 | NA | 1 |  | 0 |  | Yes |  |  |  | Raipur | 2015-09-07 | Ankit/Laxmi/deepak | District Hospital | DH
244 | SNCU | Infant Warmer | 1 | Phoenix |  | OCW100 | T-1077 | 3000076414 | NA | 1 |  | 0 |  | Yes |  |  |  | Raipur | 2015-09-07 | Ankit/Laxmi/deepak | District Hospital | DH
245 | SNCU | Infant Warmer | 1 | Phoenix |  | OCW100 | T-1076 | 3000076419 | NA | 1 |  | 0 |  | Yes |  |  |  | Raipur | 2015-09-07 | Ankit/Laxmi/deepak | District Hospital | DH
246 | SNCU | phototherapy | 1 | Phoenix |  | LEDPT100 | T-1741 | 3000076412 | NA | 1 |  | 0 |  | Yes |  |  |  | Raipur | 2015-09-07 | Ankit/Laxmi/deepak | District Hospital | DH
247 | SNCU | phototherapy | 1 | Phoenix |  | LEDPT100 | T-1739 | 3000076420 | NA | 1 |  | 0 |  | Yes |  |  |  | Raipur | 2015-09-07 | Ankit/Laxmi/deepak | District Hospital | DH
248 | SNCU | phototherapy | 1 | Phoenix |  | LEDPT100 | T-1743 | 3000076411 | NA | 1 |  | 0 |  | Yes |  |  |  | Raipur | 2015-09-07 | Ankit/Laxmi/deepak | District Hospital | DH
249 | SNCU | Infant Warmer | 1 | Phoenix |  | OCW100 | T-1084 | 3000076416 | NA | 1 |  | 0 |  | Yes |  |  |  | Raipur | 2015-09-07 | Ankit/Laxmi/deepak | District Hospital | DH
250 | SNCU | Infant Warmer | 1 | Phoenix |  | OCW100 | T-1080 | 3000076417 | NA | 0 |  | 0 |  | Yes |  |  |  | Raipur | 2015-09-07 | Ankit/Laxmi/deepak | District Hospital | DH
251 | Eye OPD | Eye perimeter | 1 | Appa Samy Associates |  | Ap90SGLGLA | 391 | 3000076424 | NA | 0 |  | 0 |  | Yes |  |  |  | Raipur | 2015-09-07 | Ankit/Laxmi/deepak | District Hospital | DH
252 | Eye OPD | Keratometer(horizontal tube) | 1 | NA |  | NA | NA | 3000076425 | NA | 0 |  | 0 |  | Yes |  |  |  | Raipur | 2015-09-07 | Ankit/Laxmi/deepak | District Hospital | DH
253 | Eye OPD | Ulttrasonic | 1 | Appa Samy Associates |  | Scan plus | 20680309H | 3000076426 | NA | 0 |  | 0 |  | Yes |  |  |  | Raipur | 2015-09-07 | Ankit/Laxmi/deepak | District Hospital | DH
254 | Eye OPD | Auto Refractometer | 1 | Appa Samy Associates |  | ACC002 | NA | 3000076427 | NA | 0 |  | 0 |  | Yes |  |  |  | Raipur | 2015-09-07 | Ankit/Laxmi/deepak | District Hospital | DH
255 | Eye OPD | Slit lamp | 1 | Appa Samy Associates |  | SLPS-02-140262 | 1511140133 | 3000076428 | NA | 0 |  | 0 |  | Yes |  |  |  | Raipur | 2015-09-07 | Ankit/Laxmi/deepak | District Hospital | DH
256 | Eye OPD | Opthalmoscope | 1 | Heina |  | Beta-200 | NA | 3000076429 | NA | 0 |  | 0 |  | Yes |  |  |  | Raipur | 2015-09-07 | Ankit/Laxmi/deepak | District Hospital | DH
257 | Eye OPD | Slit lamp | 1 | NA |  | NA | NA | 3000076430 | NA | 0 |  | 0 |  | NO |  |  |  | Raipur | 2015-09-07 | Ankit/Laxmi/deepak | District Hospital | DH
258 | Eye OPD | Ulttrasonic scan | 1 | Appa Samy Associates |  | Scan plus | NA | 3000076431 | NA | 0 |  | 0 |  | NO |  |  |  | Raipur | 2015-09-07 | Ankit/Laxmi/deepak | District Hospital | DH
259 | Eye OPD | Opthalmoscope | 1 | Heina |  | R180 | NA | 3000076432 | NA | 0 |  | 0 |  | NO |  |  |  | Raipur | 2015-09-07 | Ankit/Laxmi/deepak | District Hospital | DH
260 | Medicine Ward | Blood prassure moniter(Mercury) | 1 | Life-line |  | Gamma | 20351 | 3000076501 | NA | 0 |  | 0 |  | Yes |  |  |  | Raipur | 2015-09-07 | Ankit/Laxmi/deepak | District Hospital | DH
261 | Medicine Ward | Glucometer(Digital) | 1 | Roche diagnostic |  | GC | GC16169198 | 3000076502 | NA | 0 |  | 0 |  | Yes |  |  |  | Raipur | 2015-09-07 | Ankit/Laxmi/deepak | District Hospital | DH
262 | Medicine Ward | Nebolizer | 1 | BPL |  | Avant | BSTA4K1458 | 3000076503 | NA | 0 |  | 0 |  | Yes |  |  |  | Raipur | 2015-09-07 | Ankit/Laxmi/deepak | District Hospital | DH
263 | Medicine Ward | Needle destroyer | 1 | Linco scientific |  | ND-350 | 2150 | 3000076504 | NA | 0 |  | 0 |  | Yes |  |  |  | Raipur | 2015-09-07 | Ankit/Laxmi/deepak | District Hospital | DH
264 | ECG | ECG machine(6 electrode) | 1 | Mindray |  | bene herd | FK-45003240 | 3000076554 | NA | 0 |  | 0 |  | Yes |  |  |  | Raipur | 2015-09-07 | Ankit/Laxmi/deepak | District Hospital | DH
265 | ECG | ECG machine(6 electrode) | 1 | PHILIPS |  | NA | US30713900 | 3000076552 | NA | 0 |  | 0 |  | NO |  |  |  | Raipur | 2015-09-07 | Ankit/Laxmi/deepak | District Hospital | DH
266 | ECG | ECG machine(6 electrode) | 1 | PHILIPS |  | NA | US30713903 | 3000076551 | NA | 0 |  | 0 |  | NO |  |  |  | Raipur | 2015-09-07 | Ankit/Laxmi/deepak | District Hospital | DH
267 | ECG | ECG machine(6 electrode) | 1 | NA |  | NA | US3071311 | 3000076553 | NA | 0 |  | 0 |  | NO |  |  |  | Raipur | 2015-09-07 | Ankit/Laxmi/deepak | District Hospital | DH
268 | ECG | ECG machine(6 electrode) | 1 | BPL |  | CARDIART8108R | AFIL0061 | 3000076550 | NA | 0 |  | 0 |  | NO |  |  |  | Raipur | 2015-09-07 | Ankit/Laxmi/deepak | District Hospital | DH
269 | ECG | ECG machine(6 electrode) | 1 | BPL |  | CARDIART8108R | AFIL00148 | 3000076549 | NA | 0 |  | 0 |  | Yes |  |  |  | Raipur | 2015-09-07 | Ankit/Laxmi/deepak | District Hospital | DH
270 |  | Adult wieght machine | 1 | Korpe |  | Kohinoor | NA | 3000076709 | NA | 0 |  | 0 |  | Yes |  |  |  | Raipur | 23/7/2015 | Laxmi Badaik | Aarang | CHC
271 |  | Microscope(binocular) | 1 | Olympus |  | NA | 518630 | 3000076710 | NA | 0 |  | 0 |  | Yes |  |  |  | Raipur | 23/7/2015 | Laxmi Badaik | Aarang | CHC
272 |  | Diamond marker | 1 | NA |  | NA | NA | 3000076718 | NA | 0 |  | 0 |  | Yes |  |  |  | Raipur | 23/7/2015 | Laxmi Badaik | Aarang | CHC
273 | physiotherapy | Exercise Bycyle | 1 | India Medica |  | NA | NA | 3000076719 | NA | 0 |  | 0 |  | Yes |  |  |  | Raipur | 23/7/2015 | Laxmi Badaik | Aarang | CHC
274 | physiotherapy | Blood pressure moniter(mercury) | 1 | Smart care |  | SCH-108 | NA | 3000076720 | NA | 0 |  | 0 |  | Yes |  |  |  | Raipur | 23/7/2015 | Laxmi Badaik | Aarang | CHC
275 | Dressing Room | Needle destroyer | 1 | Saratech |  | S1R | NA | 3000076707 | NA | 0 |  | 0 |  | Yes |  |  |  | Raipur | 23/7/2015 | Laxmi Badaik | Aarang | CHC
276 | Store room | Blood pressure moniter (mercury) | 1 | Smart care |  | SCH-108 | NA | 3000076708 | NA | 0 |  | 0 |  | Yes |  |  |  | Raipur | 23/7/2015 | Laxmi Badaik | Aarang | CHC
277 | physiotherapy | Walker | 1 | NA |  | NA | NA | 3000076721 | NA | 0 |  | 0 |  | Yes |  |  |  | Raipur | 23/7/2015 | Laxmi Badaik | Aarang | CHC
278 | NCD | Neck fraction | 1 | India Medico Instrument |  | NICETRAC | NA | 3000076722 | NA | 0 |  | 0 |  | Yes |  |  |  | Raipur | 23/7/2015 | Laxmi Badaik | Aarang | CHC
279 | Vaccine room | Adult wieght machine | 1 | NA |  | NA | NA | 3000076711 | NA | 0 |  | 0 |  | Yes |  |  |  | Raipur | 23/7/2015 | Laxmi Badaik | Aarang | CHC
280 | Vaccine room | Baby weight Machine | 1 | Misahe |  | NA | NA | 3000076712 | NA | 0 |  | 0 |  | Yes |  |  |  | Raipur | 23/7/2015 | Laxmi Badaik | Aarang | CHC
281 | Vaccine room | Needle destroyer | 1 | Saratech |  | S1R | NA | 3000076713 | NA | 0 |  | 0 |  | Yes |  |  |  | Raipur | 23/7/2015 | Laxmi Badaik | Aarang | CHC
282 | Pathology | Centrifuge(6 tube) | 1 | coslab |  | NA | NA | 3000076701 | 2008 | 0 |  | 0 |  | NO |  |  |  | Raipur | 23/7/2015 | Laxmi Badaik | Aarang | CHC
283 | Pathology | Domestic reffrigerator | 1 | Samsung |  | RA23 | NA | 3000076702 | NA | 0 |  | 0 |  | Yes |  |  |  | Raipur | 23/7/1015 | Laxmi Badaik | Aarang | CHC
284 | Pathology | Needle destroyer | 1 | York Scientific Industries |  | YSI-158 | 07F-1 | 3000076703 | NA | 0 |  | 0 |  | Yes |  |  |  | Raipur | 23/7/1015 | Laxmi Badaik | Aarang | CHC
285 | Pathology | Calorimeter | 1 | NA |  | Photochem-5 | 5086 | 3000076704 | NA | 0 |  | 0 |  | Yes |  |  |  | Raipur | 23/7/2015 | Laxmi Badaik | Aarang | CHC
286 | Pathology | Microscope | 1 | Aimil |  | NA | NA | 3000076705 | NA | 0 |  | 0 |  | Yes |  |  |  | Raipur | 23/7/2015 | Laxmi Badaik | Aarang | CHC
287 | Pathology | Adult wieght machine | 1 | Kohinoor |  | NA | NA | 3000076706 | NA | 0 |  | 0 |  | Yes |  |  |  | Raipur | 23/7/2015 | Laxmi Badaik | Aarang | CHC
288 | OT | steriliser(small size) | 1 | local |  | NA | NA | 3000076714 | NA | 0 |  | 0 |  | Yes |  |  |  | Raipur | 23/7/2015 | Laxmi Badaik | Aarang | CHC
289 | OT | Autoclave | 1 | NA |  | NA | NA | 3000076715 | NA | 0 |  | 0 |  | Yes |  |  |  | Raipur | 23/7/2015 | Laxmi Badaik | Aarang | CHC
290 | OT | Fumigator | 1 | NA |  | NA | NA | 3000076716 | NA | 0 |  | 0 |  | Yes |  |  |  | Raipur | 23/7/2015 | Laxmi Badaik | Aarang | CHC
291 | OT | Eye instrument | 1 | Na |  | NA | Na | 3000076717 | NA | 0 |  | 0 |  | NO |  |  |  | Raipur | 23/7/2015 | Laxmi Badaik | Aarang | CHC
292 | Labor Room | Suction machine (double jar) | 1 | Vikrant Industry |  | Santushi | NA | 3000076675 | na | 0 |  | 0 |  | NO |  |  |  | Raipur | 22/7/2015 | Laxmi Badaik | Aarang | CHC
293 | Labor Room | Infant Warmer | 1 | surgi aid pharma |  | NA | NA | 3000076676 | 16/1/2013 | 0 |  | 0 |  | NO |  |  |  | Raipur | 22/7/2015 | Laxmi Badaik | Aarang | CHC
294 | Labor Room | Baby wieght machine | 1 | Korpe precision |  | Crown | NA | 3000076677 | NA | 0 |  | 0 |  | Yes |  |  |  | Raipur | 22/7/2015 | Laxmi Badaik | Aarang | CHC
295 | Labor Room | Suction machine(double jar) | 1 | SHIVA |  | NA | Na | 3000076678 | NA | 1 |  | 0 |  | Yes |  |  |  | Raipur | 22/7/2015 | Laxmi Badaik | Aarang | CHC
296 | Labor Room | Domestic reffrigerator | 1 | LG | 2015 | GL-185RP4 | 502NRWSO1457 | 3000076679 | NA | 0 |  | 0 |  | Yes |  |  |  | Raipur | 22/7/2015 | Laxmi Badaik | Aarang | CHC
297 | Labor Room | Foetal Doppler | 1 | NA |  | NA | NA | 3000076680 | NA | 0 |  | 0 |  | NO |  |  |  | Raipur | 22/7/2015 | Laxmi Badaik | Aarang | CHC
298 | Labor Room | Steriliser | 1 | ATLAS |  | NA | 09f9623 | 3000076681 | NA | 0 |  | 0 |  | Yes |  |  |  | Raipur | 22/7/2015 | Laxmi Badaik | Aarang | CHC
299 | Labor Room | Baby weight machine | 1 | Essae |  | BS-250 | 250141381 | 3000076682 | NA | 0 |  | 0 |  | Yes |  |  |  | Raipur | 22/7/2015 | Laxmi Badaik | Aarang | CHC
300 | Labor Room | suction Machine(foot) | 1 | K.K electricals |  | IND0 | 7111 | 3000076683 | NA | 0 |  | 0 |  | NO |  |  |  | Raipur | 22/7/2015 | Laxmi Badaik | Aarang | CHC
301 | OPD | Blood pressure moniter(mercury) | 1 | medicre Products |  | NSIC | 180SE6 | 3000076674 | 15/4/2015 | 0 |  |  |  | Yes |  |  |  | Raipur | 22/7/2015 | Laxmi Badaik | Aarang | CHC
302 | Labor Room | Adult wieght machine | 1 | Venus |  | NA | NA | 3000076684 | NA | 0 |  | 0 |  | Yes |  |  |  | Raipur | 22/7/2015 | Laxmi Badaik | Aarang | CHC
303 | Labor Room | Nebolizer | 1 | Nulife global medical device |  | Handy NEB | NA | 3000076685 | NA | 0 |  | 0 |  | Yes |  |  |  | Raipur | 22/7/2015 | Laxmi Badaik | Aarang | CHC
304 | Labor Room | Nebolizer | 1 | NORDITALIA electrical medical | 2002 | NA | 55378 | 3000076686 | NA | 0 |  | 0 |  | Yes |  |  |  | Raipur | 22/7/2015 | Laxmi Badaik | Aarang | CHC
305 | Labor Room | blood pressure moniter(mercury) | 1 | Diamond | 2012-04-01 | regular | NA | 3000076687 | NA | 0 |  | 0 |  | Yes |  |  |  | Raipur | 22/7/2015 | Laxmi Badaik | Aarang | CHC
306 | Dressing Room | Autoclave | 1 | NA |  | NA | NA | 3000076828 | 28/3/2015 | 1 |  | 0 |  | w |  |  |  | Raipur | 2015-07-08 | Laxmi Badaik | Changorabhata | UPHC
307 | Dressing Room | Striliser | 1 | Bhagbati Indusry |  | NA | NA | 3000076829 | 28/3/2015 | 1 |  | 0 |  | w |  |  |  | Raipur | 2015-07-08 | Laxmi Badaik | Changorabhata | UPHC
308 | Dressing Room | Suction Machine | 1 | Na |  | NA | NA | 3000076830 | NA | 0 |  | 0 |  | PACKED |  |  |  | Raipur | 2015-07-08 | Laxmi Badaik | Changorabhata | UPHC
309 | Dressing Room | Glucometer(Digital) | 1 | Roche diagnostic |  | accu chek active | GC17432993 | 3000076831 | NA | 0 |  | 0 |  | Yes |  |  |  | Raipur | 2015-07-08 | Laxmi Badaik | Changorabhata | UPHC
310 | Dressing Room | Adult wieght machine | 1 | DR Diaz |  | NA | NA | 3000076832 | NA | 0 |  | 0 |  | Yes |  |  |  | Raipur | 2015-07-08 | Laxmi Badaik | Changorabhata | UPHC
311 |  | blood pressure moniter(mercury) | 1 | Smart care |  | SCH-108 | NA | 3000076833 | NA | 0 |  | 0 |  | Yes |  |  |  | Raipur | 2015-07-08 | Laxmi Badaik | Changorabhata | UPHC
312 |  | Adult wieght machine | 1 | DR Diaz |  | NA | NA | 3000076834 | NA | 0 |  | 0 |  | NO |  |  |  | Raipur | 2015-07-08 | Laxmi Badaik | Changorabhata | UPHC
313 |  | X-ray Illuminator | 1 | RK Industry |  | NA | NA | 3000076839 | 28/3/2015 | 0 |  | 0 |  | Yes |  |  |  | Raipur | 2015-07-08 | Laxmi Badaik | Changorabhata | UPHC
314 |  | Domestic reffrigerator | 1 | LG |  | NA | NA | 3000076840 | 29/3/2015 | 0 |  | 0 |  | Yes |  |  |  | Raipur | 2015-07-08 | Laxmi Badaik | Changorabhata | UPHC
315 | Vaccine room | Baby weight machine | 1 | Ramon surgical |  | Crown | NA | 3000076835 | NA | 0 |  | 0 |  | Yes |  |  |  | Raipur | 2015-07-08 | Laxmi Badaik | Changorabhata | UPHC
316 | Vaccine room | Needle destroyer | 1 | Linco scientific |  | ND-350 | 1608 | 3000076836 | NA | 0 |  | 0 |  | Yes |  |  |  | Raipur | 2015-07-08 | Laxmi Badaik | Changorabhata | UPHC
317 | Vaccine room | Adult wieght machine | 1 | DR Diaz |  | NA | NA | 3000076837 | NA | 0 |  | 0 |  | NO |  |  |  | Raipur | 2015-07-08 | Laxmi Badaik | Changorabhata | UPHC
318 | Vaccine room | Adult wieght machine | 1 | Golden star surgical |  | Putex | NA | 3000076838 | NA | 0 |  | 0 |  | Yes |  |  |  | Raipur | 2015-07-08 | Laxmi Badaik | Changorabhata | UPHC
319 | Dental | Steliser | 1 | NA |  | NA | NA | 3000076667 | NA | 0 |  | 0 |  | Yes |  |  |  | Raipur | 22/7/2015 | Laxmi Badaik | District Hospital | DH
320 | Dental | Dental-Xray machine | 1 | techno Max |  | NA | NA | 3000076668 | NA | 0 |  | 0 |  | NO |  |  |  | Raipur | 22/7/2015 | Laxmi Badaik | District Hospital | DH
321 | Dental | Dental Chair | 1 | Linak |  | HBW072-001 | NA | 3000076669 | NA | 0 |  | 0 |  | Yes |  |  |  | Raipur | 22/7/2015 | Laxmi Badaik | District Hospital | DH
322 | Dental | Compressor | 1 | Dynamic medical technology |  | NA | 89429 | 3000076673 | NA | 0 |  | 0 |  | Yes |  |  |  | Raipur | 22/7/2015 | Laxmi Badaik | District Hospital | DH
323 | Dental | bull's eye lamp | 1 | NA |  | NA | NA | 3000076670 | NA | 0 |  | 0 |  | Yes |  |  |  | Raipur | 22/7/2015 | Laxmi Badaik | District Hospital | DH
324 | Dental | bull's eye lamp | 1 | NA |  | NA | NA | 3000076671 | NA | 0 |  | 0 |  | Yes |  |  |  | Raipur | 22/7/2015 | Laxmi Badaik | District Hospital | DH
325 |  | Baby Weight Machine | 1 | Docbel Indusry |  | Braun | NA | 3000076777 | NA | 0 |  | 0 |  | Yes |  |  |  | Raipur | 2015-04-08 | Laxmi Badaik | Amaseoni | PHC
326 |  | Domestic reffrigerator | 1 | Godrej |  | RD185CW | 1408031434 | 3000076778 | 25/4/2015 | 1 | 1 year | 0 |  | Yes |  |  |  | Raipur | 2015-04-08 | Laxmi Badaik | Amaseoni | PHC
327 |  | Steriliser | 1 | ATLAS |  | NA | NA | 3000076779 | 15/3/2008 | 0 |  | 0 |  | Yes |  |  |  | Raipur | 2015-04-08 | Laxmi Badaik | Amaseoni | PHC
328 |  | Foetal Doppler | 1 | Hiqua surgical Equipments |  | DX01 | NA | 3000076780 | NA | 0 |  | 0 |  | Yes |  |  |  | Raipur | 2015-04-08 | Laxmi Badaik | Amaseoni | PHC
329 |  | Blood pressure moniter(mercury) | 1 | Meditech |  | Infi | 10090138 | 3000076781 | 21/5/2008 | 0 |  | 0 |  | Yes |  |  |  | Raipur | 2015-04-08 | Laxmi Badaik | Amaseoni | PHC
330 |  | Blood pressure moniter(mrcury) | 1 | Smart care |  | SCH-108 | NA | 3000076782 | 21/5/2008 | 0 |  | 0 |  | Yes |  |  |  | Raipur | 2015-04-08 | Laxmi Badaik | Amaseoni | PHC
331 |  | Needle destroyer | 1 | Linco scientific |  | ND-360 | 85540-03 | 3000076783 | 2014-01-02 | 0 |  | 0 |  | Yes |  |  |  | Raipur | 2015-04-08 | Laxmi Badaik | Amaseoni | PHC
332 |  | Glucometer | 1 | Roche diagnostic |  | accu chek active | 55310169983 | 3000076784 | NA | 0 |  | 0 |  | Yes |  |  |  | Raipur | 2015-04-08 | Laxmi Badaik | Amaseoni | PHC
333 |  | Adult wieght machine | 1 | NA |  | Venus | NA | 3000076785 | 2013-12-09 | 0 |  | 0 |  | Yes |  |  |  | Raipur | 2015-04-08 | Laxmi Badaik | Amaseoni | PHC
334 |  | Adult wieght machine | 1 | NA |  | NA | NA | 3000076786 | 2013-12-09 | 0 |  | 0 |  | Yes |  |  |  | Raipur | 2015-04-08 | Laxmi Badaik | Amaseoni | PHC
335 |  | Blood pressure moniter(mercury) | 1 | NA |  | NA | NA | 3000076746 | 21/2/2014 | 0 |  | 0 |  | Yes |  |  |  | Raipur | 31/7/2015 | Laxmi Badaik | Mantralaya | Civil Hospital
336 |  | Blood pressure moniter(mercury) | 1 | NA |  | NA | NA | 3000076747 | 28/8/2013 | 0 |  | 0 |  | Yes |  |  |  | Raipur | 31/7/2015 | Laxmi Badaik | Mantralaya | Civil Hospital
337 |  | Adult wieght machine | 1 | Doctor beliram and sons |  | NA | NA | 3000076748 | 21/2/2014 | 0 |  | 0 |  | Yes |  |  |  | Raipur | 31/7/2015 | Laxmi Badaik | Mantralaya | Civil Hospital
338 |  | steriliser | 1 | NA |  | NA | NA | 3000076749 | NA | 0 |  | 0 |  | Yes |  |  |  | Raipur | 31/7/2015 | Laxmi Badaik | Mantralaya | Civil Hospital
339 |  | Microscope(binocular) | 1 | Radical |  | RMH-4B | 35891 | 3000076750 | 2008-06-11 | 0 |  | 0 |  | Yes |  |  |  | Raipur | 31/7/2015 | Laxmi Badaik | Mantralaya | Civil Hospital
340 |  | Glucometer | 1 | Roche |  | accu chek active | 55311103334 | 3000076751 | 28/7/2014 | 0 |  | 0 |  | Yes |  |  |  | Raipur | 31/7/2015 | Laxmi Badaik | Mantralaya | Civil Hospital
341 |  | Adult wieght machine | 1 | Doctor beliram and sons |  | Krups | NA | 3000076752 | 25/7/2014 | 0 |  | 0 |  | Yes |  |  |  | Raipur | 31/7/2015 | Laxmi Badaik | Mantralaya | Civil Hospital
342 |  | Domestic reffrigerator | 1 | Godrej |  | GF21R | 5602 | 3000076753 | 2001-10-10 | 0 |  | 0 |  | Yes |  |  |  | Raipur | 31/7/2015 | Laxmi Badaik | Mantralaya | Civil Hospital
343 |  | autoclave | 1 | NA |  | NA | NA | 3000076754 | 17/4/2001 | 0 |  | 0 |  | Yes |  |  |  | Raipur | 31/7/2015 | Laxmi Badaik | Mantralaya | Civil Hospital
344 |  | blood pressure moniter(mercury) | 1 | Morepen |  | BK1005 | NA | 3000076755 | 27/6/1998 | 0 |  | 0 |  | Yes |  |  |  | Raipur | 2015-03-08 | Laxmi Badaik | Anandnagar | Civil dispensery
345 |  | Suction Machine(small size) | 1 | NA |  | NA | NA | 3000076756 | 21/10/2005 | 0 |  | 0 |  | Yes |  |  |  | Raipur | 2015-03-08 | Laxmi Badaik | Anandnagar | Civil dispensery
346 |  | Needle destroyer | 1 | pioneer |  | NA | NA | 3000076757 | 2002-07-12 | 0 |  | 0 |  | Yes |  |  |  | Raipur | 2015-03-08 | Laxmi Badaik | Anandnagar | Civil dispensery
347 |  | Suction Machine | 1 | NA |  | NA | NA | 3000076758 | NA | 0 |  | 0 |  | Yes |  |  |  | Raipur | 2015-03-08 | Laxmi Badaik | Anandnagar | Civil dispensery
348 |  | Autoclave | 1 | NA |  | NA | NA | 3000076759 | 23/5/1991 | 0 |  | 0 |  | Yes |  |  |  | Raipur | 2015-03-08 | Laxmi Badaik | Anandnagar | Civil dispensery
349 |  | Adult wieght machine | 1 | Doctor beliram and sons |  | Krups | NA | 3000076760 | 2000-10-03 | 0 |  | 0 |  | NO |  |  |  | Raipur | 2015-03-08 | Laxmi Badaik | Anandnagar | Civil dispensery
350 |  | Adult wieght machine | 1 | Doctor beliram and sons |  | Krups | NA | 3000076761 | 23/5/1991 | 0 |  | 0 |  | NO |  |  |  | Raipur | 2015-03-08 | Laxmi Badaik | Anandnagar | Civil dispensery
351 |  | Steriliser | 1 | NA |  | NA | NA | 3000076762 | 23/5/1991 | 0 |  | 0 |  | Yes |  |  |  | Raipur | 2015-03-08 | Laxmi Badaik | Anandnagar | Civil dispensery
352 |  | Hemoglobinometer | 1 | NA |  | NA | NA | 3000076763 | 21/10/2005 | 0 |  | 0 |  | Yes |  |  |  | Raipur | 2015-03-08 | Laxmi Badaik | Anandnagar | Civil dispensery
353 |  | Baby weight machine | 1 | Golden surgical industry |  | Putex | NA | 3000076764 | NA | 0 |  | 0 |  | yes |  |  |  | Raipur | 2015-04-08 | Laxmi Badaik | Labhandi | PHC
354 |  | Foetal Doppler | 1 | NA |  | A100C | c11070107 | 3000076765 | NA | 0 |  | 0 |  | yes |  |  |  | Raipur | 2015-04-08 | Laxmi Badaik | Labhandi | PHC
355 |  | Blood pressure moniter | 1 | Smart care |  | regular | SCH-108 | 3000076766 | 13/11/2006 | 0 |  | 0 |  | yes |  |  |  | Raipur | 2015-04-08 | Laxmi Badaik | Labhandi | PHC
356 |  | Suction machine | 1 | Dynamic |  | m-9 | NA | 3000076767 | 2013-12-11 | 0 |  | 0 |  | Yes |  |  |  | Raipur | 2015-04-08 | Laxmi Badaik | Labhandi | PHC
357 |  | Autoclave | 1 | SNI |  | NA | NA | 3000076768 | 2014-01-09 | 0 |  | 0 |  | Yes |  |  |  | Raipur | 2015-04-08 | Laxmi Badaik | Labhandi | PHC
358 |  | steriliser | 1 | NA |  | NA | NA | 3000076769 | 13/11/2006 | 0 |  | 0 |  | Yes |  |  |  | Raipur | 2015-04-08 | Laxmi Badaik | Labhandi | PHC
359 |  | Needle destroyer | 1 | Linco scientific |  | ND-100 | 2595 | 3000076770 | 16/11/2009 | 0 |  | 0 |  | Yes |  |  |  | Raipur | 2015-04-08 | Laxmi Badaik | Labhandi | PHC
360 |  | Needle destroyer | 1 | Linco scientific |  | ND-860 | 8260 | 3000076771 | 16/11/2009 | 0 |  | 0 |  | Yes |  |  |  | Raipur | 2015-04-08 | Laxmi Badaik | Labhandi | PHC
361 |  | Nebolizer | 1 | Nulife global medical device |  | Handy NEB | NGM224686 | 3000076772 | 2014-01-09 | 0 |  | 0 |  | Yes |  |  |  | Raipur | 2015-04-08 | Laxmi Badaik | Labhandi | PHC
362 |  | Glucometer | 1 | Roche |  | accu chek | 55310170007 | 3000076773 | 2014-01-09 | 0 |  | 0 |  | Yes |  |  |  | Raipur | 2015-04-08 | Laxmi Badaik | Labhandi | PHC
363 |  | Adult wieght machine | 1 | DR Diaz |  | NA | NA | 3000076774 | NA | 0 |  | 0 |  | NO |  |  |  | Raipur | 2015-04-08 | Laxmi Badaik | Labhandi | PHC
364 |  | Domestic reffrigerator | 1 | Whirl pool |  | FF2D25535 | NA | 3000076775 | NA | 1 |  | 0 |  | Yes |  |  |  | Raipur | 2015-04-08 | Laxmi Badaik | Labhandi | PHC
365 |  | blood pressure moniter(mercury) | 1 | Smart care |  | SCH-108 | NA | 3000076776 | NA | 0 |  | 0 |  | Yes |  |  |  | Raipur | 2015-04-08 | Laxmi Badaik | Labhandi | PHC
366 | Pathology | Needle destroyer | 1 | Saratech |  | 100va/60VA | NA | 3000076612 | NA | 0 |  | 0 |  | Yes |  |  |  | Raipur | 15/7/2015 | Laxmi Badaik | Birgaon | CHC
367 | Pathology | Centrifuge(4 tube) | 1 | NA |  | NA | NA | 3000076613 | NA | 0 |  | 0 |  | Yes |  |  |  | Raipur | 15/7/2015 | Laxmi Badaik | Birgaon | CHC
368 | Pathology | Centrifuge (4 tube) | 1 | NA |  | NA | NA | 3000076614 | NA | 0 |  | 0 |  | Yes |  |  |  | Raipur | 15/7/2015 | Laxmi Badaik | Birgaon | CHC
369 | Pathology | Steriliser | 1 | NA |  | NA | NA | 3000076615 | NA | 0 |  | 0 |  | NO |  |  |  | Raipur | 15/7/2015 | Laxmi Badaik | Birgaon | CHC
370 | Pathology | Microscope | 1 | NA |  | NA | B-4738 | 3000076616 | NA | 0 |  | 0 |  | Yes |  |  |  | Raipur | 15/7/2015 | Laxmi Badaik | Birgaon | CHC
371 | Pathology | Needle destroyer | 1 | Saratech |  | NA | NA | 3000076617 | NA | 0 |  | 0 |  | NO |  |  |  | Raipur | 15/7/2015 | Laxmi Badaik | Birgaon | CHC
372 | Pathology | Glucometer | 1 | Roche |  | Accu chek | NA | 3000076618 | NA | 0 |  | 0 |  | Yes |  |  |  | Raipur | 15/7/2015 | Laxmi Badaik | Birgaon | CHC
373 | Injection Room | Baby weight machine | 1 | track |  | NA | NA | 3000076605 | NA | 0 |  | 0 |  | Yes |  |  |  | Raipur | 15/7/2015 | Laxmi Badaik | Birgaon | CHC
374 | Injection Room | Needle destroyer | 1 | Saratech |  | 100va/60VA | NA | 3000076606 | NA | 0 |  | 0 |  | Yes |  |  |  | Raipur | 15/7/2015 | Laxmi Badaik | Birgaon | CHC
375 | Injection Room | Blood pressure moniter (mercury) | 1 | Diamond |  | NA | NA | 3000076607 | NA | 0 |  | 0 |  | Yes |  |  |  | Raipur | 15/7/2015 | Laxmi Badaik | Birgaon | CHC
376 | Injection Room | Adult wieght machine | 1 | Doctor beliram and sons |  | Krups | NA | 3000076608 | NA | 0 |  | 0 |  | Yes |  |  |  | Raipur | 15/7/2015 | Laxmi Badaik | Birgaon | CHC
377 | Injection Room | Steriliser | 1 | NA |  | local | nA | 3000076609 | NA | 0 |  | 0 |  | NO |  |  |  | Raipur | 15/7/2015 | Laxmi Badaik | Birgaon | CHC
378 | Store room | Steriliser | 1 | NA |  | local | NA | 3000076611 | NA | 0 |  | 0 |  | NO |  |  |  | Raipur | 15/7/2015 | Laxmi Badaik | Birgaon | CHC
379 | Store room | Suction machine(double jar) | 1 | NA |  | NA | NA | 3000076610 | NA | 0 |  | 0 |  | NO |  |  |  | Raipur | 15/7/2015 | Laxmi Badaik | Birgaon | CHC
380 | Store room | Blood pressure moniter(Mercury) | 1 | Bhasin son |  | Novaphon | 287916210 | 3000076619 | NA | 0 |  | 0 |  | NO |  |  |  | Raipur | 15/7/2015 | Laxmi Badaik | Birgaon | CHC
381 | Store room | Needle destroyer | 1 | Saratech |  | NA | NA | 3000076620 | NA | 0 |  | 0 |  | NO |  |  |  | Raipur | 15/7/2015 | Laxmi Badaik | Birgaon | CHC
382 | OPD | Blood preesure moniter (mercury) | 1 | NAMATA |  | NA | NA | 3000076569 | NA | 0 |  | 0 |  | Yes |  |  |  | Raipur | 14/7/2015 | Laxmi Badaik | Gudhiyari | UHC
383 | OPD | Adult wieght machine | 1 | Korpe precision |  | NA | NA | 3000076570 | NA | 0 |  | 0 |  | Yes |  |  |  | Raipur | 14/7/2015 | Laxmi Badaik | Gudhiyari | UHC
384 | OPD | Domestic reffrigerator | 1 | LG | 2013 | GL_195CL4 | 305NRWS023 | 3000076571 | NA | 0 |  | 0 |  | Yes |  |  |  | Raipur | 14/7/2015 | Laxmi Badaik | Gudhiyari | UHC
385 | Labor Room | Suction Machine | 1 | NA |  | NA | NA | 3000076558 | NA | 0 |  | 0 |  | Yes |  |  |  | Raipur | 14/7/2015 | Laxmi Badaik | Gudhiyari | UHC
386 | Labor Room | Infant Warmer | 1 | surgi aid pharma |  | NA | NA | 3000076559 | NA | 0 |  | 0 |  | NO |  |  |  | Raipur | 14/7/2015 | Laxmi Badaik | Gudhiyari | UHC
387 | Labor Room | Baaby weight machine | 1 | Ramon surgical |  | Crown | NA | 3000076560 | NA | 0 |  | 0 |  | Yes |  |  |  | Raipur | 14/7/2015 | Laxmi Badaik | Gudhiyari | UHC
388 | Labor Room | Autoclave | 1 | NA |  | NA | NA | 3000076561 | NA | 0 |  | 0 |  | Yes |  |  |  | Raipur | 14/7/2015 | Laxmi Badaik | Gudhiyari | UHC
389 | Store room | Blood pressure moniter(mercury) | 1 | med guard |  | NA | 227 | 3000076562 | NA | 0 |  | 0 |  | NO |  |  |  | Raipur | 14/7/2015 | Laxmi Badaik | Gudhiyari | UHC
390 | Store room | Blood pressure moniter(mercury) | 1 | HART+ CARE |  | NA | 98121166 | 3000076563 | NA | 0 |  | 0 |  | NO |  |  |  | Raipur | 14/7/2015 | Laxmi Badaik | Gudhiyari | UHC
391 | Store room | Blood pressure moniter (mercury) | 1 | Extra care |  | NA | NA | 3000076564 | NA | 0 |  | 0 |  | NO |  |  |  | Raipur | 14/7/2015 | Laxmi Badaik | Gudhiyari | UHC
392 | Store room | Adult wieght machine | 1 | Doctor beliram and sons |  | Krups | NA | 3000076565 | NA | 0 |  | 0 |  | NO |  |  |  | Raipur | 14/7/2015 | Laxmi Badaik | Gudhiyari | UHC
393 | Store room | Adult wieght machine | 1 | Lochnle |  | NA | NA | 3000076566 | NA | 0 |  | 0 |  | NO |  |  |  | Raipur | 14/7/2015 | Laxmi Badaik | Gudhiyari | UHC
394 | Store room | Needle destroyer | 1 | Saratech |  | S1R | 1175 | 3000076567 | NA | 0 |  | 0 |  | NO |  |  |  | Raipur | 14/7/2015 | Laxmi Badaik | Gudhiyari | UHC
395 | Store room | Needle destroyer | 1 | Saratech |  | ND-360 | 9938-03 | 3000076568 | NA | 0 |  | 0 |  | Yes |  |  |  | Raipur | 14/7/2015 | Laxmi Badaik | Gudhiyari | UHC
396 |  | Adult wieght machine | 1 | Dr Beliram& sons |  | Samso | NA | 3000076576 | NA | 0 |  | 0 |  | Yes |  |  |  | Raipur | 14/7/2015 | Laxmi Badaik | Urla | PHC
397 |  | Blood pressure moniter(mercury) | 1 | Gold Supreme |  | NA | NA | 3000076577 | NA | 0 |  | 0 |  | Yes |  |  |  | Raipur | 14/7/2015 | Laxmi Badaik | Urla | PHC
398 |  | Baby weight machine | 1 | Smart care | 2012-12-01 | SCBC-3008 | NA | 3000076578 | NA | 0 |  | 0 |  | Yes |  |  |  | Raipur | 14/7/2015 | Laxmi Badaik | Urla | PHC
399 |  | Domestic reffrigerator | 1 | Samsung | 2013 | RR1914BCARR-TL | NA | 3000076579 | NA | 0 |  | 0 |  | Yes |  |  |  | Raipur | 14/7/2015 | Laxmi Badaik | Urla | PHC
400 |  | Needle destroyer | 1 | Saratech |  | 100va/60VA | NA | 3000076584 | NA | 0 |  | 0 |  | Yes |  |  |  | Raipur | 14/7/2015 | Laxmi Badaik | Urla | PHC
401 |  | Needle destroyer | 1 | Hindustan latex |  | NA | 1048 | 3000076585 | NA | 0 |  | 0 |  | NO |  |  |  | Raipur | 14/7/2015 | Laxmi Badaik | Urla | PHC
402 |  | spot light | 1 | NA |  | NA | NA | 3000076580 | NA | 0 |  | 0 |  | Yes |  |  |  | Raipur | 14/7/2015 | Laxmi Badaik | Urla | PHC
403 |  | spot light | 1 | NA |  | NA | NA | 3000076581 | NA | 0 |  | 0 |  | Yes |  |  |  | Raipur | 14/7/2015 | Laxmi Badaik | Urla | PHC
404 |  | OT table | 1 | NA |  | NA | NA | 3000076582 | NA | 0 |  | 0 |  | Yes |  |  |  | Raipur | 14/7/2015 | Laxmi Badaik | Urla | PHC
405 |  | OT table | 1 | NA |  | NA | NA | 3000076583 | NA | 0 |  | 0 |  | Yes |  |  |  | Raipur | 14/7/2015 | Laxmi Badaik | Urla | PHC
406 |  | BP instrument(digital) | 1 | Digichek |  | NA | 11094d44 | 3000076572 | NA | 0 |  | 0 |  | Yes |  |  |  | Raipur | 14/7/2015 | Laxmi Badaik | Goagaon | PHC
407 |  | Needle destroyer | 1 | NA |  | ND-350 | 1093-0 | 3000076573 | NA | 0 |  | 0 |  | Yes |  |  |  | Raipur | 14/7/2015 | Laxmi Badaik | Goagaon | PHC
408 |  | Adult wieght machine | 1 | Doctor beliram and sons |  | Krups | nA | 3000076574 | NA | 0 |  | 0 |  | Yes |  |  |  | Raipur | 14/7/2015 | Laxmi Badaik | Goagaon | PHC
409 |  | Baby weight Machine | 1 | Bhaseen health products |  | NA | NA | 3000076575 | NA | 0 |  | 0 |  | Yes |  |  |  | Raipur | 14/7/2015 | Laxmi Badaik | Goagaon | PHC
410 |  | BP instrument(mercury) | 1 | Smart care | 2012 | SCH-108 | NA | 3000076648 | NA | 0 |  | 0 |  | Yes |  |  |  | Raipur | 17/7/2015 | Laxmi Badaik | pondry | UFPWC
411 |  | Adult wieght machine | 1 | Doctor beliram and sons |  | NA | NA | 3000076646 | NA | 0 |  | 0 |  | Yes |  |  |  | Raipur | 17/7/2015 | Laxmi Badaik | pondry | UFPWC
412 |  | Steriliser | 1 | NA |  | local | NA | 3000076649 | NA | 0 |  | 0 |  | NO |  |  |  | Raipur | 17/7/2015 | Laxmi Badaik | pondry | UFPWC
413 |  | Steriliser | 1 | NA |  | local | NA | 3000076650 | NA | 0 |  | 0 |  | NO |  |  |  | Raipur | 17/7/2015 | Laxmi Badaik | pondry | UFPWC
414 |  | Needle destroyer | 1 | Saratech |  | ND-100 | 2297 | 3000076651 | NA | 0 |  | 0 |  | Yes |  |  |  | Raipur | 17/7/2015 | Laxmi Badaik | Kalibadi | UFPWC
415 |  | Needle destroyer | 1 | Saratech |  | ND-100 | 2597 | 3000076652 | NA | 0 |  | 0 |  | Yes |  |  |  | Raipur | 17/7/2015 | Laxmi Badaik | Kalibadi | UFPWC
416 |  | Adult wieght machine | 1 | Venus |  | NA | NA | 3000076653 | NA | 0 |  | 0 |  | Yes |  |  |  | Raipur | 17/7/2015 | Laxmi Badaik | Kalibadi | UFPWC
417 |  | Steriliser | 1 | NA |  | local | NA | 3000076654 | NA | 0 |  | 0 |  | Yes |  |  |  | Raipur | 17/7/2015 | Laxmi Badaik | Kalibadi | UFPWC
418 |  | Adult wieght machine | 1 | BARUN |  | NA | NA | 3000076621 | NA | 0 |  | 0 |  | Yes |  |  |  | Raipur | 15/7/2015 | Laxmi Badaik | Bhanpuri | PHC
419 |  | Baby weight Machine | 1 | NA |  | NA | NA | 3000076622 | NA | 0 |  | 0 |  | Yes |  |  |  | Raipur | 15/7/2015 | Laxmi Badaik | Bhanpuri | PHC
420 |  | Needle destroyer | 1 | Saratech |  | ND-360 | 10994-03 | 3000076623 | NA | 0 |  | 0 |  | NO |  |  |  | Raipur | 15/7/2015 | Laxmi Badaik | Bhanpuri | PHC
421 |  | BP instrument(digital) | 1 | Nulife global medical device | 2013 | Nutech | NA | 3000076624 | NA | 0 |  | 0 |  | Yes |  |  |  | Raipur | 15/7/2015 | Laxmi Badaik | Bhanpuri | PHC
422 |  | autoclave | 1 | NA |  | local | NA | 3000076625 | NA | 0 |  | 0 |  | Yes |  |  |  | Raipur | 15/7/2015 | Laxmi Badaik | Bhanpuri | PHC
423 |  | BP instrument(mercury) | 1 | supreme Surgico |  | premeer | 991344 | 3000076626 | NA | 0 |  | 0 |  | NO |  |  |  | Raipur | 15/7/2015 | Laxmi Badaik | Bhanpuri | PHC
424 |  | Suction machine | 1 | Yoga care max |  | Shiva | NA | 3000076627 | NA | 0 |  | 0 |  | Yes |  |  |  | Raipur | 15/7/2015 | Laxmi Badaik | Bhanpuri | PHC
425 |  | Glucometer | 1 | Roche |  | Accu chek | NA | 3000076628 | NA | 0 |  | 0 |  | Yes |  |  |  | Raipur | 15/7/2015 | Laxmi Badaik | Bhanpuri | PHC
426 |  | Needle destroyer | 1 | SAI+Life |  | NA | NA | 3000076629 | NA | 0 |  | 0 |  | Yes |  |  |  | Raipur | 15/7/2015 | Laxmi Badaik | Bhanpuri | PHC
427 |  | Adult wieght machine | 1 | Doctor beliram and sons |  | Krups | NA | 3000076643 | NA | 0 |  | 0 |  | Yes |  |  |  | Raipur | 16/7/2015 | laxmi Badaik | Rajbhaban | Civil dispensery
428 |  | Adult wieght machine | 1 | Korpe precision |  | Kohinoor | NA | 3000076644 | NA | 0 |  | 0 |  | Yes |  |  |  | Raipur | 16/7/2015 | Laxmi Badaik | Rajbhaban | Civil dispensery
429 |  | BP instrument(mercury) | 1 | Meditech Industry |  | Godwin | 1205025 | 3000076630 | NA | 0 |  | 0 |  | Yes |  |  |  | Raipur | 16/7/2015 | Laxmi Badaik | Rajbhaban | Civil dispensery
430 |  | Film illuminator | 1 | baton |  | NA | NA | 3000076631 | NA | 0 |  | 0 |  | Yes |  |  |  | Raipur | 16/7/2015 | Laxmi Badaik | Rajbhaban | Civil dispensery
431 |  | BP instrument(mercury) | 1 | Diamond |  | regular | NA | 3000076632 | NA | 0 |  | 0 |  | Yes |  |  |  | Raipur | 16/7/2015 | Laxmi Badaik | Rajbhaban | Civil dispensery
432 |  | Baby weight machine | 1 | Salter |  | 914 | NA | 3000076633 | NA | 0 |  | 0 |  | Yes |  |  |  | Raipur | 16/7/2015 | Laxmi Badaik | Rajbhaban | Civil dispensery
433 |  | Adult wieght machine | 1 | Salter |  | 9069TL3R2914 | 10777133516 | 3000076634 | NA | 0 |  | 0 |  | Yes |  |  |  | Raipur | 16/7/2015 | Laxmi Badaik | Rajbhaban | Civil dispensery
434 |  | X-ray Machine | 1 | Siemens |  | 52090420138001 | 31739 | 3000076635 | NA | 0 |  | 0 |  | Yes |  |  |  | Raipur | 16/7/2015 | Laxmi Badaik | Rajbhaban | Civil dispensery
435 |  | Glucometer | 1 | Roche | 2010 | Accu-chek | GC11427141 | 3000076636 | NA | 0 |  | 0 |  | Yes |  |  |  | Raipur | 16/7/2015 | Laxmi Badaik | Rajbhaban | Civil dispensery
436 |  | ECG machine | 1 | PHILIPS |  | writer trim 1 | US30713013 | 3000076637 | NA | 0 |  | 0 |  | Yes |  |  |  | Raipur | 16/7/2015 | Laxmi Badaik | Rajbhaban | Civil dispensery
437 |  | Ultra sound Machine | 1 | johari digital health care |  | J-US-1 | 801076 | 3000076638 | NA | 0 |  | 0 |  | Yes |  |  |  | Raipur | 16/7/2015 | Laxmi Badaik | Rajbhaban | Civil dispensery
438 |  | Defabrillator | 1 | Meditronics |  | life-pack 20 | 31318673 | 3000076639 | NA | 0 |  | 0 |  | NO |  |  |  | Raipur | 16/7/2015 | Laxmi Badaik | Rajbhaban | Civil dispensery
439 |  | Steriliser | 1 | ATLAS |  | NA | 09f9582 | 3000076641 | NA | 0 |  | 0 |  | Yes |  |  |  | Raipur | 16/7/2015 | Laxmi Badaik | Rajbhaban | Civil dispensery
440 |  | Bedside moniter | 1 | BPL |  | BM5519 | w2f2115 | 3000076640 | NA | 0 |  | 0 |  | NO |  |  |  | Raipur | 16/7/2015 | Laxmi Badaik | Rajbhaban | Civil dispensery
441 |  | Suction Machine | 1 | NA |  | NA | NA | 3000076642 | NA | 0 |  | 0 |  | Yes |  |  |  | Raipur | 16/7/2015 | Laxmi Badaik | Rajbhaban | Civil dispensery
442 |  | BP instrument(mercury) | 1 | Extra care |  | NA | NA | 3000076655 | NA | 0 |  | 0 |  | Yes |  |  |  | Raipur | 17/7/2015 | Laxmi Badaik | Ramsagarpara | UFPWC
443 |  | Needle destroyer | 1 | Saratech |  | ND-100 | 2985106-07 | 3000076656 | NA | 0 |  | 0 |  | Yes |  |  |  | Raipur | 17/7/2015 | Laxmi Badaik | Ramsagarpara | UFPWC
444 |  | Adult wieght machine | 1 | Korpe precision |  | Kohinoor | NA | 3000076657 | NA | 0 |  | 0 |  | Yes |  |  |  | Raipur | 17/7/2015 | Laxmi Badaik | Ramsagarpara | UFPWC
445 | OT | spot light | 1 | NA |  | NA | NA | 3000076661 | NA | 0 |  | 0 |  | yes |  |  |  | Raipur | 20/7/2015 | Laxmi Badaik | Ravigram | UFPWC
446 | OT | steriliser | 1 | ATLAS |  | NA | 09E9653 | 3000076666 | NA | 0 |  | 0 |  | yes |  |  |  | Raipur | 20/7/2015 | Laxmi Badaik | Ravigram | UFPWC
447 | OT | Steriliser | 1 | NA |  | NA | NA | 3000076665 | NA | 0 |  | 0 |  | yes |  |  |  | Raipur | 20/7/2015 | Laxmi Badaik | Ravigram | UFPWC
448 | OT | Fumigator | 1 | NA |  | NA | NA | 3000076664 | NA | 0 |  | 0 |  | yes |  |  |  | Raipur | 20/7/2015 | Laxmi Badaik | Ravigram | UFPWC
449 |  | Adult wieght machine | 1 | NA |  | NA | NA | 3000076659 | NA | 0 |  | 0 |  | yes |  |  |  | Raipur | 20/7/2015 | Laxmi Badaik | Ravigram | UFPWC
450 |  | BP instrument(mercury) | 1 | NA |  | NA | NA | 3000076660 | NA | 0 |  | 0 |  | yes |  |  |  | Raipur | 20/7/2015 | Laxmi Badaik | Ravigram | UFPWC
451 | Radiology | X-ray Machine | 1 | Meditronics |  | DIAGnox-100R | 5 E029 | 3000076602 | NA | 0 |  | 0 |  | yes |  |  |  | Raipur | 15/7/2015 | Laxmi Badaik | Dharsiwa | CHC
452 | Radiology | Domestic reffrigerator | 1 | Electrolux | 2015 | EB163 | NA | 3000076603 | NA | 1 |  | 0 |  | yes |  |  |  | Raipur | 15/7/2015 | Laxmi Badaik | Dharsiwa | CHC
453 | Radiology | Film illuminator | 1 | RK Industry |  | NA | NA | 3000076604 | NA | 0 |  | 0 |  | yes |  |  |  | Raipur | 15/7/2015 | Laxmi Badaik | Dharsiwa | CHC
454 | Labor Room | Infant Warmer | 1 | NA |  | NA | NA | 3000076586 | NA | 0 |  | 0 |  | NO |  |  |  | Raipur | 15/7/2015 | Laxmi Badaik | Dharsiwa | CHC
455 | Labor Room | suction machine | 1 | NA |  | NA | NA | 3000076587 | NA | 0 |  | 0 |  | Yes |  |  |  | Raipur | 15/7/2015 | Laxmi Badaik | Dharsiwa | CHC
456 | Labor Room | baby weight machine | 1 | Essae |  | BS-250 | 25014131675 | 3000076588 | NA | 0 |  | 0 |  | Yes |  |  |  | Raipur | 15/7/2015 | Laxmi Badaik | Dharsiwa | CHC
457 | Labor Room | baby weight machine | 1 | NA |  | NA | NA | 3000076589 | NA | 0 |  | 0 |  | Yes |  |  |  | Raipur | 15/7/2015 | Laxmi Badaik | Dharsiwa | CHC
458 | Labor Room | steriliser | 1 | ATLAS |  | NA | NA | 3000076590 | NA | 0 |  | 0 |  | Yes |  |  |  | Raipur | 15/7/2015 | Laxmi Badaik | Dharsiwa | CHC
459 | Labor Room | Foetal Doppler | 1 | Techno care | 2014 | 2D | FD2D140304468 | 3000076591 | NA | 0 |  | 0 |  | Yes |  |  |  | Raipur | 15/7/2015 | Laxmi Badaik | Dharsiwa | CHC
460 | Labor Room | Domestic reffrigerator | 1 | Electrolux | 2015 | EB163 | NA | 3000076598 | NA | 0 |  | 0 |  | Yes |  |  |  | Raipur | 15/7/2015 | Laxmi Badaik | Dharsiwa | CHC
461 | OT | Steriliser | 1 | tropo |  | REC22038A2 | NA | 3000076592 | NA | 0 |  | 0 |  | Yes |  |  |  | Raipur | 15/7/2015 | Laxmi Badaik | Dharsiwa | CHC
462 | OT | Fumigator | 1 | NA |  | NA | NA | 3000076593 | NA | 0 |  | 0 |  | Yes |  |  |  | Raipur | 15/7/2015 | Laxmi Badaik | Dharsiwa | CHC
463 | OT | Autoclave | 1 | NA |  | NA | NA | 3000076595 | NA | 0 |  | 0 |  | Yes |  |  |  | Raipur | 15/7/2015 | Laxmi Badaik | Dharsiwa | CHC
464 | OT | Laringoscope | 1 | NA |  | NA | NA | 3000076594 | NA | 0 |  | 0 |  | Yes |  |  |  | Raipur | 15/7/2015 | Laxmi Badaik | Dharsiwa | CHC
465 | OT | OT table | 1 | Na |  | NA | NA | 3000076597 | NA | 0 |  | 0 |  | NO |  |  |  | Raipur | 15/7/2015 | Laxmi Badaik | Dharsiwa | CHC
466 | OT | Needle destroyer | 1 | NA |  | NA | NA | 3000076596 | NA | 0 |  | 0 |  | Yes |  |  |  | Raipur | 15/7/2015 | Laxmi Badaik | Dharsiwa | CHC
467 | Labrotory | Centrifuge | 1 | NA |  | NA | NA | 3000076599 | NA | 0 |  | 0 |  | Yes |  |  |  | Raipur | 15/7/2015 | Laxmi Badaik | Dharsiwa | CHC
468 | Labrotory | Needle destroyer | 1 | NA |  | 100va/60VA | NA | 3000076600 | NA | 0 |  | 0 |  | Yes |  |  |  | Raipur | 15/7/2015 | Laxmi Badaik | Dharsiwa | CHC
469 | Labrotory | photo calorimeter(digital) | 1 | NA |  | NA | NA | 3000076601 | NA | 0 |  | 0 |  | NO |  |  |  | Raipur | 15/7/2015 | Laxmi Badaik | Dharsiwa | CHC
470 | Pathology | Centrifuge | 1 | Remi |  | R8C | JFL0-5153 | 3000076816 | 2010-08-07 | 0 |  | 0 |  | Yes |  |  |  | Raipur | 2015-06-08 | Laxmi Badaik | Khokhopara | UPHC
471 | Pathology | Needle destroyer | 1 | Microsil |  | ND-350 | 2716 | 3000076817 | 2013-01-07 | 0 |  | 0 |  | Yes |  |  |  | Raipur | 2015-06-08 | Laxmi Badaik | Khokhopara | UPHC
472 | Pathology | Microscope(binocular) | 1 | Olympus |  | NA | 518664 | 3000076818 | 2011-07-06 | 0 |  | 0 |  | Yes |  |  |  | Raipur | 2015-06-08 | Laxmi Badaik | Khokhopara | UPHC
473 | Pathology | Microscope(binocular) | 1 | Olympus |  | MLX | NA | 3000076819 | 2003-05-03 | 0 |  | 0 |  | NO |  |  |  | Raipur | 2015-06-08 | Laxmi Badaik | Khokhopara | UPHC
474 | Pathology | Glucometer | 1 | BRAUN |  | Omnit | G1NGK00165 | 3000076820 | 2012-02-06 | 0 |  | 0 |  | Yes |  |  |  | Raipur | 2015-06-08 | Laxmi Badaik | Khokhopara | UPHC
475 | Pathology | Glucometer | 1 | Life scan |  | One touch ultra | SKQC536RT | 3000076821 | 2012-02-06 | 0 |  | 0 |  | NO |  |  |  | Raipur | 2015-06-08 | Laxmi Badaik | Khokhopara | UPHC
476 | Pathology | Calorimeter | 1 | photo electric insrument |  | Photochem-8 | 85194 | 3000076822 | 2013-08-05 | 0 |  | 0 |  | NO |  |  |  | Raipur | 2015-06-08 | Laxmi Badaik | Khokhopara | UPHC
477 | Pathology | glucometer | 1 | Roche |  | accu chek active | GC1744842 | 3000076827 | 2014-01-02 | 0 |  | 0 |  | Yes |  |  |  | Raipur | 2015-06-08 | Laxmi Badaik | Khokhopara | UPHC
478 | Labor Room | Suction machine(double jar) | 1 | NITA surgical .co |  | deluxe | NA | 3000076810 | 2013-01-02 | 0 |  | 0 |  | Yes |  |  |  | Raipur | 2015-06-08 | Laxmi Badaik | Khokhopara | UPHC
479 | Labor Room | Infant Warmer | 1 | surgi aid pharma |  | Meditrin | NA | 3000076811 | NA | 0 |  | 0 |  | Yes |  |  |  | Raipur | 2015-06-08 | Laxmi Badaik | Khokhopara | UPHC
480 | Labor Room | Autoclave | 1 | NA |  | NA | NA | 3000076812 | NA | 0 |  | 0 |  | Yes |  |  |  | Raipur | 2015-06-08 | Laxmi Badaik | Khokhopara | UPHC
481 | Labor Room | Steriliser | 1 | NA |  | NA | NA | 3000076813 | 2013-01-02 | 0 |  | 0 |  | Yes |  |  |  | Raipur | 2015-06-08 | Laxmi Badaik | Khokhopara | UPHC
482 | OPD | BP instrument(mercury) | 1 | Extra care |  | NA | NA | 3000076814 | NA | 0 |  | 0 |  | Yes |  |  |  | Raipur | 2015-06-08 | Laxmi Badaik | Khokhopara | UPHC
483 | OPD | Needle destroyer | 1 | Linco scientific |  | ND-100 | 2623 | 3000076815 | NA | 0 |  | 0 |  | Yes |  |  |  | Raipur | 2015-06-08 | Laxmi Badaik | Khokhopara | UPHC
484 | OPD | Adult wieght machine | 1 | NA |  | NA | NA | 3000076823 | NA | 0 |  | 0 |  | Yes |  |  |  | Raipur | 2015-08-08 | Laxmi Badaik | Khokhopara | UPHC
485 | OPD | Baby weight machine | 1 | Ramon surgical |  | Crown | NA | 3000076824 | 2013-02-01 | 0 |  | 0 |  | Yes |  |  |  | Raipur | 2015-06-08 | Laxmi Badaik | Khokhopara | UPHC
486 | OPD | Adult wieght machine | 1 | Ramon surgical |  | Crown | NA | 3000076825 | NA | 0 |  | 0 |  | Yes |  |  |  | Raipur | 2015-06-08 | Laxmi Badaik | Khokhopara | UPHC
487 | OPD | Domestic rffrigerator | 1 | LG |  | GL_195CL4 | NA | 3000076826 | NA | 0 |  | 0 |  | Yes |  |  |  | Raipur | 2015-06-08 | Laxmi Badaik | Khokhopara | UPHC
488 |  | BP Instruments(mercury) | 1 | Smart care |  | SCH-108 | NA | 3000076841 | 31/5/2013 | 0 |  | 0 |  | Yes |  |  |  | Raipur | 2015-07-08 | Laxmi Badaik | Methpurena | UPHC
489 |  | Adult wieght machine | 1 | NA |  | Venus | NA | 3000076842 | 31/5/2013 | 0 |  | 0 |  | Yes |  |  |  | Raipur | 2015-07-08 | Laxmi Badaik | Methpurena | UPHC
490 |  | Baby weight machine | 1 | Ramon surgical |  | Crown | NA | 3000076843 | 31/5/2013 | 0 |  | 0 |  | Yes |  |  |  | Raipur | 2015-07-08 | Laxmi Badaik | Methpurena | UPHC
491 |  | BP instrument(mercury) | 1 | Smart care |  | SCH-11B | NA | 3000076844 | 31/5/2013 | 0 |  | 0 |  | NO |  |  |  | Raipur | 2015-07-08 | Laxmi Badaik | Methpurena | UPHC
492 |  | Nebuliser | 1 | Nulife global medical device |  | Handy NEB | NA | 3000076845 | 2014-02-01 | 0 |  | 0 |  | Yes |  |  |  | Raipur | 2015-07-08 | Laxmi Badaik | Methpurena | UPHC
493 |  | Glucometer | 1 | ROche |  | Accu chek performa | 551310116343 | 3000076846 | 31/5/2013 | 0 |  | 0 |  | Yes |  |  |  | Raipur | 2015-07-08 | Laxmi Badaik | Methpurena | UPHC
494 |  | Needle destroyer | 1 | Linco scientific |  | ND-100 | 2440 | 3000076847 | 31/5/2013 | 0 |  | 0 |  | Yes |  |  |  | Raipur | 2015-07-08 | Laxmi Badaik | Methpurena | UPHC
495 |  | Steriliser | 1 | NA |  | NA | NA | 3000076848 | 31/5/2015 | 0 |  | 0 |  | Yes |  |  |  | Raipur | 2015-07-08 | Laxmi Badaik | Methpurena | UPHC
496 | Pathology | Centrifuge(6 tube) | 1 | coslab |  | NA | NA | 3000076724 | NA | 0 |  | 0 |  | Yes |  |  |  | Raipur | 31/7/2015 | Laxmi Badaik | manna | CHC
497 | Pathology | Microscope(binocular) | 1 | Olympus |  | NA | 3924 | 3000076725 | 23/2/2015 | 0 |  | 0 |  | Yes |  | 1 |  | Raipur | 31/7/2015 | Laxmi Badaik | manna | CHC
498 | Pathology | glucometer | 1 | On call plus |  | NA | 103A01513D4 | 3000076726 | 30/4/2015 | 0 |  | 0 |  | Yes |  |  |  | Raipur | 31/7/205 | Laxmi Badaik | manna | CHC
499 | Pathology | microscope | 1 | NA |  | NA | NA | 3000076727 | NA | 0 |  | 0 |  | NO |  |  |  | Raipur | 31/7/2015 | Laxmi Badaik | manna | CHC
500 | Pathology | Calorimeter | 1 | NA |  | NA | NA | 3000076744 | NA | 0 |  | 0 |  | NO |  |  |  | Raipur | 31/7/2015 | Laxmi Badaik | manna | CHC
501 | OT | OT table | 1 | NA |  | NA | NA | 3000076728 | NA | 0 |  | 0 |  | NO |  |  |  | Raipur | 31/7/2015 | Laxmi Badaik | Manna | CHC
502 | OT | autoclave | 1 | NA |  | NA | NA | 3000076729 | 14/7/2015 | 0 |  | 0 |  | Yes |  |  |  | Raipur | 31/7/2015 | Laxmi Badaik | manna | CHC
503 | OT | autoclave | 1 | NA |  | NA | NA | 3000076730 | 28/8/2002 | 0 |  | 0 |  | Yes |  |  |  | Raipur | 31/7/2015 | Laxmi Badaik | manna | CHC
504 | OT | Centrifuge | 1 | NA |  | NA | NA | 3000076731 | 2014-03-11 | 0 |  | 0 |  | Yes |  |  |  | Raipur | 31/7/2015 | Laxmi Badaik | manna | CHC
505 | OPD | steriliser | 1 | NA |  | NA | nA | 3000076732 | 2015-04-07 | 0 |  | 0 |  | Yes |  |  |  | Raipur | 31/7/2015 | Laxmi Badaik | manna | CHC
506 | Ward Room | Needle destroyer | 1 | Bio+plus |  | NA | NA | 3000076733 | 2015-09-05 | 0 |  | 0 |  | Yes |  |  |  | Raipur | 31/7/2015 | Laxmi Badaik | manna | CHC
507 | Ward Room | STeriliser | 1 | NA |  | NA | NA | 3000076734 | 2010-08-01 | 0 |  | 0 |  | NO |  |  |  | Raipur | 31/7/2015 | Laxmi Badaik | manna | CHC
508 | Ward Room | Adult wieght machine | 1 | Venus |  | NA | NA | 3000076735 | 2010-08-01 | 0 |  | 0 |  | Yes |  |  |  | Raipur | 31/7/2015 | Laxmi Badaik | manna | CHC
509 | Ward Room | Adult wieght machine | 1 | Venus |  | NA | NA | 3000076736 | 2010-08-01 | 0 |  | 0 |  | Yes |  |  |  | Raipur | 31/7/2015 | Laxmi Badaik | manna | CHC
510 | Ward Room | BP instrument(mercury) | 1 | Extra care |  | NA | NA | 3000076737 | 2013-08-10 | 0 |  | 0 |  | NO |  |  |  | Raipur | 31/7/2015 | Laxmi Badaik | manna | CHC
511 | Ward Room | Nibuliser | 1 | FLAEMNOVA |  | RecordF300 | NA | 3000076738 | 2008-07-01 | 0 |  | 0 |  | Yes |  |  |  | Raipur | 31/7/2015 | Laxmi Badaik | manna | CHC
512 | Labor Room | Baby weight machine | 1 | Docbel Indusry |  | Braun | NA | 3000076739 | NA | 0 |  | 0 |  | Yes |  |  |  | Raipur | 31/7/2015 | Laxmi Badaik | manna | CHC
513 | Labor Room | Streliser | 1 | NA |  | NA | NA | 3000076740 | 28/8/2002 | 0 |  | 0 |  | Yes |  |  |  | Raipur | 31/7/2015 | Laxmi Badaik | manna | CHC
514 | Labor Room | Suction machine | 1 | Crompton grea |  | NA | AAm08654 | 3000076741 | 28/8/2002 | 0 |  | 0 |  | Yes |  |  |  | Raipur | 31/7/2015 | Laxmi Badaik | manna | CHC
515 | OPD | BP instrument(mercury) | 1 | Disha |  | Anitique | RK0000202 | 3000076742 | 28/5/2015 | 0 |  | 0 |  | Yes |  |  |  | Raipur | 31/7/2015 | Laxmi Badaik | manna | CHC
516 | OPD | Adult wieght machine | 1 | Venus |  | NA | NA | 3000076743 | 2010-08-01 | 0 |  | 0 |  | Yes |  |  |  | Raipur | 31/7/2015 | Laxmi Badaik | manna | CHC
517 | OPD | BP instrument(mercury) | 1 | Disha |  | Anitique | RK0000207 | 3000076745 | 14/7/2015 | 1 |  | 0 |  | Yes |  |  |  | Raipur | 31/7/2015 | Laxmi Badaik | manna | CHC
518 | Ward Room | BP Instrument(stand) | 1 | NA |  | NA | NA | 3000076688 | NA | 0 |  | 0 |  | Yes |  |  |  | Raipur | 22/7/2015 | Laxmi Badaik | manna | CHC
519 | Ward Room | Needle destroyer | 1 | Gramocefo |  | NA | NA | 3000076689 | NA | 0 |  | 0 |  | Yes |  |  |  | Raipur | 22/7/2015 | Laxmi Badaik | manna | CHC
520 | Ward Room | Steriliser | 1 | ATLAS |  | NA | 09F9602 | 3000076690 | NA | 0 |  | 0 |  | Yes |  |  |  | Raipur | 22/7/2015 | Laxmi Badaik | manna | CHC
521 | Labor room | Domestic reffrigerator | 1 | LG |  | GL-195RL4 | 206NRV1179326 | 3000076691 | NA | 0 |  | 0 |  | Yes |  |  |  | Raipur | 22/7/2015 | Laxmi Badaik | manna | CHC
522 | Labor Room | Baby weieht machine | 1 | Essae |  | BS-250 | NA | 3000076692 | NA | 0 |  | 0 |  | Yes |  |  |  | Raipur | 22/7/205 | Laxmi Badaik | manna | CHC
523 | Labor Room | Foetal Doppler | 1 | Hemodiaz life science |  | NA | NA | 3000076693 | NA | 0 |  | 0 |  | Yes |  |  |  | Raipur | 22/7/2015 | Laxmi Badaik | manna | CHC
524 | Labor Room | Needle destroyer | 1 | Saratech |  | 100va/60VA | NA | 3000076694 | NA | 0 |  | 0 |  | Yes |  |  |  | Raipur | 22/7/2015 | Laxmi Badaik | manna | CHC
525 | Vaccine room | Baby weight Machine | 1 | Docbel Indusry |  | Braun | NA | 3000076695 | NA | 0 |  | 0 |  | Yes |  |  |  | Raipur | 22/7/2015 | Laxmi Badaik | manna | CHC
526 | Vaccine room | Baby wieght Macine | 1 | Docbel Indusry |  | Krups | NA | 3000076696 | NA | 0 |  | 0 |  | Yes |  |  |  | Raipur | 22/7/2015 | Laxmi Badaik | manna | CHC
527 | Labrotory | Microscope | 1 | Olympus |  | NA | 518523 | 3000076697 | 26/92013 | 0 |  | 0 |  | Yes |  |  |  | Raipur | 22/7/2015 | laxmi Badaik | manna | CHC
528 | Labrotory | BP insrument(mercury) | 1 | NAMAt SHREE |  | NA | 53281 | 3000076698 | NA | 0 |  | 0 |  | NO |  |  |  | Raipur | 22/7/2015 | laxmi Badaik | manna | CHC
529 | Store room | Nebuliser | 1 | American Bantex |  | Alpha neb | NA | 3000076699 | NA | 1 |  | 0 |  | Yes |  |  |  | Raipur | 22/7/2015 | Laxmi Badaik | manna | CHC
530 | Store room | BP Instrument | 1 | Bhasin son |  | NA | 518609-04 | 3000076700 | NA | 0 |  | 0 |  | NO |  |  |  | Raipur | 22/7/2015 | Laxmi Badaik | manna | CHC
531 |  | Needle destroyer | 1 | Pioneer |  | NA | NA | 3000103205 | NA | 0 |  | 0 |  | Yes |  |  |  | Raipur | 2015-03-08 | Ankit and deepak | MLA Rest house | Civil dispensery
532 |  | Glucometer | 1 | Roche |  | Accu chek | 55308375417 | 3000103207 | 2012-11-12 | 0 |  | 0 |  | Yes |  |  |  | Raipur | 2015-03-08 | Ankit and deepak | MLA Rest house | Civil dispensery
533 |  | Glucometer | 1 | Contour |  | NA | 7464667 | 3000103208 | 30/4/2014 | 0 |  | 0 |  | Yes |  |  |  | Raipur | 2015-03-08 | Ankit and deepak | MLA Rest house | Civil dispensery
534 |  | Steriliser | 1 | local |  | NA | NA | 3000103209 | NA | 0 |  | 0 |  | NO |  |  |  | Raipur | 2015-03-08 | Ankit and deepak | MLA Rest house | Civil dispensery
535 |  | Suction Machine | 1 | SHIVA |  | NA | NA | 3000103210 | NA | 0 |  | 0 |  | NO |  |  |  | Raipur | 2015-03-08 | Ankit and deepak | MLA Rest house | Civil dispensery
536 |  | BP insrument(mercury) | 1 | supreme Surgico |  | Heart care | 98121110 | 3000103211 | NA | 0 |  | 0 |  | NO |  |  |  | Raipur | 2015-03-08 | Ankit and deepak | MLA Rest house | Civil dispensery
537 |  | BP instrument(mercury) | 1 | Medicare products |  | NA | 10H7137 | 3000103212 | NA | 0 |  | 0 |  | NO |  |  |  | Raipur | 2015-03-08 | Ankit and deepak | MLA Rest house | Civil dispensery
538 |  | BP instrument(mercury) | 1 | supreme Surgico |  | NA | NA | 3000103212 | NA | 0 |  | 0 |  | NO |  |  |  | Raipur | 2015-03-08 | Ankit and deepak | MLA Rest house | Civil dispensery
539 |  | BP instrument(dialer) | 1 | Meditouch |  | NA | NA | 3000103214 | NA | 0 |  | 0 |  | NO |  |  |  | Raipur | 2015-03-08 | Ankit and deepak | MLA Rest house | Civil dispensery
540 | Eye Dept. | Electonic Eye OT Microscop | 1 | NA |  | GRA367PL | NA | 3000076467 | NA | 0 |  | 0 | NA | Yes |  |  |  | Raipur | 2015-09-09 | Ankit, Laxmi & Dipak | Raipur DH | DH
541 | Eye Dept. | Boylet Apparatus | 1 | Medisys |  | NA | NA | 3000076470 | NA | 0 |  | 0 | NA | Yes |  |  |  | Raipur | 2015-09-09 | Ankit, Laxmi & Dipak | Raipur DH | DH
542 | Eye Dept. | Multipara | 1 | Schiller |  | Truslope Ultra27 | NA | 3000076478 | NA | 0 |  | 0 | NA | Yes |  |  |  | Raipur | 2015-09-09 | Ankit, Laxmi & Dipak | Raipur DH | DH
543 | Eye Dept. | OT Table | 1 | NA |  | NA | NA | 3000076468 | NA | 0 |  | 0 | NA | Yes |  |  |  | Raipur | 2015-09-09 | Ankit, Laxmi & Dipak | Raipur DH | DH
544 | Eye Dept. | Eye Microscop Bionocluar | 1 | Carlziess Surgicals |  | NA | NA | 3000076469 | NA | 0 |  | 0 | NA | Yes |  |  |  | Raipur | 2015-09-09 | Ankit, Laxmi & Dipak | Raipur DH | DH
545 | Store | Fumigator | 1 | Gogger |  | NA | NA | 3000076544 | NA | 0 |  | 0 | NA | Yes |  |  |  | Raipur | 2015-09-09 | Ankit, Laxmi & Dipak | Raipur DH | DH
546 | Store | Fumigator | 1 | Fogger |  | NA | NA | 3000076545 | NA | 0 |  | 0 | NA | Yes |  |  |  | Raipur | 2015-09-09 | Ankit, Laxmi & Dipak | Raipur DH | DH
547 | Store | Sterilizer | 1 | NA |  | NA | NA | 3000076546 | NA | 0 |  | 0 | NA | Yes |  |  |  | Raipur | 2015-09-09 | Ankit, Laxmi & Dipak | Raipur DH | DH
548 | Store | C-arm | 1 | Medico imaging Co. |  | Surgico-60D | NA | 3000076547 | NA | 0 |  | 0 | NA | Yes |  |  |  | Raipur | 2015-09-09 | Ankit, Laxmi & Dipak | Raipur DH | DH
549 |  | Mercury BP Instrument | 1 | Extra Care |  |  |  | 3000103740 |  | 0 |  | 0 | NA | yes |  |  |  | Raipur |  | Ankit & Laxmi | Kabir Nagar | CHC
550 |  | Mercury BP Instrument | 1 | Medicare |  |  | 13170117 | 3000103788 | 06/13 | 0 |  | 0 | NA | No |  |  |  | Raipur |  | Ankit & Laxmi | Kabir Nagar | CHC
551 |  | Adult weight Machine | 1 | Venus |  |  |  | 3000103789 | 06/13 | 0 |  | 0 | NA | yes |  |  |  | Raipur |  | Ankit & Laxmi | Kabir Nagar | CHC
552 |  | Mercury BP Instrument | 1 | Smartcare | 05/12 | SCH-10B |  | 3000103791 |  | 0 |  | 0 | NA | No |  |  |  | Raipur |  | Ankit & Laxmi | Kabir Nagar | CHC
553 |  | Cooker type auto clave | 1 | Local |  |  |  | 3000103790 |  | 0 |  | 0 | NA | No |  |  |  | Raipur |  | Ankit & Laxmi | Kabir Nagar | CHC
554 |  | Mercury BP Instrument | 1 | Smart Care |  | SHC-108 |  | 3000103818 | 06/12 | 0 |  | 0 | NA | Yes |  |  |  | Raipur |  | Ankit & Laxmi | Kabir Nagar | CHC
555 |  | Adult weight machine | 1 | Venus |  |  |  | 3000103819 | 06/13 | 0 |  | 0 | NA | Yes |  |  |  | Raipur |  | Ankit & Laxmi | Kabir Nagar | CHC
556 |  | Glucometer | 1 | Ruchi Dignostic |  | Accuchek | 55310150396 | 3000103820 | NA | 0 |  | 0 | NA | Yes |  |  |  | Raipur |  | Ankit & Laxmi | Kabir Nagar | CHC
557 |  | Needle Cutter | 1 | HL |  | NA | NA | 3000103821 | 10/09 | 0 |  | 0 | NA | Yes |  |  |  | Raipur |  | Deepak Kumar | Silyari | PHC
558 |  | Digital Adult Weight Machine | 1 | Salter |  | NA | NA | 3000103822 | 11/13 | 0 |  | 0 | NA | Yes |  |  |  | Raipur |  | Deepak Kumar | Silyari | PHC
559 |  | Table Top Sterilizer | 1 | Local |  | NA | NA | 3000103823 | 08/09 | 0 |  | 0 | NA | Yes |  |  |  | Raipur |  | Deepak Kumar | Silyari | PHC
560 |  | Sterilizer (Small) | 1 | Local |  | NA | NA | 3000103824 | 07/07 | 0 |  | 0 | NA | Yes |  |  |  | Raipur |  | Deepak Kumar | Silyari | PHC
561 |  | Fetal Dopper | 1 | Uocinotech. |  | NA | NA | 3000103825 | NA | 0 |  | 0 | NA | Yes |  |  |  | Raipur |  | Deepak Kumar | Silyari | PHC
562 |  | Weight Machine | 1 | Local |  |  |  | 3000103826 | 11/13 | 0 |  | 0 | NA | Yes |  |  |  | Raipur |  | Deepak Kumar | Silyari | PHC
563 |  | BP Apparatus (Digital) | 1 | Hiclos |  | X5 | 140347026012103 | 3000103827 | 11/14 | 0 |  | 0 | NA | Yes |  |  |  | Raipur |  | Deepak Kumar | Silyari | PHC
564 |  | Mercury BP Instrument | 1 | Elite |  |  | 03825 | 3000103828 | 07/07 | 0 |  | 0 | NA | No |  |  |  | Raipur |  | Deepak Kumar | Silyari | PHC
565 |  | Domestic Refrezrator | 1 | LG | 2012 | GL-185 |  | 3000103829 | 07/12 | 0 |  | 0 | NA | Yes |  |  |  | Raipur |  | Deepak Kumar | Silyari | PHC
566 |  | Suction machine (2 Jars) | 1 | Local |  |  |  | 3000103830 | 04/89 | 0 |  | 0 | NA | No |  |  |  | Raipur |  | Deepak Kumar | Silyari | PHC
567 |  | Binocular Microscops | 1 | Radical |  | 035892 |  | 3000103832 | 06/15 | 0 |  | 0 | NA | Yes |  |  |  | Raipur |  | Deepak Kumar | Silyari | PHC
568 |  | Glucometer | 1 | Ruchi Dignostic | 2015 | Accuchek |  | 3000103831 | 05/13 | 0 |  | 0 | NA | Yes |  |  |  | Raipur |  | Deepak Kumar | Silyari | PHC
569 |  | Binocular Microscop | 1 | Labourd |  | Vision2000 |  | 3000103833 | 05/13 | 0 |  | 0 | NA | Yes |  |  |  | Raipur |  | Deepak Kumar | Silyari | PHC
570 |  | Needle Cutter | 1 | Saratech |  | 100U/60V |  | 3000103834 | 05/13 | 0 |  | 0 | NA | Yes |  |  |  | Raipur |  | Deepak Kumar | Silyari | PHC
571 |  | Centrifuge (4 Tubes) | 1 | Rana |  | NA |  | 3000103835 | 05/13 | 0 |  | 0 | NA | Yes |  |  |  | Raipur |  | Deepak Kumar | Silyari | PHC
572 |  | Glucometer | 1 | Ruchi Dignostic |  | Accuchek | 55310169092 | 3000103836 | 05/15 | 0 |  | 0 | NA | Yes |  |  |  | Raipur |  | Deepak Kumar | Silyari | PHC
573 |  | Mercury BP Instrument | 1 | Dimond | 12/2012 | Regular | 25589 | 3000103837 | 02/13 | 0 |  | 0 | NA | Yes |  |  |  | Raipur |  | Ankit & Laxmi | Tilda | CHC
574 |  | Adult Weight Machine | 1 | Golden Star |  |  |  | 3000103838 |  | 0 |  | 0 | NA | Yes |  |  |  | Raipur |  | Ankit & Laxmi | Tilda | CHC
575 |  | Spot Light | 1 | Local |  |  |  | 3000103839 |  | 0 |  | 0 | NA | Yes |  |  |  | Raipur |  | Ankit & Laxmi | Tilda | CHC
576 |  | Auto Clave Machine | 1 | Local |  |  |  | 3000103840 | 01/07 | 0 |  | 0 | NA | Yes |  |  |  | Raipur |  | Ankit & Laxmi | Tilda | CHC
577 |  | Labour Table | 1 | Local |  |  |  | 3000103841 |  | 0 |  | 0 | NA | Yes |  |  |  | Raipur |  | Ankit & Laxmi | Tilda | CHC
578 |  | Table Top Sterilizer | 1 | Local |  |  |  | 3000103842 | 02/10 | 0 |  | 0 | NA | Yes |  |  |  | Raipur |  | Ankit & Laxmi | Tilda | CHC
579 |  | Needle Cutter | 1 | Sara Tech |  | 1000/60V |  | 3000103843 |  | 0 |  | 0 | NA | Yes |  |  |  | Raipur |  | Ankit & Laxmi | Tilda | CHC
580 |  | Weight Machine (Digital) | 1 | Essar |  | BS-250 | 250141131654 | 3000103844 | 01/15 | 0 |  | 0 | NA | Yes |  |  |  | Raipur |  | Ankit & Laxmi | Tilda | CHC
581 |  | Feetal Doppler | 1 | Dipal |  | DFM-651 |  | 3000103845 |  | 0 |  | 0 | NA | Yes |  |  |  | Raipur |  | Ankit & Laxmi | Tilda | CHC
582 |  | Suction machine (2 Jars) | 1 | Shiva |  |  |  | 3000103846 | 02/07 | 0 |  | 0 | NA | Yes |  |  |  | Raipur |  | Ankit & Laxmi | Tilda | CHC
583 |  | Binocular Microscop | 1 | Radical |  | RXL-4B B-7330 |  | 3000103847 | 03/15 | 0 |  | NA | NA | Yes |  |  |  | Raipur |  | Ankit & Laxmi | Tilda | CHC
584 |  | Glucometer | 1 | Ruchi Dig. |  | Accucheck | 55308378546 | 3000103848 | 05/09 | 0 |  | 0 | NA | Yes |  |  |  | Raipur |  | Ankit & Laxmi | Tilda | CHC
585 |  | Table Top Sterilizer | 1 | NA |  |  |  | 3000103849 | 10/07 | 0 |  | 0 | NA | Yes |  |  |  | Raipur |  | Ankit & Laxmi | Tilda | CHC
586 |  | Inst Sterilizer | 1 | NA |  |  |  | 3000103850 | 10/07 | 0 |  | 0 | NA | Yes |  |  |  | Raipur |  | Ankit & Laxmi | Tilda | CHC
587 |  | Inst Sterilizer | 1 | NA |  |  |  | 3000103851 | 10/07 | 0 |  | 0 | NA | Yes |  |  |  | Raipur |  | Ankit & Laxmi | Tilda | CHC
588 |  | Intrument Sterilizer | 1 | NA |  |  |  | 3000103852 | 10/07 | 0 |  | 0 | NA | Yes |  |  |  | Raipur |  | Ankit & Laxmi | Tilda | CHC
589 |  | Intrument Sterilizer | 1 | NA |  |  |  | 3000103853 | 10/07 | 0 |  | 0 | NA | Yes |  |  |  | Raipur |  | Ankit & Laxmi | Tilda | CHC
590 |  | Intrument Sterilizer | 1 | NA |  |  |  | 3000103854 | 10/07 | 0 |  | 0 | NA | Yes |  |  |  | Raipur |  | Ankit & Laxmi | Tilda | CHC
591 |  | Intrument Sterilizer | 1 | NA |  |  |  | 3000103855 | 10/07 | 0 |  | 0 | NA | Yes |  |  |  | Raipur |  | Ankit & Laxmi | Tilda | CHC
592 |  | Intrument Sterilizer | 1 | NA |  |  |  | 3000103856 | 10/07 | 0 |  | 0 | NA | Yes |  |  |  | Raipur |  | Ankit & Laxmi | Tilda | CHC
593 |  | Needle Cutter | 1 | Saratech |  | 100V/60V |  | 3000103857 | NA | 0 |  | 0 | NA | Yes |  |  |  | Raipur |  | Ankit & Laxmi | Tilda | CHC
594 |  | Adult Weight Machine (Analoge) | 1 | Kohinoor |  |  |  | 3000103858 | 09/11 | 0 |  | 0 | NA | No |  |  |  | Raipur |  | Ankit & Laxmi | Tilda | CHC
595 |  | Adult Weight Machine (Analoge) | 1 | Prestiage |  |  |  | 3000103859 | 09/10 | 0 |  | 0 | NA | No |  |  |  | Raipur |  | Ankit & Laxmi | Tilda | CHC
596 |  | Adult Weight Machine (Analoge) | 1 | Prestiage |  |  |  | 3000103860 | 09/10 | 0 |  | 0 | NA | No |  |  |  | Raipur |  | Ankit & Laxmi | Tilda | CHC
597 |  | Adult Weight Machine (Analoge) | 1 | Prestiage |  |  |  | 3000103861 | 10/13 | 0 |  | 0 | NA | No |  |  |  | Raipur |  | Ankit & Laxmi | Tilda | CHC
598 |  | Child Weight Machine | 1 | Raman Surgical |  |  |  | 3000103862 | NA | 0 |  | 0 | NA | Yes |  |  |  | Raipur |  | Ankit & Laxmi | Tilda | CHC
599 |  | Adult Analog Weight Machine | 1 | Kohinoor |  |  |  | 3000103863 | 10/13 | 0 |  | 0 | NA | No |  |  |  | Raipur |  | Ankit & Laxmi | Tilda | CHC
600 |  | Adult Analog Weight Machine | 1 | Venus |  |  |  | 3000103864 | 10/13 | 0 |  | 0 | NA | No |  |  |  | Raipur |  | Ankit & Laxmi | Tilda | CHC
601 |  | Domestic Refrezrator | 1 | LG |  | LG-185 | 903NLVE023727 | 3000103865 | NA | 0 |  | 0 | NA | Yes |  |  |  | Raipur |  | Ankit & Laxmi | Tilda | CHC
602 |  | Mercury BP Instrument | 1 | Life Line |  | Delux |  | 3000103866 | 02/13 | 0 |  | 0 | NA | No |  |  |  | Raipur |  | Ankit & Laxmi | Tilda | CHC
603 |  | Analog Child Weight Machine | 1 | Raman Surgical |  |  |  | 3000103949 | 04/12 | 0 |  | 0 | NA | Yes |  |  |  | Raipur |  | Ankit & Laxmi | Tilda | CHC
604 |  | Feetal Doppler | 1 | Easy Care |  | ECFDT-106 |  | 3000103950 | 2013 | 0 |  | 0 | NA | Yes |  |  |  | Raipur |  | Ankit & Laxmi | Tilda | CHC
605 |  | Dressing Sterilizer | 1 | Local |  |  |  | 3000103951 | 12/2013 | 0 |  | 0 | NA | Yes |  |  |  | Raipur |  | Ankit & Laxmi | Tilda | CHC
606 |  | Mercury BP Instrument | 1 | Medicare Products |  |  | 13H0110 | 3000103952 | 03/2014 | 0 |  | 0 | NA | Yes |  |  |  | Raipur |  | Ankit & Laxmi | Tilda | CHC
607 |  | Mercury BP Instrument | 1 | Medicare Products |  |  | 13H0116 | 3000103953 | NA | 0 |  | 0 | NA | Yes |  |  |  | Raipur |  | Ankit & Laxmi | Tilda | CHC
608 |  | Adult Weight Machine | 1 | Venus |  |  |  | 3000103954 | 10/13 | 0 |  | 0 | NA | Yes |  |  |  | Raipur |  | Ankit & Laxmi | Tilda | CHC
609 |  | Domestic Refrezrator | 1 | Whirlpool |  | 11662 | INC090810696 | 3000103955 |  | 0 |  | 0 | NA | Yes |  |  |  | Raipur |  | Ankit & Laxmi | Tilda | CHC
610 |  | Glucometer | 1 | Life Scan |  |  | SACNH1CC | 3000103956 | 2011 | 0 |  | 0 | NA | Yes |  |  |  | Raipur |  | Ankit & Laxmi | Tilda | CHC
611 |  | Dressing Sterilizer | 1 | Local |  | 2011 |  | 3000103957 | 12/2013 | 0 |  | 0 | NA | No |  |  |  | Raipur |  | Ankit & Laxmi | Tilda | CHC
612 | OPD | BP Apparatus Mercury | 1 | Dimond |  | Regular | 21589 | 3000074181 | 2012 | 0 |  | 0 | NA | Yes |  |  |  | Raipur |  | Babulal | Rewa | PHC
613 | Labour Room | Baby Weight Scale Digital | 1 | Sai Kripa Enterprises |  | RS250 | 25014131-641 | 3000074182 | 05/2010 | 0 |  | 0 | NA | Yes |  |  |  | Raipur |  | Babulal | Rewa | PHC
614 | Labour Room | Handhold fetal dopler digital | 1 | Hemodiz Life science |  | HD SonilineC | FE13022-00037 | 3000074183 | 07/2013 | 0 |  | 0 | NA | Yes |  |  |  | Raipur |  | Babulal | Rewa | PHC
615 | Labour Room | Syringe Needle Cutter | 1 | Sara Tech |  | SIR | NA | 3000074184 |  | 0 |  | 0 | NA | Yes |  |  |  | Raipur |  | Babulal | Rewa | PHC
616 | Labour Room | Labour Table | 1 | Local |  | NA | NA | 3000074185 |  | 0 |  | 0 | NA | Yes |  |  |  | Raipur |  | Babulal | Rewa | PHC
617 | Labour Room | Labour Table | 1 | Local |  | NA |  | 3000074186 | 2007 | 0 |  | 0 | NA | Yes |  |  |  | Raipur |  | Babulal | Rewa | PHC
618 | OPD Injection Room | Handhold Glucometer | 1 | Taidoc Technology Crop. |  | Accucare |  | 3000074187 | 2012 | 0 |  | 0 | NA | Yes |  |  |  | Raipur |  | Babulal | Rewa | PHC
619 | OPD Injection Room | Refrezgator Dobule Door | 1 | LG |  |  | GL-254AM-5 BLIZE-BN | 3000074188 | 2010 | 0 |  | 0 | NA | Yes |  |  |  | Raipur |  | Babulal | Rewa | PHC
620 | OPD Injection Room | BP Apparatus | 1 | Diamond |  |  | 00819 | 3000074189 | 2010 | 0 |  | 0 | NA | Yes |  |  |  | Raipur |  | Babulal | Rewa | PHC
621 | OPD Injection Room | BP Apparatus | 1 | Life Line |  |  | 86600 | 3000074190 | 2010 | 0 |  | 0 | NA | Yes |  |  |  | Raipur |  | Babulal | Rewa | PHC
622 | OPD Injection Room | BP Apparatus Mercury | 1 | Life Line |  |  | 7821 | 3000074191 |  | 0 |  | 0 | NA | Yes |  |  |  | Raipur |  | Babulal | Rewa | PHC
623 | OPD Injection Room | Adult Weight Machine 120 Kg. | 1 | Korpe Corpar |  | Kohinoor | Kohinoor | 3000074192 |  | 0 |  | 0 | NA | Yes |  |  |  | Raipur |  | Babulal | Rewa | PHC
624 | Store | Suction Machine | 1 | NA |  |  |  | 3000074193 |  | 0 |  | 0 | NA | Yes |  |  |  | Raipur |  | Babulal | Rewa | PHC
625 | Store | Centrifuse Machine | 1 | NA |  |  |  | 3000074194 | 2006 | 0 |  | 0 | NA | Yes |  |  |  | Raipur |  | Babulal | Rewa | PHC
626 | Store | Digital Photo Colo Meter | 1 | Sim Tronics |  |  |  | 3000074195 |  | 0 |  | 0 | NA | Yes |  |  |  | Raipur |  | Babulal | Rewa | PHC
627 | Store | BP Instrument | 1 | Diamond |  | Regular | 35035 | 3000074196 | 2006 | 0 |  | 0 | NA | No |  |  |  | Raipur |  | Babulal | Rewa | PHC
628 | Store | Adult Weight Machine Machine | 1 | Korpre Corp. |  | Kohinoor 120Kg (Blue Light) |  | 3000074197 | 2006 | 0 |  | 0 | NA | Yes |  |  |  | Raipur |  | Babulal | Rewa | PHC
629 | Store | Baby Weight & Height Machine | 1 | Misaki |  | 12 Kg |  | 3000074199 | 2010 | 0 |  | 0 | NA | Yes |  |  |  | Raipur |  | Babulal | Rewa | PHC
630 | Store | Adult Weight Machine | 1 | Korpre Corp. |  | Kohinoor |  | 3000074198 | 2006 | 0 |  | 0 | NA | No |  |  |  | Raipur |  | Babulal | Rewa | PHC
631 | Store | Foot Suction Machine | 1 | Na |  | NA |  | 3000074200 | 2006 | 0 |  | 0 | NA | No |  |  |  | Raipur |  | Babulal | Rewa | PHC
632 | Store | Auto Clave Machine 10 Ltrs | 1 | Dynamic |  | NA |  | 3000074201 | 2006 | 0 |  | 0 | NA | Yes |  |  |  | Raipur |  | Babulal | Rewa | PHC
633 | Store | Sterilizer 5 Ltrs. | 1 | Local |  | NA |  | 3000074001 | 2006 | 0 |  | 0 | NA | No |  |  |  | Raipur |  | Babulal | Rewa | PHC
634 | Store | Sterilizer 5 Ltrs. | 1 | Local |  | NA |  | 3000074002 | 2006 | 0 |  | 0 | NA | No |  |  |  | Raipur |  | Babulal | Rewa | PHC
635 | Store | Sterilizer 5 Ltrs. | 1 | Local |  | NA |  | 3000074003 | 2006 | 0 |  | 0 | NA | No |  |  |  | Raipur |  | Babulal | Rewa | PHC
636 | Store | Sterilizer 5 Ltrs. | 1 | Local |  | NA |  | 3000074004 | 2006 | 0 |  | 0 | NA | No |  |  |  | Raipur |  | Babulal | Rewa | PHC
637 | Store | Sterilizer 5 Ltrs. | 1 | Local |  | NA |  | 3000074005 | 2006 | 0 |  | 0 | NA | No |  |  |  | Raipur |  | Babulal | Rewa | PHC
638 | Store | Sterilizer 2 Ltrs. | 1 | Local |  | NA |  | 3000074006 | 2006 | 0 |  | 0 | NA | No |  |  |  | Raipur |  | Babulal | Rewa | PHC
639 | Store | Sterilizer 2 Ltrs. | 1 | Local |  | NA |  | 3000074007 | 2010 | 0 |  | 0 | NA | No |  |  |  | Raipur |  | Babulal | Rewa | PHC
640 | Store | Syringe & Needle Cutter | 1 | Saratech |  | SIR |  | 3000074008 | 2006 | 0 |  | 0 | NA | Yes |  |  |  | Raipur |  | Babulal | Rewa | PHC
128 | Labor ward | blood pressure moniter(mercury) | 1 | Goodwill |  | Gamma | 206048 | 3000076497 | NA | 0 |  | 0 |  | Yes |  |  |  | Raipur | 2015-09-07 | Ankit/Laxmi/deepak | District Hospital | DH
646 | Labor ward | blood pressure moniter(mercury) | 1 | Goodwill |  | Gamma | 206048 | 3000076497 | NA | 0 |  | 0 |  | Yes |  |  |  | Raipur | 2015-09-07 | Ankit/Laxmi/deepak | District Hospital | DH
130 | Labor ward | Needle destroyer | 1 | Microsil |  | ND-350 | 2231 | 3000076498 | NA | 0 |  | 0 |  | Yes |  |  |  | Raipur | 2015-09-07 | Ankit/Laxmi/deepak | District Hospital | DH
648 | Labor ward | Needle destroyer | 1 | Microsil |  | ND-350 | 2231 | 3000076498 | NA | 0 |  | 0 |  | Yes |  |  |  | Raipur | 2015-09-07 | Ankit/Laxmi/deepak | District Hospital | DH
127 | Labor ward | Foetal Doppler | 1 | BPL |  | FD9713N | DQTB4H11623 | 3000076499 | NA | 0 |  | 0 |  | Yes |  |  |  | Raipur | 2015-09-07 | Ankit/Laxmi/deepak | District Hospital | DH
645 | Labor ward | Foetal Doppler | 1 | BPL |  | FD9713N | DQTB4H11623 | 3000076499 | NA | 0 |  | 0 |  | Yes |  |  |  | Raipur | 2015-09-07 | Ankit/Laxmi/deepak | District Hospital | DH
129 | Labor ward | Baby wieght machine(analog) | 1 | Ranon surgical |  | Crown | NA | 3000076500 | NA | 0 |  | 0 |  | Yes |  |  |  | Raipur | 2015-09-07 | Ankit/Laxmi/deepak | District Hospital | DH
647 | Labor ward | Baby wieght machine(analog) | 1 | Ranon surgical |  | Crown | NA | 3000076500 | NA | 0 |  | 0 |  | Yes |  |  |  | Raipur | 2015-09-07 | Ankit/Laxmi/deepak | District Hospital | DH
649 | Orthopedic Ward | blood pressure moniter(mercury) | 1 | godwin |  | NA | NA | 3000076533 | NA | 0 |  | 0 |  | Yes |  |  |  | Raipur | 2015-09-07 | Ankit/Laxmi/deepak | District Hospital | DH
650 | Orthopedic Ward | blood pressure moniter(mercury) | 1 | Life-line |  | Gamma | NA | 3000076532 | NA | 0 |  | 0 |  | Yes |  |  |  | Raipur | 2015-09-07 | Ankit/Laxmi/deepak | District Hospital | DH
651 | Orthopedic Ward | X-ray Illuminator | 1 | RK Industry |  | NA | NA | 3000076555 | NA | 0 |  | 0 |  | Yes |  |  |  | Raipur | 2015-09-07 | Ankit/Laxmi/deepak | District Hospital | DH
652 | Orthopedic Ward | X-ray Illuminator | 1 | RK Industry |  | NA | NA | 3000076557 | NA | 0 |  | 0 |  | Yes |  |  |  | Raipur | 2015-09-07 | Ankit/Laxmi/deepak | District Hospital | DH
653 | Orthopedic Ward | blood pressure moniter(mercury) | 1 | Morepen |  | NA | NA | 3000076557 | NA | 0 |  | 0 |  | Yes |  |  |  | Raipur | 2015-09-07 | Ankit/Laxmi/deepak | District Hospital | DH
654 | physiotherapy | Ultrasound Therapy(100 Mhz) | 1 | Delta Medical |  | NA | US2k6030111 | 3000076522 | NA | 0 |  | 0 |  | Yes |  |  |  | Raipur | 2015-09-07 | Ankit/Laxmi/deepak | District Hospital | DH
655 | physiotherapy | contineous passive motion Machine | 1 | Delta Medical |  | NA | CPM2k602018-2 | 3000076523 | NA | 0 |  | 0 |  | NO |  |  |  | Raipur | 2015-09-07 | Ankit/Laxmi/deepak | District Hospital | DH
656 | physiotherapy | Short wave diatherapy(500w) | 1 | Nordic surgical |  | NA | NA | 3000076524 | NA | 0 |  | 0 |  | Yes |  |  |  | Raipur | 2015-09-07 | Ankit/Laxmi/deepak | District Hospital | DH
657 | physiotherapy | Surgical Lumber Fraction | 1 | India Media Instruments |  | NA | 120714 | 3000076525 | NA | 0 |  | 0 |  | Yes |  |  |  | Raipur | 2015-09-07 | Ankit/Laxmi/deepak | District Hospital | DH
658 | physiotherapy | Ankle Exerciser | 1 | NA |  | NA | NA | 3000076526 | NA | 0 |  | 0 |  | Yes |  |  |  | Raipur | 2015-09-07 | Ankit/Laxmi/deepak | District Hospital | DH
659 | physiotherapy | Muscle stimulator | 1 | Indian Healosurg |  | MS-7ss | NA | 3000076527 | NA | 0 |  | 0 |  | NO |  |  |  | Raipur | 2015-09-07 | Ankit/Laxmi/deepak | District Hospital | DH
660 | physiotherapy | Exercise Bycyle | 1 | India Medico |  | NA | NA | 3000076528 | NA | 0 |  | 0 |  | Yes |  |  |  | Raipur | 2015-09-07 | Ankit/Laxmi/deepak | District Hospital | DH
661 | physiotherapy | Exercise Bycyle | 1 | Body Gym |  | NA | NA | 3000076529 | NA | 0 |  | 0 |  | NO |  |  |  | Raipur | 2015-09-07 | Ankit/Laxmi/deepak | District Hospital | DH
662 | physiotherapy | Wax Bath(local) | 1 | NA |  | NA | NA | 3000076530 | NA | 0 |  | 0 |  | Yes |  |  |  | Raipur | 2015-09-07 | Ankit/Laxmi/deepak | District Hospital | DH
663 | physiotherapy | Short wave diatherapy(500w) | 1 | NA |  | DELTHERM250 | NA | 3000076531 | NA | 0 |  | 0 |  | NO |  |  |  | Raipur | 2015-09-07 | Ankit/Laxmi/deepak | District Hospital | DH
664 | Store | multipera | 1 | Schiller |  | TRUSCQF ULTRAQ7 | NA | 3000076534 | NA | 1 |  | 0 |  | PACKED |  |  |  | Raipur | 2015-09-07 | Ankit/Laxmi/deepak | District Hospital | DH
665 | Store | multipera | 1 | Schiller |  | TRUSCQF ULTRAQ7 | NA | 3000076535 | NA | 1 |  | 0 |  | PACKED |  |  |  | Raipur | 2015-09-07 | Ankit/Laxmi/deepak | District Hospital | DH
666 | Store | multipera | 1 | Schiller |  | TRUSCQF ULTRAQ7 | NA | 3000076536 | NA | 1 |  | 0 |  | PACKED |  |  |  | Raipur | 2015-09-07 | Ankit/Laxmi/deepak | District Hospital | DH
667 | Store | multipera | 1 | Schiller |  | TRUSCQF ULTRAQ7 | NA | 3000076537 | NA | 1 |  | 0 |  | PACKED |  |  |  | Raipur | 2015-09-07 | Ankit/Laxmi/deepak | District Hospital | DH
668 | Store | multipera | 1 | Schiller |  | TRUSCQF ULTRAQ7 | NA | 3000076538 | NA | 1 |  | 0 |  | PACKED |  |  |  | Raipur | 2015-09-07 | Ankit/Laxmi/deepak | District Hospital | DH
669 | Store | multipera | 1 | Schiller |  | TRUSCQF ULTRAQ7 | NA | 3000076539 | NA | 1 |  | 0 |  | PACKED |  |  |  | Raipur | 2015-09-07 | Ankit/Laxmi/deepak | District Hospital | DH
670 | Store | multipera | 1 | Schiller |  | TRUSCQF ULTRAQ7 | NA | 3000076540 | NA | 1 |  | 0 |  | PACKED |  |  |  | Raipur | 2015-09-07 | Ankit/Laxmi/deepak | District Hospital | DH
671 | main O.T | multipera | 1 | Schiller |  | TRUSCQF ULTRAQ7 | NA | 3000076658 | NA | 1 |  | 0 |  | Yes |  |  |  | Raipur | 2015-09-07 | Ankit/Laxmi/deepak | District Hospital | DH
672 | main O.T | multipera | 1 | Schiller |  | TRUSCQF ULTRAQ7 | NA | 3000076662 | NA | 1 |  | 0 |  | Yes |  |  |  | Raipur | 2015-09-07 | Ankit/Laxmi/deepak | District Hospital | DH
673 | Store | Domestic reffrigerator(300l | 1 | LG |  | GR2511DHC | NA | 3000076541 | NA | 0 |  | 0 |  | Yes |  |  |  | Raipur | 2015-09-07 | Ankit/Laxmi/deepak | District Hospital | DH
674 | Store | Domestic reffrigerator(300l | 1 | LG |  | GL-2850m95 | NA | 3000076542 | NA | 1 | 1/jan/2015 to 31/dec/2016 | 0 |  | Yes |  |  |  | Raipur | 2015-09-07 | Ankit/Laxmi/deepak | District Hospital | DH
675 | Store | Photography Machine | 1 | NA |  | NA | NA | 3000076543 | NA | 0 |  | 0 |  | no |  |  |  | Raipur | 2015-09-07 | Ankit/Laxmi/deepak | District Hospital | DH
676 | CR OPD minor O.T | Suction machine | 1 | NA |  | NA | NA | 3000076438 | NA | 0 |  | 0 |  | Yes |  |  |  | Raipur | 2015-09-07 | Ankit/Laxmi/deepak | District Hospital | DH
677 | CR OPD minor O.T | spot light | 1 | NA |  | NA | NA | 3000076437 | NA | 0 |  | 0 |  | Yes |  |  |  | Raipur | 2015-09-07 | Ankit/Laxmi/deepak | District Hospital | DH
678 | CR OPD minor O.T | steriliser(small size) | 1 | NA |  | NA | NA | 3000076439 | NA | 0 |  | 0 |  | Yes |  |  |  | Raipur | 2015-09-07 | Ankit/Laxmi/deepak | District Hospital | DH
679 | CR OPD minor O.T | Needle destroyer | 1 | Microsil |  | ND-350 | 3276 | 3000076440 | NA | 0 |  | 0 |  | NO |  |  |  | Raipur | 2015-09-07 | Ankit/Laxmi/deepak | District Hospital | DH
680 | CR OPD minor O.T | domestic reffrigerator | 1 | Godrej |  | GON180p | 50085 | 3000076441 | NA | 0 |  | 0 |  | Yes |  |  |  | Raipur | 2015-09-07 | Ankit/Laxmi/deepak | District Hospital | DH
681 | Radiology | X-ray Machine | 1 | Meditronics |  | Diagnox | 7G054 | 3000076515 | NA | 0 |  | 0 |  | Yes |  |  |  | Raipur | 2015-09-07 | Ankit/Laxmi/deepak | District Hospital | DH
682 | Radiology | X-ray Illuminator | 1 | RK Industry |  | NA | NA | 3000076514 | NA | 0 |  | 0 |  | Yes |  |  |  | Raipur | 2015-09-07 | Ankit/Laxmi/deepak | District Hospital | DH
683 | Radiology | Portable X-ray Machine | 1 | picks medial system |  | PDX-6010-D | 0501D10 | 3000076516 | NA | 0 |  | 0 |  | Yes |  |  |  | Raipur | 2015-09-07 | Ankit/Laxmi/deepak | District Hospital | DH
684 | Radiology | x-ray film illuminator | 1 | RK Industry |  | NA | NA | 3000076517 | NA | 0 |  | 0 |  | Yes |  |  |  | Raipur | 2015-09-07 | Ankit/Laxmi/deepak | District Hospital | DH
685 | Radiology | Opg machine(digital) | 1 | Allengers |  | ALLIDENDHF | 2k1307029-0 | 3000076518 | NA | 0 |  | 0 |  | Yes |  |  |  | Raipur | 2015-09-07 | Ankit/Laxmi/deepak | District Hospital | DH
686 | Radiology | Film storage box | 1 | RK Industry |  | NA | NA | 3000076519 | NA | 0 |  | 0 |  | Yes |  |  |  | Raipur | 2015-09-07 | Ankit/Laxmi/deepak | District Hospital | DH
687 | Radiology | Mobile X-ray | 1 | General medical Equipment |  | GMHF-3.5 | SR2k14-03XHRA_107 | 3000076521 | 31/3/2004 | 0 |  | 0 |  | Yes |  |  |  | Raipur | 2015-09-07 | Ankit/Laxmi/deepak | District Hospital | DH
688 | Radiology | sonography color dopler machine | 1 | Mindray |  | BC-N3 | 6D-4A002424 | 3000076513 | NA | 0 |  | 0 |  | Yes |  |  | 2 | Raipur | 2015-09-07 | Ankit/Laxmi/deepak | District Hospital | DH
689 | Radiology | x-ray film illuminator | 1 | RK Industry |  | NA | NA | 3000076512 | NA | 0 |  | 0 |  | Yes |  |  |  | Raipur | 2015-09-07 | Ankit/Laxmi/deepak | District Hospital | DH
690 | NCD | ECG(Density measurement) | 1 | NIHONKOHDEN |  | ECG2350k | 100052 | 3000076548 | NA | 0 |  | 0 |  | Yes |  |  |  | Raipur | 2015-09-07 | Ankit/Laxmi/deepak | District Hospital | DH
691 | Autoclave(O.T) | Horizontal Autoclave | 1 | Surgicoin |  | SLP-T02075 | E109-25 | 3000076490 | NA | 0 |  | 0 |  | Yes |  |  |  | Raipur | 2015-09-07 | Ankit/Laxmi/deepak | District Hospital | DH
692 | Autoclave(O.T) | Horizontal Autoclave | 1 | NA |  | NA | NA | 3000076491 | NA | 0 |  | 0 |  | Yes |  |  |  | Raipur | 2015-09-07 | Ankit/Laxmi/deepak | District Hospital | DH
693 | Minor O.T | BLood pressure moniter(mercury)1 | 1 | Namatshree |  | NA | 1555 | 3000076446 | NA | 0 |  | 0 |  | NO |  |  |  | Raipur | 2015-09-07 | Ankit/Laxmi/deepak | District Hospital | DH
694 | Minor O.T | Blood pressure moniter (mercury) | 1 | Diamond |  | Regular | NA | 3000076445 | NA | 0 |  | 0 |  | NO |  |  |  | Raipur | 2015-09-07 | Ankit/Laxmi/deepak | District Hospital | DH
695 | gyneac(O.T) | Shadowless double dome ceiling light | 1 | PHILIPS |  | PHILILUX | 76902 | 3000076473 | NA | 0 |  | 0 |  | Yes |  |  |  | Raipur | 2015-09-07 | Ankit/Laxmi/deepak | District Hospital | DH
696 | gyneac(O.T) | Multipara Moniters | 1 | Schiller |  | TRUSCQF ULTRAQ7 | Q071A000044 | 3000076472 | NA | 0 |  | 0 |  | Yes |  |  |  | Raipur | 2015-09-07 | Ankit/Laxmi/deepak | District Hospital | DH
697 | gyneac(O.T) | Multipara Moniters | 1 | Schiller |  | TRUSCQF ULTRAQ7 | Q071A000079 | 3000076474 | NA | 0 |  | 0 |  | Yes |  |  |  | Raipur | 2015-09-07 | Ankit/Laxmi/deepak | District Hospital | DH
698 | gyneac(O.T) | Boyles appratus | 1 | ALLIED |  | jupiter plus | NA | 3000076471 | NA | 0 |  | 0 |  | Yes |  |  |  | Raipur | 2015-09-07 | Ankit/Laxmi/deepak | District Hospital | DH
699 | gyneac(O.T) | O.T table | 1 | NA |  | NA | NA | 3000076475 | NA | 0 |  | 0 |  | Yes |  |  |  | Raipur | 2015-09-07 | Ankit/Laxmi/deepak | District Hospital | DH
700 | gyneac(O.T) | Laryngoscope | 1 | NA |  | NA | NA | 3000076476 | NA | 0 |  | 0 |  | yes |  |  |  | Raipur | 2015-09-07 | Ankit/Laxmi/deepak | District Hospital | DH
701 | gyneac(O.T) | spot light | 1 | surgi aid pharma |  | NA | NA | 3000076477 | NA | 0 |  | 0 |  | Yes |  |  |  | Raipur | 2015-09-07 | Ankit/Laxmi/deepak | District Hospital | DH
702 | gyneac(O.T) | Infant Warmer | 1 | surgi aid pharma |  | NA | NA | 3000076481 | NA | 0 |  | 0 |  | Yes |  |  |  | Raipur | 2015-09-07 | Ankit/Laxmi/deepak | District Hospital | DH
703 | gyneac(O.T) | pulse oximeter | 1 | Datex ohmeda |  | NA | FBXG01140 | 3000076487 | NA | 0 |  | 0 |  | Yes |  |  |  | Raipur | 2015-09-07 | Ankit/Laxmi/deepak | District Hospital | DH
704 | gyneac(O.T) | Suction machine(double jar) | 1 | Anand |  | NA | NA | 3000076486 | NA | 0 |  | 0 |  | Yes |  |  |  | Raipur | 2015-09-07 | Ankit/Laxmi/deepak | District Hospital | DH
705 | gyneac(O.T) | Baby weight machine(Digital) | 1 | Kidlee |  | NA | NA | 3000076480 | NA | 0 |  | 0 |  | Yes |  |  |  | Raipur | 2015-09-07 | Ankit/Laxmi/deepak | District Hospital | DH
706 | gyneac(O.T) | Baby weight machine(Analog) | 1 | Docbel drawn |  | NA | Grown | 3000076483 | NA | 0 |  | 0 |  | Yes |  |  |  | Raipur | 2015-09-07 | Ankit/Laxmi/deepak | District Hospital | DH
707 | gyneac(O.T) | Infant Warmer | 1 | NA |  | NA | NA | 3000076482 | NA | 0 |  | 0 |  | Yes |  |  |  | Raipur | 2015-09-07 | Ankit/Laxmi/deepak | District Hospital | DH
708 | Major O.T | Domestic reffrigerator | 1 | LG electronix |  | GL-23IGPRX | 2SAM410LP400005IN | 3000076485 | NA | 0 |  | 0 |  | Yes |  |  |  | Raipur | 2015-09-07 | Ankit/Laxmi/deepak | District Hospital | DH
709 | Major O.T | Suction Macine | 1 | NA |  | NA | NA | 3000076460 | NA | 0 |  | 0 |  | Yes |  |  |  | Raipur | 2015-09-07 | Ankit/Laxmi/deepak | District Hospital | DH
710 | Major O.T | Shadowless double dome ceiling light | 1 | PHILIPS |  | PHILILUX S50 | NA | 3000076461 | NA | 0 |  | 0 |  | NO |  |  |  | Raipur | 2015-09-07 | Ankit/Laxmi/deepak | District Hospital | DH
711 | Major O.T | foot switch attached with driller | 1 | manman |  | NA | NA | 3000076463 | NA | 0 |  | 0 |  | Yes |  |  |  | Raipur | 2015-09-07 | Ankit/Laxmi/deepak | District Hospital | DH
712 | Major O.T | Boyles appratus | 1 | Medisystem |  | NA | NA | 3000076462 | NA | 0 |  | 0 |  | Yes |  |  |  | Raipur | 2015-09-07 | Ankit/Laxmi/deepak | District Hospital | DH
713 | Major O.T | Defabrillator | 1 | Schiller |  | NA | 113B142 | 3000076469 | NA | 0 |  | 0 |  | Yes |  |  |  | Raipur | 2015-09-07 | Ankit/Laxmi/deepak | District Hospital | DH
714 | Major O.T | EARM | 1 | Medico imagined |  | NA | 6M217 | 3000076464 | NA | 0 |  | 0 |  | Yes |  |  |  | Raipur | 2015-09-07 | Ankit/Laxmi/deepak | District Hospital | DH
715 | Major O.T | Coutray diatherapy | 1 | NGRI medical electronix |  | NA | 1805M | 3000076484 | NA | 0 |  | 0 |  | Yes |  |  |  | Raipur | 2015-09-07 | Ankit/Laxmi/deepak | District Hospital | DH
716 | Major O.T | double paddle foot switch | 1 | NA |  | NA | NA | 3000076465 | NA | 0 |  | 0 |  | Yes |  |  |  | Raipur | 2015-09-07 | Ankit/Laxmi/deepak | District Hospital | DH
717 | Major O.T | Hydraullic OT table | 1 | NA |  | NA | NA | 3000076466 | NA | 0 |  | 0 |  | Yes |  |  |  | Raipur | 2015-09-07 | Ankit/Laxmi/deepak | District Hospital | DH
718 | Major O.T | signal jar suction machine | 1 | medicraft |  | NA | NA | 3000076479 | NA | 0 |  | 0 |  | Yes |  |  |  | Raipur | 2015-09-07 | Ankit/Laxmi/deepak | District Hospital | DH
719 | Medicine O.P.D | Blood pressure monitor(stand) | 1 | Diamond |  | regular | NA | 3000076433 | NA | 0 |  | 0 |  | Yes |  |  |  | Raipur | 2015-09-07 | Ankit/Laxmi/deepak | District Hospital | DH
720 | Medicine O.P.D | Blood pressure moniter(mercury) | 1 | Diamond |  | NA | NA | 3000076442 | NA | 0 |  | 0 |  | NO |  |  |  | Raipur | 2015-09-07 | Ankit/Laxmi/deepak | District Hospital | DH
721 | Medicine O.P.D | Blood pressure moniter(mercury) | 1 | Extra care |  | NA | NA | 3000076443 | NA | 0 |  | 0 |  | NO |  |  |  | Raipur | 2015-09-07 | Ankit/Laxmi/deepak | District Hospital | DH
722 | Medicine O.P.D | Blood Pressure Moniter(Mercury) | 1 | Diamond |  | NA | NA | 3000076444 | NA | 0 |  | 0 |  | NO |  |  |  | Raipur | 2015-09-07 | Ankit/Laxmi/deepak | District Hospital | DH
723 | Medicine O.P.D | x-ray film illuminator | 1 | RK Industry |  | NA | NA | 3000076436 | NA | 0 |  | 0 |  | Yes |  |  |  | Raipur | 2015-09-07 | Ankit/Laxmi/deepak | District Hospital | DH
724 | Medicine O.P.D | x-ray film illuminator | 1 | RK Industry |  | NA | NA | 3000076435 | NA | 0 |  | 0 |  | Yes |  |  |  | Raipur | 2015-09-07 | Ankit/Laxmi/deepak | District Hospital | DH
725 | Medicine O.P.D | blood pressure moniter(mercury) | 1 | MCP |  | NA | 1047107 | 3000076434 | NA | 0 |  | 0 |  | Yes |  |  |  | Raipur | 2015-09-07 | Ankit/Laxmi/deepak | District Hospital | DH
726 | NRC | Baby weight Machine(digital) | 1 | Detecto |  | MB130 | C11006597 | 3000076505 | NA | 0 |  | 0 |  | Yes |  |  |  | Raipur | 2015-09-07 | Ankit/Laxmi/deepak | District Hospital | DH
727 | NRC | Needle destroyer | 1 | Microsil |  | ND-350 | 1012 | 3000076506 | NA | 0 |  | 0 |  | Yes |  |  |  | Raipur | 2015-09-07 | Ankit/Laxmi/deepak | District Hospital | DH
728 | NRC | Adult wieght machine | 1 | Ramon surgical |  | Crown | NA | 3000076507 | Na | 0 |  | 0 |  | Yes |  |  |  | Raipur | 2015-09-07 | Ankit/Laxmi/deepak | District Hospital | DH
729 | NRC | digital Glucometer | 1 | Roche diagnostic |  | NA | 55310115977 | 3000076511 | NA | 0 |  | 0 |  | Yes |  |  |  | Raipur | 2015-09-07 | Ankit/Laxmi/deepak | District Hospital | DH
730 | NRC | Domestic reffrigerator | 1 | LG |  | GL-185RP4 | 510NIRLW015888 | 3000076509 | NA | 1 | 1/1/2015 to 31/12/2016 | 0 |  | Yes |  |  |  | Raipur | 2015-09-07 | Ankit/Laxmi/deepak | District Hospital | DH
731 | NRC | digtal adult weight Machine | 1 | Deligent |  | NA | NA | 3000076510 | NA | 1 |  | 0 |  | Yes |  |  |  | Raipur | 2015-09-07 | Ankit/Laxmi/deepak | District Hospital | DH
732 | NRC | Domestic reffrigerator | 1 | LG |  | GL-185 | 007NLJN096428 | 3000076508 | NA | 1 |  | 0 |  | Yes |  |  |  | Raipur | 2015-09-07 | Ankit/Laxmi/deepak | District Hospital | DH
733 | Bio Chemistry Lab | Domestic reffrigerator | 1 | LG |  | GR-2511BAC | NA | 3000076447 | NA | 0 |  | 0 |  | Yes |  |  |  | Raipur | 2015-09-07 | Ankit/Laxmi/deepak | District Hospital | DH
734 | Bio Chemistry Lab | Incubator(small size) | 1 | NA |  | NA | NA | 3000076448 | NA | 0 |  | 0 |  | Yes |  |  |  | Raipur | 2015-09-07 | Ankit/Laxmi/deepak | District Hospital | DH
735 | Bio Chemistry Lab | Centrifuge(6 tube) | 1 | coslab |  | NA | NA | 3000076449 | NA | 0 |  | 0 |  | Yes |  |  |  | Raipur | 2015-09-07 | Ankit/Laxmi/deepak | District Hospital | DH
736 | Bio Chemistry Lab | Semi-analyser | 1 | Erla |  | chem-5 plus | 80170 | 3000076450 | NA | 0 |  | 0 |  | Yes |  |  |  | Raipur | 2015-09-07 | Ankit/Laxmi/deepak | District Hospital | DH
737 | Bio Chemistry Lab | Blood cell counter | 1 | Lab life |  | NA | NA | 3000076451 | NA | 0 |  | 0 |  | NO |  |  |  | Raipur | 2015-09-07 | Ankit/Laxmi/deepak | District Hospital | DH
738 | Bio Chemistry Lab | Hot air oven | 1 | MB instruments |  | NA | NA | 3000076452 | NA | 0 |  | 0 |  | Yes |  |  |  | Raipur | 2015-09-07 | Ankit/Laxmi/deepak | District Hospital | DH
739 | Bio Chemistry Lab | Hot air oven | 1 | MB instruments |  | NA | NA | 3000076453 | NA | 0 |  | 0 |  | no |  |  |  | Raipur | 2015-09-07 | Ankit/Laxmi/deepak | District Hospital | DH
740 | Bio Chemistry Lab | Incubator(small size) | 1 | NA |  | NA | NA | 3000076454 | NA | 0 |  | 0 |  | NO |  |  |  | Raipur | 2015-09-07 | Ankit/Laxmi/deepak | District Hospital | DH
741 | Bio Chemistry Lab | Domestic reffrigerator | 1 | NA |  | GS-2511BSC | NA | 3000076455 | NA | 0 |  | 0 |  | Yes |  |  |  | Raipur | 2015-09-07 | Ankit/Laxmi/deepak | District Hospital | DH
742 | Bio Chemistry Lab | Needle destroyer | 1 | Linco |  | NA | NA | 3000065459 | NA | 0 |  | 0 |  | Yes |  |  |  | Raipur | 2015-09-07 | Ankit/Laxmi/deepak | District Hospital | DH
743 | Bio Chemistry Lab | Domestic reffigerator | 1 | videocon |  | NA | NA | 3000076458 | NA | 0 |  | 0 |  | Yes |  |  |  | Raipur | 2015-09-07 | Ankit/Laxmi/deepak | District Hospital | DH
744 | Bio Chemistry Lab | Centrifuge(4 tube) | 1 | local |  | NA | NA | 3000076457 | NA | 0 |  | 0 |  | yes |  |  |  | Raipur | 2015-09-07 | Ankit/Laxmi/deepak | District Hospital | DH
745 | Bio Chemistry Lab | Incubator | 1 | coslab |  | NA | NA | 3000076456 | NA | 0 |  | 0 |  | Yes |  |  |  | Raipur | 2015-09-07 | Ankit/Laxmi/deepak | District Hospital | DH
746 | SNCU | Infant ventillator | 1 | Bird |  | 15654C | ACM1218 | 3000076494 | NA | 0 |  | 0 |  | Yes |  |  |  | Raipur | 2015-09-07 | Ankit/Laxmi/deepak | District Hospital | DH
747 | SNCU | Infant Warmer | 1 | Bird |  | 15654C | ACM1220 | 3000076489 | NA | 0 |  | 0 |  | Yes |  |  |  | Raipur | 2015-09-07 | Ankit/Laxmi/deepak | District Hospital | DH
748 | main O.T | Infant Warmer | 1 | surgi aid pharma |  | NA | NA | 3000076488 | NA | 0 |  | 0 |  | Yes |  |  |  | Raipur | 2015-09-07 | Ankit/Laxmi/deepak | District Hospital | DH
749 | SNCU | Infant Warmer | 1 | PHONIX |  | W100 | T1074 | 3000076403 | NA | 1 |  | 0 |  | Yes |  |  |  | Raipur | 2015-09-07 | Ankit/Laxmi/deepak | District Hospital | DH
750 | SNCU | Infant Warmer | 1 | PHONIX |  | W100 | T1083 | 3000076406 | NA | 1 |  | 0 |  | Yes |  |  |  | Raipur | 2015-09-07 | Ankit/Laxmi/deepak | District Hospital | DH
751 | SNCU | Infant Warmer | 1 | PHONIX |  | W100 | T1082 | 3000076404 | NA | 1 |  | 0 |  | Yes |  |  |  | Raipur | 2015-09-07 | Ankit/Laxmi/deepak | District Hospital | DH
752 | SNCU | Infant Warmer | 1 | PHONIX |  | W100 | T1079 | 3000076405 | NA | 1 |  | 0 |  | Yes |  |  |  | Raipur | 2015-09-07 | Ankit/Laxmi/deepak | District Hospital | DH
753 | SNCU | phototherapy | 1 | PHONIX |  | PT100 | 1740 | 3000076408 | NA | 1 |  | 0 |  | Yes |  |  |  | Raipur | 2015-09-07 | Ankit/Laxmi/deepak | District Hospital | DH
754 | SNCU | phototherapy | 1 | PHONIX |  | PT100 | T17242 | 3000076409 | NA | 1 |  | 0 |  | Yes |  |  |  | Raipur | 2015-09-07 | Ankit/Laxmi/deepak | District Hospital | DH
755 | SNCU | single jar sunction | 1 | Bioplus |  | NA | NA | 3000076421 | NA | 1 |  | 0 |  | Yes |  |  |  | Raipur | 2015-09-07 | Ankit/Laxmi/deepak | District Hospital | DH
756 | SNCU | Baby weight machine (digital) | 1 | Kidlee |  | NA | NA | 3000076422 | NA | 1 |  | 0 |  | Yes |  |  |  | Raipur | 2015-09-07 | Ankit/Laxmi/deepak | District Hospital | DH
757 | SNCU | Needle destroyer | 1 | SAI+Life |  | NA | NA | 3000076423 | NA | 1 |  | 0 |  | Yes |  |  |  | Raipur | 2015-09-07 | Ankit/Laxmi/deepak | District Hospital | DH
758 | SNCU | spot light | 1 | NA |  | NA | NA | 3000076410 | NA | 1 |  | 0 |  | Yes |  |  |  | Raipur | 2015-09-07 | Ankit/Laxmi/deepak | District Hospital | DH
759 | SNCU | Halogen spot light | 1 | Lovaani |  | NA | NA | 3000076418 | NA | 1 |  | 0 |  | Yes |  |  |  | Raipur | 2015-09-07 | Ankit/Laxmi/deepak | District Hospital | DH
760 | SNCU | Infant Warmer | 1 | Phoenix |  | OCW100 | T-1081 | 3000076413 | NA | 1 |  | 0 |  | Yes |  |  |  | Raipur | 2015-09-07 | Ankit/Laxmi/deepak | District Hospital | DH
761 | SNCU | Infant Warmer | 1 | Phoenix |  | OCW100 | T-1078 | 3000076415 | NA | 1 |  | 0 |  | Yes |  |  |  | Raipur | 2015-09-07 | Ankit/Laxmi/deepak | District Hospital | DH
762 | SNCU | Infant Warmer | 1 | Phoenix |  | OCW100 | T-1077 | 3000076414 | NA | 1 |  | 0 |  | Yes |  |  |  | Raipur | 2015-09-07 | Ankit/Laxmi/deepak | District Hospital | DH
763 | SNCU | Infant Warmer | 1 | Phoenix |  | OCW100 | T-1076 | 3000076419 | NA | 1 |  | 0 |  | Yes |  |  |  | Raipur | 2015-09-07 | Ankit/Laxmi/deepak | District Hospital | DH
764 | SNCU | phototherapy | 1 | Phoenix |  | LEDPT100 | T-1741 | 3000076412 | NA | 1 |  | 0 |  | Yes |  |  |  | Raipur | 2015-09-07 | Ankit/Laxmi/deepak | District Hospital | DH
765 | SNCU | phototherapy | 1 | Phoenix |  | LEDPT100 | T-1739 | 3000076420 | NA | 1 |  | 0 |  | Yes |  |  |  | Raipur | 2015-09-07 | Ankit/Laxmi/deepak | District Hospital | DH
766 | SNCU | phototherapy | 1 | Phoenix |  | LEDPT100 | T-1743 | 3000076411 | NA | 1 |  | 0 |  | Yes |  |  |  | Raipur | 2015-09-07 | Ankit/Laxmi/deepak | District Hospital | DH
767 | SNCU | Infant Warmer | 1 | Phoenix |  | OCW100 | T-1084 | 3000076416 | NA | 1 |  | 0 |  | Yes |  |  |  | Raipur | 2015-09-07 | Ankit/Laxmi/deepak | District Hospital | DH
768 | SNCU | Infant Warmer | 1 | Phoenix |  | OCW100 | T-1080 | 3000076417 | NA | 0 |  | 0 |  | Yes |  |  |  | Raipur | 2015-09-07 | Ankit/Laxmi/deepak | District Hospital | DH
769 | Eye OPD | Eye perimeter | 1 | Appa Samy Associates |  | Ap90SGLGLA | 391 | 3000076424 | NA | 0 |  | 0 |  | Yes |  |  |  | Raipur | 2015-09-07 | Ankit/Laxmi/deepak | District Hospital | DH
770 | Eye OPD | Keratometer(horizontal tube) | 1 | NA |  | NA | NA | 3000076425 | NA | 0 |  | 0 |  | Yes |  |  |  | Raipur | 2015-09-07 | Ankit/Laxmi/deepak | District Hospital | DH
771 | Eye OPD | Ulttrasonic | 1 | Appa Samy Associates |  | Scan plus | 20680309H | 3000076426 | NA | 0 |  | 0 |  | Yes |  |  |  | Raipur | 2015-09-07 | Ankit/Laxmi/deepak | District Hospital | DH
772 | Eye OPD | Auto Refractometer | 1 | Appa Samy Associates |  | ACC002 | NA | 3000076427 | NA | 0 |  | 0 |  | Yes |  |  |  | Raipur | 2015-09-07 | Ankit/Laxmi/deepak | District Hospital | DH
773 | Eye OPD | Slit lamp | 1 | Appa Samy Associates |  | SLPS-02-140262 | 1511140133 | 3000076428 | NA | 0 |  | 0 |  | Yes |  |  |  | Raipur | 2015-09-07 | Ankit/Laxmi/deepak | District Hospital | DH
774 | Eye OPD | Opthalmoscope | 1 | Heina |  | Beta-200 | NA | 3000076429 | NA | 0 |  | 0 |  | Yes |  |  |  | Raipur | 2015-09-07 | Ankit/Laxmi/deepak | District Hospital | DH
775 | Eye OPD | Slit lamp | 1 | NA |  | NA | NA | 3000076430 | NA | 0 |  | 0 |  | NO |  |  |  | Raipur | 2015-09-07 | Ankit/Laxmi/deepak | District Hospital | DH
776 | Eye OPD | Ulttrasonic scan | 1 | Appa Samy Associates |  | Scan plus | NA | 3000076431 | NA | 0 |  | 0 |  | NO |  |  |  | Raipur | 2015-09-07 | Ankit/Laxmi/deepak | District Hospital | DH
777 | Eye OPD | Opthalmoscope | 1 | Heina |  | R180 | NA | 3000076432 | NA | 0 |  | 0 |  | NO |  |  |  | Raipur | 2015-09-07 | Ankit/Laxmi/deepak | District Hospital | DH
778 | Medicine Ward | Blood prassure moniter(Mercury) | 1 | Life-line |  | Gamma | 20351 | 3000076501 | NA | 0 |  | 0 |  | Yes |  |  |  | Raipur | 2015-09-07 | Ankit/Laxmi/deepak | District Hospital | DH
779 | Medicine Ward | Glucometer(Digital) | 1 | Roche diagnostic |  | GC | GC16169198 | 3000076502 | NA | 0 |  | 0 |  | Yes |  |  |  | Raipur | 2015-09-07 | Ankit/Laxmi/deepak | District Hospital | DH
780 | Medicine Ward | Nebolizer | 1 | BPL |  | Avant | BSTA4K1458 | 3000076503 | NA | 0 |  | 0 |  | Yes |  |  |  | Raipur | 2015-09-07 | Ankit/Laxmi/deepak | District Hospital | DH
781 | Medicine Ward | Needle destroyer | 1 | Linco scientific |  | ND-350 | 2150 | 3000076504 | NA | 0 |  | 0 |  | Yes |  |  |  | Raipur | 2015-09-07 | Ankit/Laxmi/deepak | District Hospital | DH
782 | ECG | ECG machine(6 electrode) | 1 | Mindray |  | bene herd | FK-45003240 | 3000076554 | NA | 0 |  | 0 |  | Yes |  |  |  | Raipur | 2015-09-07 | Ankit/Laxmi/deepak | District Hospital | DH
783 | ECG | ECG machine(6 electrode) | 1 | PHILIPS |  | NA | US30713900 | 3000076552 | NA | 0 |  | 0 |  | NO |  |  |  | Raipur | 2015-09-07 | Ankit/Laxmi/deepak | District Hospital | DH
784 | ECG | ECG machine(6 electrode) | 1 | PHILIPS |  | NA | US30713903 | 3000076551 | NA | 0 |  | 0 |  | NO |  |  |  | Raipur | 2015-09-07 | Ankit/Laxmi/deepak | District Hospital | DH
785 | ECG | ECG machine(6 electrode) | 1 | NA |  | NA | US3071311 | 3000076553 | NA | 0 |  | 0 |  | NO |  |  |  | Raipur | 2015-09-07 | Ankit/Laxmi/deepak | District Hospital | DH
786 | ECG | ECG machine(6 electrode) | 1 | BPL |  | CARDIART8108R | AFIL0061 | 3000076550 | NA | 0 |  | 0 |  | NO |  |  |  | Raipur | 2015-09-07 | Ankit/Laxmi/deepak | District Hospital | DH
787 | ECG | ECG machine(6 electrode) | 1 | BPL |  | CARDIART8108R | AFIL00148 | 3000076549 | NA | 0 |  | 0 |  | Yes |  |  |  | Raipur | 2015-09-07 | Ankit/Laxmi/deepak | District Hospital | DH
788 |  | Adult wieght machine | 1 | Korpe |  | Kohinoor | NA | 3000076709 | NA | 0 |  | 0 |  | Yes |  |  |  | Raipur | 23/7/2015 | Laxmi Badaik | Aarang | CHC
789 |  | Microscope(binocular) | 1 | Olympus |  | NA | 518630 | 3000076710 | NA | 0 |  | 0 |  | Yes |  |  |  | Raipur | 23/7/2015 | Laxmi Badaik | Aarang | CHC
790 |  | Diamond marker | 1 | NA |  | NA | NA | 3000076718 | NA | 0 |  | 0 |  | Yes |  |  |  | Raipur | 23/7/2015 | Laxmi Badaik | Aarang | CHC
791 | physiotherapy | Exercise Bycyle | 1 | India Medica |  | NA | NA | 3000076719 | NA | 0 |  | 0 |  | Yes |  |  |  | Raipur | 23/7/2015 | Laxmi Badaik | Aarang | CHC
792 | physiotherapy | Blood pressure moniter(mercury) | 1 | Smart care |  | SCH-108 | NA | 3000076720 | NA | 0 |  | 0 |  | Yes |  |  |  | Raipur | 23/7/2015 | Laxmi Badaik | Aarang | CHC
793 | Dressing Room | Needle destroyer | 1 | Saratech |  | S1R | NA | 3000076707 | NA | 0 |  | 0 |  | Yes |  |  |  | Raipur | 23/7/2015 | Laxmi Badaik | Aarang | CHC
794 | Store room | Blood pressure moniter (mercury) | 1 | Smart care |  | SCH-108 | NA | 3000076708 | NA | 0 |  | 0 |  | Yes |  |  |  | Raipur | 23/7/2015 | Laxmi Badaik | Aarang | CHC
795 | physiotherapy | Walker | 1 | NA |  | NA | NA | 3000076721 | NA | 0 |  | 0 |  | Yes |  |  |  | Raipur | 23/7/2015 | Laxmi Badaik | Aarang | CHC
796 | NCD | Neck fraction | 1 | India Medico Instrument |  | NICETRAC | NA | 3000076722 | NA | 0 |  | 0 |  | Yes |  |  |  | Raipur | 23/7/2015 | Laxmi Badaik | Aarang | CHC
797 | Vaccine room | Adult wieght machine | 1 | NA |  | NA | NA | 3000076711 | NA | 0 |  | 0 |  | Yes |  |  |  | Raipur | 23/7/2015 | Laxmi Badaik | Aarang | CHC
798 | Vaccine room | Baby weight Machine | 1 | Misahe |  | NA | NA | 3000076712 | NA | 0 |  | 0 |  | Yes |  |  |  | Raipur | 23/7/2015 | Laxmi Badaik | Aarang | CHC
799 | Vaccine room | Needle destroyer | 1 | Saratech |  | S1R | NA | 3000076713 | NA | 0 |  | 0 |  | Yes |  |  |  | Raipur | 23/7/2015 | Laxmi Badaik | Aarang | CHC
800 | Pathology | Centrifuge(6 tube) | 1 | coslab |  | NA | NA | 3000076701 | 2008 | 0 |  | 0 |  | NO |  |  |  | Raipur | 23/7/2015 | Laxmi Badaik | Aarang | CHC
801 | Pathology | Domestic reffrigerator | 1 | Samsung |  | RA23 | NA | 3000076702 | NA | 0 |  | 0 |  | Yes |  |  |  | Raipur | 23/7/1015 | Laxmi Badaik | Aarang | CHC
802 | Pathology | Needle destroyer | 1 | York Scientific Industries |  | YSI-158 | 07F-1 | 3000076703 | NA | 0 |  | 0 |  | Yes |  |  |  | Raipur | 23/7/1015 | Laxmi Badaik | Aarang | CHC
803 | Pathology | Calorimeter | 1 | NA |  | Photochem-5 | 5086 | 3000076704 | NA | 0 |  | 0 |  | Yes |  |  |  | Raipur | 23/7/2015 | Laxmi Badaik | Aarang | CHC
804 | Pathology | Microscope | 1 | Aimil |  | NA | NA | 3000076705 | NA | 0 |  | 0 |  | Yes |  |  |  | Raipur | 23/7/2015 | Laxmi Badaik | Aarang | CHC
805 | Pathology | Adult wieght machine | 1 | Kohinoor |  | NA | NA | 3000076706 | NA | 0 |  | 0 |  | Yes |  |  |  | Raipur | 23/7/2015 | Laxmi Badaik | Aarang | CHC
806 | OT | steriliser(small size) | 1 | local |  | NA | NA | 3000076714 | NA | 0 |  | 0 |  | Yes |  |  |  | Raipur | 23/7/2015 | Laxmi Badaik | Aarang | CHC
807 | OT | Autoclave | 1 | NA |  | NA | NA | 3000076715 | NA | 0 |  | 0 |  | Yes |  |  |  | Raipur | 23/7/2015 | Laxmi Badaik | Aarang | CHC
808 | OT | Fumigator | 1 | NA |  | NA | NA | 3000076716 | NA | 0 |  | 0 |  | Yes |  |  |  | Raipur | 23/7/2015 | Laxmi Badaik | Aarang | CHC
809 | OT | Eye instrument | 1 | Na |  | NA | Na | 3000076717 | NA | 0 |  | 0 |  | NO |  |  |  | Raipur | 23/7/2015 | Laxmi Badaik | Aarang | CHC
810 | Labor Room | Suction machine (double jar) | 1 | Vikrant Industry |  | Santushi | NA | 3000076675 | na | 0 |  | 0 |  | NO |  |  |  | Raipur | 22/7/2015 | Laxmi Badaik | Aarang | CHC
811 | Labor Room | Infant Warmer | 1 | surgi aid pharma |  | NA | NA | 3000076676 | 16/1/2013 | 0 |  | 0 |  | NO |  |  |  | Raipur | 22/7/2015 | Laxmi Badaik | Aarang | CHC
812 | Labor Room | Baby wieght machine | 1 | Korpe precision |  | Crown | NA | 3000076677 | NA | 0 |  | 0 |  | Yes |  |  |  | Raipur | 22/7/2015 | Laxmi Badaik | Aarang | CHC
813 | Labor Room | Suction machine(double jar) | 1 | SHIVA |  | NA | Na | 3000076678 | NA | 1 |  | 0 |  | Yes |  |  |  | Raipur | 22/7/2015 | Laxmi Badaik | Aarang | CHC
814 | Labor Room | Domestic reffrigerator | 1 | LG | 2015 | GL-185RP4 | 502NRWSO1457 | 3000076679 | NA | 0 |  | 0 |  | Yes |  |  |  | Raipur | 22/7/2015 | Laxmi Badaik | Aarang | CHC
815 | Labor Room | Foetal Doppler | 1 | NA |  | NA | NA | 3000076680 | NA | 0 |  | 0 |  | NO |  |  |  | Raipur | 22/7/2015 | Laxmi Badaik | Aarang | CHC
816 | Labor Room | Steriliser | 1 | ATLAS |  | NA | 09f9623 | 3000076681 | NA | 0 |  | 0 |  | Yes |  |  |  | Raipur | 22/7/2015 | Laxmi Badaik | Aarang | CHC
817 | Labor Room | Baby weight machine | 1 | Essae |  | BS-250 | 250141381 | 3000076682 | NA | 0 |  | 0 |  | Yes |  |  |  | Raipur | 22/7/2015 | Laxmi Badaik | Aarang | CHC
818 | Labor Room | suction Machine(foot) | 1 | K.K electricals |  | IND0 | 7111 | 3000076683 | NA | 0 |  | 0 |  | NO |  |  |  | Raipur | 22/7/2015 | Laxmi Badaik | Aarang | CHC
819 | OPD | Blood pressure moniter(mercury) | 1 | medicre Products |  | NSIC | 180SE6 | 3000076674 | 15/4/2015 | 0 |  |  |  | Yes |  |  |  | Raipur | 22/7/2015 | Laxmi Badaik | Aarang | CHC
820 | Labor Room | Adult wieght machine | 1 | Venus |  | NA | NA | 3000076684 | NA | 0 |  | 0 |  | Yes |  |  |  | Raipur | 22/7/2015 | Laxmi Badaik | Aarang | CHC
821 | Labor Room | Nebolizer | 1 | Nulife global medical device |  | Handy NEB | NA | 3000076685 | NA | 0 |  | 0 |  | Yes |  |  |  | Raipur | 22/7/2015 | Laxmi Badaik | Aarang | CHC
822 | Labor Room | Nebolizer | 1 | NORDITALIA electrical medical | 2002 | NA | 55378 | 3000076686 | NA | 0 |  | 0 |  | Yes |  |  |  | Raipur | 22/7/2015 | Laxmi Badaik | Aarang | CHC
823 | Labor Room | blood pressure moniter(mercury) | 1 | Diamond | 2012-04-01 | regular | NA | 3000076687 | NA | 0 |  | 0 |  | Yes |  |  |  | Raipur | 22/7/2015 | Laxmi Badaik | Aarang | CHC
824 | Dressing Room | Autoclave | 1 | NA |  | NA | NA | 3000076828 | 28/3/2015 | 1 |  | 0 |  | w |  |  |  | Raipur | 2015-07-08 | Laxmi Badaik | Changorabhata | UPHC
825 | Dressing Room | Striliser | 1 | Bhagbati Indusry |  | NA | NA | 3000076829 | 28/3/2015 | 1 |  | 0 |  | w |  |  |  | Raipur | 2015-07-08 | Laxmi Badaik | Changorabhata | UPHC
826 | Dressing Room | Suction Machine | 1 | Na |  | NA | NA | 3000076830 | NA | 0 |  | 0 |  | PACKED |  |  |  | Raipur | 2015-07-08 | Laxmi Badaik | Changorabhata | UPHC
827 | Dressing Room | Glucometer(Digital) | 1 | Roche diagnostic |  | accu chek active | GC17432993 | 3000076831 | NA | 0 |  | 0 |  | Yes |  |  |  | Raipur | 2015-07-08 | Laxmi Badaik | Changorabhata | UPHC
828 | Dressing Room | Adult wieght machine | 1 | DR Diaz |  | NA | NA | 3000076832 | NA | 0 |  | 0 |  | Yes |  |  |  | Raipur | 2015-07-08 | Laxmi Badaik | Changorabhata | UPHC
829 |  | blood pressure moniter(mercury) | 1 | Smart care |  | SCH-108 | NA | 3000076833 | NA | 0 |  | 0 |  | Yes |  |  |  | Raipur | 2015-07-08 | Laxmi Badaik | Changorabhata | UPHC
830 |  | Adult wieght machine | 1 | DR Diaz |  | NA | NA | 3000076834 | NA | 0 |  | 0 |  | NO |  |  |  | Raipur | 2015-07-08 | Laxmi Badaik | Changorabhata | UPHC
831 |  | X-ray Illuminator | 1 | RK Industry |  | NA | NA | 3000076839 | 28/3/2015 | 0 |  | 0 |  | Yes |  |  |  | Raipur | 2015-07-08 | Laxmi Badaik | Changorabhata | UPHC
832 |  | Domestic reffrigerator | 1 | LG |  | NA | NA | 3000076840 | 29/3/2015 | 0 |  | 0 |  | Yes |  |  |  | Raipur | 2015-07-08 | Laxmi Badaik | Changorabhata | UPHC
833 | Vaccine room | Baby weight machine | 1 | Ramon surgical |  | Crown | NA | 3000076835 | NA | 0 |  | 0 |  | Yes |  |  |  | Raipur | 2015-07-08 | Laxmi Badaik | Changorabhata | UPHC
834 | Vaccine room | Needle destroyer | 1 | Linco scientific |  | ND-350 | 1608 | 3000076836 | NA | 0 |  | 0 |  | Yes |  |  |  | Raipur | 2015-07-08 | Laxmi Badaik | Changorabhata | UPHC
835 | Vaccine room | Adult wieght machine | 1 | DR Diaz |  | NA | NA | 3000076837 | NA | 0 |  | 0 |  | NO |  |  |  | Raipur | 2015-07-08 | Laxmi Badaik | Changorabhata | UPHC
836 | Vaccine room | Adult wieght machine | 1 | Golden star surgical |  | Putex | NA | 3000076838 | NA | 0 |  | 0 |  | Yes |  |  |  | Raipur | 2015-07-08 | Laxmi Badaik | Changorabhata | UPHC
837 | Dental | Steliser | 1 | NA |  | NA | NA | 3000076667 | NA | 0 |  | 0 |  | Yes |  |  |  | Raipur | 22/7/2015 | Laxmi Badaik | District Hospital | DH
838 | Dental | Dental-Xray machine | 1 | techno Max |  | NA | NA | 3000076668 | NA | 0 |  | 0 |  | NO |  |  |  | Raipur | 22/7/2015 | Laxmi Badaik | District Hospital | DH
839 | Dental | Dental Chair | 1 | Linak |  | HBW072-001 | NA | 3000076669 | NA | 0 |  | 0 |  | Yes |  |  |  | Raipur | 22/7/2015 | Laxmi Badaik | District Hospital | DH
840 | Dental | Compressor | 1 | Dynamic medical technology |  | NA | 89429 | 3000076673 | NA | 0 |  | 0 |  | Yes |  |  |  | Raipur | 22/7/2015 | Laxmi Badaik | District Hospital | DH
841 | Dental | bull's eye lamp | 1 | NA |  | NA | NA | 3000076670 | NA | 0 |  | 0 |  | Yes |  |  |  | Raipur | 22/7/2015 | Laxmi Badaik | District Hospital | DH
842 | Dental | bull's eye lamp | 1 | NA |  | NA | NA | 3000076671 | NA | 0 |  | 0 |  | Yes |  |  |  | Raipur | 22/7/2015 | Laxmi Badaik | District Hospital | DH
843 |  | Baby Weight Machine | 1 | Docbel Indusry |  | Braun | NA | 3000076777 | NA | 0 |  | 0 |  | Yes |  |  |  | Raipur | 2015-04-08 | Laxmi Badaik | Amaseoni | PHC
844 |  | Domestic reffrigerator | 1 | Godrej |  | RD185CW | 1408031434 | 3000076778 | 25/4/2015 | 1 | 1 year | 0 |  | Yes |  |  |  | Raipur | 2015-04-08 | Laxmi Badaik | Amaseoni | PHC
845 |  | Steriliser | 1 | ATLAS |  | NA | NA | 3000076779 | 15/3/2008 | 0 |  | 0 |  | Yes |  |  |  | Raipur | 2015-04-08 | Laxmi Badaik | Amaseoni | PHC
846 |  | Foetal Doppler | 1 | Hiqua surgical Equipments |  | DX01 | NA | 3000076780 | NA | 0 |  | 0 |  | Yes |  |  |  | Raipur | 2015-04-08 | Laxmi Badaik | Amaseoni | PHC
847 |  | Blood pressure moniter(mercury) | 1 | Meditech |  | Infi | 10090138 | 3000076781 | 21/5/2008 | 0 |  | 0 |  | Yes |  |  |  | Raipur | 2015-04-08 | Laxmi Badaik | Amaseoni | PHC
848 |  | Blood pressure moniter(mrcury) | 1 | Smart care |  | SCH-108 | NA | 3000076782 | 21/5/2008 | 0 |  | 0 |  | Yes |  |  |  | Raipur | 2015-04-08 | Laxmi Badaik | Amaseoni | PHC
849 |  | Needle destroyer | 1 | Linco scientific |  | ND-360 | 85540-03 | 3000076783 | 2014-01-02 | 0 |  | 0 |  | Yes |  |  |  | Raipur | 2015-04-08 | Laxmi Badaik | Amaseoni | PHC
850 |  | Glucometer | 1 | Roche diagnostic |  | accu chek active | 55310169983 | 3000076784 | NA | 0 |  | 0 |  | Yes |  |  |  | Raipur | 2015-04-08 | Laxmi Badaik | Amaseoni | PHC
851 |  | Adult wieght machine | 1 | NA |  | Venus | NA | 3000076785 | 2013-12-09 | 0 |  | 0 |  | Yes |  |  |  | Raipur | 2015-04-08 | Laxmi Badaik | Amaseoni | PHC
852 |  | Adult wieght machine | 1 | NA |  | NA | NA | 3000076786 | 2013-12-09 | 0 |  | 0 |  | Yes |  |  |  | Raipur | 2015-04-08 | Laxmi Badaik | Amaseoni | PHC
853 |  | Blood pressure moniter(mercury) | 1 | NA |  | NA | NA | 3000076746 | 21/2/2014 | 0 |  | 0 |  | Yes |  |  |  | Raipur | 31/7/2015 | Laxmi Badaik | Mantralaya | Civil Hospital
854 |  | Blood pressure moniter(mercury) | 1 | NA |  | NA | NA | 3000076747 | 28/8/2013 | 0 |  | 0 |  | Yes |  |  |  | Raipur | 31/7/2015 | Laxmi Badaik | Mantralaya | Civil Hospital
855 |  | Adult wieght machine | 1 | Doctor beliram and sons |  | NA | NA | 3000076748 | 21/2/2014 | 0 |  | 0 |  | Yes |  |  |  | Raipur | 31/7/2015 | Laxmi Badaik | Mantralaya | Civil Hospital
856 |  | steriliser | 1 | NA |  | NA | NA | 3000076749 | NA | 0 |  | 0 |  | Yes |  |  |  | Raipur | 31/7/2015 | Laxmi Badaik | Mantralaya | Civil Hospital
857 |  | Microscope(binocular) | 1 | Radical |  | RMH-4B | 35891 | 3000076750 | 2008-06-11 | 0 |  | 0 |  | Yes |  |  |  | Raipur | 31/7/2015 | Laxmi Badaik | Mantralaya | Civil Hospital
858 |  | Glucometer | 1 | Roche |  | accu chek active | 55311103334 | 3000076751 | 28/7/2014 | 0 |  | 0 |  | Yes |  |  |  | Raipur | 31/7/2015 | Laxmi Badaik | Mantralaya | Civil Hospital
859 |  | Adult wieght machine | 1 | Doctor beliram and sons |  | Krups | NA | 3000076752 | 25/7/2014 | 0 |  | 0 |  | Yes |  |  |  | Raipur | 31/7/2015 | Laxmi Badaik | Mantralaya | Civil Hospital
860 |  | Domestic reffrigerator | 1 | Godrej |  | GF21R | 5602 | 3000076753 | 2001-10-10 | 0 |  | 0 |  | Yes |  |  |  | Raipur | 31/7/2015 | Laxmi Badaik | Mantralaya | Civil Hospital
861 |  | autoclave | 1 | NA |  | NA | NA | 3000076754 | 17/4/2001 | 0 |  | 0 |  | Yes |  |  |  | Raipur | 31/7/2015 | Laxmi Badaik | Mantralaya | Civil Hospital
862 |  | blood pressure moniter(mercury) | 1 | Morepen |  | BK1005 | NA | 3000076755 | 27/6/1998 | 0 |  | 0 |  | Yes |  |  |  | Raipur | 2015-03-08 | Laxmi Badaik | Anandnagar | Civil dispensery
863 |  | Suction Machine(small size) | 1 | NA |  | NA | NA | 3000076756 | 21/10/2005 | 0 |  | 0 |  | Yes |  |  |  | Raipur | 2015-03-08 | Laxmi Badaik | Anandnagar | Civil dispensery
864 |  | Needle destroyer | 1 | pioneer |  | NA | NA | 3000076757 | 2002-07-12 | 0 |  | 0 |  | Yes |  |  |  | Raipur | 2015-03-08 | Laxmi Badaik | Anandnagar | Civil dispensery
865 |  | Suction Machine | 1 | NA |  | NA | NA | 3000076758 | NA | 0 |  | 0 |  | Yes |  |  |  | Raipur | 2015-03-08 | Laxmi Badaik | Anandnagar | Civil dispensery
866 |  | Autoclave | 1 | NA |  | NA | NA | 3000076759 | 23/5/1991 | 0 |  | 0 |  | Yes |  |  |  | Raipur | 2015-03-08 | Laxmi Badaik | Anandnagar | Civil dispensery
867 |  | Adult wieght machine | 1 | Doctor beliram and sons |  | Krups | NA | 3000076760 | 2000-10-03 | 0 |  | 0 |  | NO |  |  |  | Raipur | 2015-03-08 | Laxmi Badaik | Anandnagar | Civil dispensery
868 |  | Adult wieght machine | 1 | Doctor beliram and sons |  | Krups | NA | 3000076761 | 23/5/1991 | 0 |  | 0 |  | NO |  |  |  | Raipur | 2015-03-08 | Laxmi Badaik | Anandnagar | Civil dispensery
869 |  | Steriliser | 1 | NA |  | NA | NA | 3000076762 | 23/5/1991 | 0 |  | 0 |  | Yes |  |  |  | Raipur | 2015-03-08 | Laxmi Badaik | Anandnagar | Civil dispensery
870 |  | Hemoglobinometer | 1 | NA |  | NA | NA | 3000076763 | 21/10/2005 | 0 |  | 0 |  | Yes |  |  |  | Raipur | 2015-03-08 | Laxmi Badaik | Anandnagar | Civil dispensery
871 |  | Baby weight machine | 1 | Golden surgical industry |  | Putex | NA | 3000076764 | NA | 0 |  | 0 |  | yes |  |  |  | Raipur | 2015-04-08 | Laxmi Badaik | Labhandi | PHC
872 |  | Foetal Doppler | 1 | NA |  | A100C | c11070107 | 3000076765 | NA | 0 |  | 0 |  | yes |  |  |  | Raipur | 2015-04-08 | Laxmi Badaik | Labhandi | PHC
873 |  | Blood pressure moniter | 1 | Smart care |  | regular | SCH-108 | 3000076766 | 13/11/2006 | 0 |  | 0 |  | yes |  |  |  | Raipur | 2015-04-08 | Laxmi Badaik | Labhandi | PHC
874 |  | Suction machine | 1 | Dynamic |  | m-9 | NA | 3000076767 | 2013-12-11 | 0 |  | 0 |  | Yes |  |  |  | Raipur | 2015-04-08 | Laxmi Badaik | Labhandi | PHC
875 |  | Autoclave | 1 | SNI |  | NA | NA | 3000076768 | 2014-01-09 | 0 |  | 0 |  | Yes |  |  |  | Raipur | 2015-04-08 | Laxmi Badaik | Labhandi | PHC
876 |  | steriliser | 1 | NA |  | NA | NA | 3000076769 | 13/11/2006 | 0 |  | 0 |  | Yes |  |  |  | Raipur | 2015-04-08 | Laxmi Badaik | Labhandi | PHC
877 |  | Needle destroyer | 1 | Linco scientific |  | ND-100 | 2595 | 3000076770 | 16/11/2009 | 0 |  | 0 |  | Yes |  |  |  | Raipur | 2015-04-08 | Laxmi Badaik | Labhandi | PHC
878 |  | Needle destroyer | 1 | Linco scientific |  | ND-860 | 8260 | 3000076771 | 16/11/2009 | 0 |  | 0 |  | Yes |  |  |  | Raipur | 2015-04-08 | Laxmi Badaik | Labhandi | PHC
879 |  | Nebolizer | 1 | Nulife global medical device |  | Handy NEB | NGM224686 | 3000076772 | 2014-01-09 | 0 |  | 0 |  | Yes |  |  |  | Raipur | 2015-04-08 | Laxmi Badaik | Labhandi | PHC
880 |  | Glucometer | 1 | Roche |  | accu chek | 55310170007 | 3000076773 | 2014-01-09 | 0 |  | 0 |  | Yes |  |  |  | Raipur | 2015-04-08 | Laxmi Badaik | Labhandi | PHC
881 |  | Adult wieght machine | 1 | DR Diaz |  | NA | NA | 3000076774 | NA | 0 |  | 0 |  | NO |  |  |  | Raipur | 2015-04-08 | Laxmi Badaik | Labhandi | PHC
882 |  | Domestic reffrigerator | 1 | Whirl pool |  | FF2D25535 | NA | 3000076775 | NA | 1 |  | 0 |  | Yes |  |  |  | Raipur | 2015-04-08 | Laxmi Badaik | Labhandi | PHC
883 |  | blood pressure moniter(mercury) | 1 | Smart care |  | SCH-108 | NA | 3000076776 | NA | 0 |  | 0 |  | Yes |  |  |  | Raipur | 2015-04-08 | Laxmi Badaik | Labhandi | PHC
884 | Pathology | Needle destroyer | 1 | Saratech |  | 100va/60VA | NA | 3000076612 | NA | 0 |  | 0 |  | Yes |  |  |  | Raipur | 15/7/2015 | Laxmi Badaik | Birgaon | CHC
885 | Pathology | Centrifuge(4 tube) | 1 | NA |  | NA | NA | 3000076613 | NA | 0 |  | 0 |  | Yes |  |  |  | Raipur | 15/7/2015 | Laxmi Badaik | Birgaon | CHC
886 | Pathology | Centrifuge (4 tube) | 1 | NA |  | NA | NA | 3000076614 | NA | 0 |  | 0 |  | Yes |  |  |  | Raipur | 15/7/2015 | Laxmi Badaik | Birgaon | CHC
887 | Pathology | Steriliser | 1 | NA |  | NA | NA | 3000076615 | NA | 0 |  | 0 |  | NO |  |  |  | Raipur | 15/7/2015 | Laxmi Badaik | Birgaon | CHC
888 | Pathology | Microscope | 1 | NA |  | NA | B-4738 | 3000076616 | NA | 0 |  | 0 |  | Yes |  |  |  | Raipur | 15/7/2015 | Laxmi Badaik | Birgaon | CHC
889 | Pathology | Needle destroyer | 1 | Saratech |  | NA | NA | 3000076617 | NA | 0 |  | 0 |  | NO |  |  |  | Raipur | 15/7/2015 | Laxmi Badaik | Birgaon | CHC
890 | Pathology | Glucometer | 1 | Roche |  | Accu chek | NA | 3000076618 | NA | 0 |  | 0 |  | Yes |  |  |  | Raipur | 15/7/2015 | Laxmi Badaik | Birgaon | CHC
891 | Injection Room | Baby weight machine | 1 | track |  | NA | NA | 3000076605 | NA | 0 |  | 0 |  | Yes |  |  |  | Raipur | 15/7/2015 | Laxmi Badaik | Birgaon | CHC
892 | Injection Room | Needle destroyer | 1 | Saratech |  | 100va/60VA | NA | 3000076606 | NA | 0 |  | 0 |  | Yes |  |  |  | Raipur | 15/7/2015 | Laxmi Badaik | Birgaon | CHC
893 | Injection Room | Blood pressure moniter (mercury) | 1 | Diamond |  | NA | NA | 3000076607 | NA | 0 |  | 0 |  | Yes |  |  |  | Raipur | 15/7/2015 | Laxmi Badaik | Birgaon | CHC
894 | Injection Room | Adult wieght machine | 1 | Doctor beliram and sons |  | Krups | NA | 3000076608 | NA | 0 |  | 0 |  | Yes |  |  |  | Raipur | 15/7/2015 | Laxmi Badaik | Birgaon | CHC
895 | Injection Room | Steriliser | 1 | NA |  | local | nA | 3000076609 | NA | 0 |  | 0 |  | NO |  |  |  | Raipur | 15/7/2015 | Laxmi Badaik | Birgaon | CHC
896 | Store room | Steriliser | 1 | NA |  | local | NA | 3000076611 | NA | 0 |  | 0 |  | NO |  |  |  | Raipur | 15/7/2015 | Laxmi Badaik | Birgaon | CHC
897 | Store room | Suction machine(double jar) | 1 | NA |  | NA | NA | 3000076610 | NA | 0 |  | 0 |  | NO |  |  |  | Raipur | 15/7/2015 | Laxmi Badaik | Birgaon | CHC
898 | Store room | Blood pressure moniter(Mercury) | 1 | Bhasin son |  | Novaphon | 287916210 | 3000076619 | NA | 0 |  | 0 |  | NO |  |  |  | Raipur | 15/7/2015 | Laxmi Badaik | Birgaon | CHC
899 | Store room | Needle destroyer | 1 | Saratech |  | NA | NA | 3000076620 | NA | 0 |  | 0 |  | NO |  |  |  | Raipur | 15/7/2015 | Laxmi Badaik | Birgaon | CHC
900 | OPD | Blood preesure moniter (mercury) | 1 | NAMATA |  | NA | NA | 3000076569 | NA | 0 |  | 0 |  | Yes |  |  |  | Raipur | 14/7/2015 | Laxmi Badaik | Gudhiyari | UHC
901 | OPD | Adult wieght machine | 1 | Korpe precision |  | NA | NA | 3000076570 | NA | 0 |  | 0 |  | Yes |  |  |  | Raipur | 14/7/2015 | Laxmi Badaik | Gudhiyari | UHC
902 | OPD | Domestic reffrigerator | 1 | LG | 2013 | GL_195CL4 | 305NRWS023 | 3000076571 | NA | 0 |  | 0 |  | Yes |  |  |  | Raipur | 14/7/2015 | Laxmi Badaik | Gudhiyari | UHC
903 | Labor Room | Suction Machine | 1 | NA |  | NA | NA | 3000076558 | NA | 0 |  | 0 |  | Yes |  |  |  | Raipur | 14/7/2015 | Laxmi Badaik | Gudhiyari | UHC
904 | Labor Room | Infant Warmer | 1 | surgi aid pharma |  | NA | NA | 3000076559 | NA | 0 |  | 0 |  | NO |  |  |  | Raipur | 14/7/2015 | Laxmi Badaik | Gudhiyari | UHC
905 | Labor Room | Baaby weight machine | 1 | Ramon surgical |  | Crown | NA | 3000076560 | NA | 0 |  | 0 |  | Yes |  |  |  | Raipur | 14/7/2015 | Laxmi Badaik | Gudhiyari | UHC
906 | Labor Room | Autoclave | 1 | NA |  | NA | NA | 3000076561 | NA | 0 |  | 0 |  | Yes |  |  |  | Raipur | 14/7/2015 | Laxmi Badaik | Gudhiyari | UHC
907 | Store room | Blood pressure moniter(mercury) | 1 | med guard |  | NA | 227 | 3000076562 | NA | 0 |  | 0 |  | NO |  |  |  | Raipur | 14/7/2015 | Laxmi Badaik | Gudhiyari | UHC
908 | Store room | Blood pressure moniter(mercury) | 1 | HART+ CARE |  | NA | 98121166 | 3000076563 | NA | 0 |  | 0 |  | NO |  |  |  | Raipur | 14/7/2015 | Laxmi Badaik | Gudhiyari | UHC
909 | Store room | Blood pressure moniter (mercury) | 1 | Extra care |  | NA | NA | 3000076564 | NA | 0 |  | 0 |  | NO |  |  |  | Raipur | 14/7/2015 | Laxmi Badaik | Gudhiyari | UHC
910 | Store room | Adult wieght machine | 1 | Doctor beliram and sons |  | Krups | NA | 3000076565 | NA | 0 |  | 0 |  | NO |  |  |  | Raipur | 14/7/2015 | Laxmi Badaik | Gudhiyari | UHC
911 | Store room | Adult wieght machine | 1 | Lochnle |  | NA | NA | 3000076566 | NA | 0 |  | 0 |  | NO |  |  |  | Raipur | 14/7/2015 | Laxmi Badaik | Gudhiyari | UHC
912 | Store room | Needle destroyer | 1 | Saratech |  | S1R | 1175 | 3000076567 | NA | 0 |  | 0 |  | NO |  |  |  | Raipur | 14/7/2015 | Laxmi Badaik | Gudhiyari | UHC
913 | Store room | Needle destroyer | 1 | Saratech |  | ND-360 | 9938-03 | 3000076568 | NA | 0 |  | 0 |  | Yes |  |  |  | Raipur | 14/7/2015 | Laxmi Badaik | Gudhiyari | UHC
914 |  | Adult wieght machine | 1 | Dr Beliram& sons |  | Samso | NA | 3000076576 | NA | 0 |  | 0 |  | Yes |  |  |  | Raipur | 14/7/2015 | Laxmi Badaik | Urla | PHC
915 |  | Blood pressure moniter(mercury) | 1 | Gold Supreme |  | NA | NA | 3000076577 | NA | 0 |  | 0 |  | Yes |  |  |  | Raipur | 14/7/2015 | Laxmi Badaik | Urla | PHC
916 |  | Baby weight machine | 1 | Smart care | 2012-12-01 | SCBC-3008 | NA | 3000076578 | NA | 0 |  | 0 |  | Yes |  |  |  | Raipur | 14/7/2015 | Laxmi Badaik | Urla | PHC
917 |  | Domestic reffrigerator | 1 | Samsung | 2013 | RR1914BCARR-TL | NA | 3000076579 | NA | 0 |  | 0 |  | Yes |  |  |  | Raipur | 14/7/2015 | Laxmi Badaik | Urla | PHC
918 |  | Needle destroyer | 1 | Saratech |  | 100va/60VA | NA | 3000076584 | NA | 0 |  | 0 |  | Yes |  |  |  | Raipur | 14/7/2015 | Laxmi Badaik | Urla | PHC
919 |  | Needle destroyer | 1 | Hindustan latex |  | NA | 1048 | 3000076585 | NA | 0 |  | 0 |  | NO |  |  |  | Raipur | 14/7/2015 | Laxmi Badaik | Urla | PHC
920 |  | spot light | 1 | NA |  | NA | NA | 3000076580 | NA | 0 |  | 0 |  | Yes |  |  |  | Raipur | 14/7/2015 | Laxmi Badaik | Urla | PHC
921 |  | spot light | 1 | NA |  | NA | NA | 3000076581 | NA | 0 |  | 0 |  | Yes |  |  |  | Raipur | 14/7/2015 | Laxmi Badaik | Urla | PHC
922 |  | OT table | 1 | NA |  | NA | NA | 3000076582 | NA | 0 |  | 0 |  | Yes |  |  |  | Raipur | 14/7/2015 | Laxmi Badaik | Urla | PHC
923 |  | OT table | 1 | NA |  | NA | NA | 3000076583 | NA | 0 |  | 0 |  | Yes |  |  |  | Raipur | 14/7/2015 | Laxmi Badaik | Urla | PHC
924 |  | BP instrument(digital) | 1 | Digichek |  | NA | 11094d44 | 3000076572 | NA | 0 |  | 0 |  | Yes |  |  |  | Raipur | 14/7/2015 | Laxmi Badaik | Goagaon | PHC
925 |  | Needle destroyer | 1 | NA |  | ND-350 | 1093-0 | 3000076573 | NA | 0 |  | 0 |  | Yes |  |  |  | Raipur | 14/7/2015 | Laxmi Badaik | Goagaon | PHC
926 |  | Adult wieght machine | 1 | Doctor beliram and sons |  | Krups | nA | 3000076574 | NA | 0 |  | 0 |  | Yes |  |  |  | Raipur | 14/7/2015 | Laxmi Badaik | Goagaon | PHC
927 |  | Baby weight Machine | 1 | Bhaseen health products |  | NA | NA | 3000076575 | NA | 0 |  | 0 |  | Yes |  |  |  | Raipur | 14/7/2015 | Laxmi Badaik | Goagaon | PHC
928 |  | BP instrument(mercury) | 1 | Smart care | 2012 | SCH-108 | NA | 3000076648 | NA | 0 |  | 0 |  | Yes |  |  |  | Raipur | 17/7/2015 | Laxmi Badaik | pondry | UFPWC
929 |  | Adult wieght machine | 1 | Doctor beliram and sons |  | NA | NA | 3000076646 | NA | 0 |  | 0 |  | Yes |  |  |  | Raipur | 17/7/2015 | Laxmi Badaik | pondry | UFPWC
930 |  | Steriliser | 1 | NA |  | local | NA | 3000076649 | NA | 0 |  | 0 |  | NO |  |  |  | Raipur | 17/7/2015 | Laxmi Badaik | pondry | UFPWC
931 |  | Steriliser | 1 | NA |  | local | NA | 3000076650 | NA | 0 |  | 0 |  | NO |  |  |  | Raipur | 17/7/2015 | Laxmi Badaik | pondry | UFPWC
932 |  | Needle destroyer | 1 | Saratech |  | ND-100 | 2297 | 3000076651 | NA | 0 |  | 0 |  | Yes |  |  |  | Raipur | 17/7/2015 | Laxmi Badaik | Kalibadi | UFPWC
933 |  | Needle destroyer | 1 | Saratech |  | ND-100 | 2597 | 3000076652 | NA | 0 |  | 0 |  | Yes |  |  |  | Raipur | 17/7/2015 | Laxmi Badaik | Kalibadi | UFPWC
934 |  | Adult wieght machine | 1 | Venus |  | NA | NA | 3000076653 | NA | 0 |  | 0 |  | Yes |  |  |  | Raipur | 17/7/2015 | Laxmi Badaik | Kalibadi | UFPWC
935 |  | Steriliser | 1 | NA |  | local | NA | 3000076654 | NA | 0 |  | 0 |  | Yes |  |  |  | Raipur | 17/7/2015 | Laxmi Badaik | Kalibadi | UFPWC
936 |  | Adult wieght machine | 1 | BARUN |  | NA | NA | 3000076621 | NA | 0 |  | 0 |  | Yes |  |  |  | Raipur | 15/7/2015 | Laxmi Badaik | Bhanpuri | PHC
937 |  | Baby weight Machine | 1 | NA |  | NA | NA | 3000076622 | NA | 0 |  | 0 |  | Yes |  |  |  | Raipur | 15/7/2015 | Laxmi Badaik | Bhanpuri | PHC
938 |  | Needle destroyer | 1 | Saratech |  | ND-360 | 10994-03 | 3000076623 | NA | 0 |  | 0 |  | NO |  |  |  | Raipur | 15/7/2015 | Laxmi Badaik | Bhanpuri | PHC
939 |  | BP instrument(digital) | 1 | Nulife global medical device | 2013 | Nutech | NA | 3000076624 | NA | 0 |  | 0 |  | Yes |  |  |  | Raipur | 15/7/2015 | Laxmi Badaik | Bhanpuri | PHC
940 |  | autoclave | 1 | NA |  | local | NA | 3000076625 | NA | 0 |  | 0 |  | Yes |  |  |  | Raipur | 15/7/2015 | Laxmi Badaik | Bhanpuri | PHC
941 |  | BP instrument(mercury) | 1 | supreme Surgico |  | premeer | 991344 | 3000076626 | NA | 0 |  | 0 |  | NO |  |  |  | Raipur | 15/7/2015 | Laxmi Badaik | Bhanpuri | PHC
942 |  | Suction machine | 1 | Yoga care max |  | Shiva | NA | 3000076627 | NA | 0 |  | 0 |  | Yes |  |  |  | Raipur | 15/7/2015 | Laxmi Badaik | Bhanpuri | PHC
943 |  | Glucometer | 1 | Roche |  | Accu chek | NA | 3000076628 | NA | 0 |  | 0 |  | Yes |  |  |  | Raipur | 15/7/2015 | Laxmi Badaik | Bhanpuri | PHC
944 |  | Needle destroyer | 1 | SAI+Life |  | NA | NA | 3000076629 | NA | 0 |  | 0 |  | Yes |  |  |  | Raipur | 15/7/2015 | Laxmi Badaik | Bhanpuri | PHC
945 |  | Adult wieght machine | 1 | Doctor beliram and sons |  | Krups | NA | 3000076643 | NA | 0 |  | 0 |  | Yes |  |  |  | Raipur | 16/7/2015 | laxmi Badaik | Rajbhaban | Civil dispensery
946 |  | Adult wieght machine | 1 | Korpe precision |  | Kohinoor | NA | 3000076644 | NA | 0 |  | 0 |  | Yes |  |  |  | Raipur | 16/7/2015 | Laxmi Badaik | Rajbhaban | Civil dispensery
947 |  | BP instrument(mercury) | 1 | Meditech Industry |  | Godwin | 1205025 | 3000076630 | NA | 0 |  | 0 |  | Yes |  |  |  | Raipur | 16/7/2015 | Laxmi Badaik | Rajbhaban | Civil dispensery
948 |  | Film illuminator | 1 | baton |  | NA | NA | 3000076631 | NA | 0 |  | 0 |  | Yes |  |  |  | Raipur | 16/7/2015 | Laxmi Badaik | Rajbhaban | Civil dispensery
949 |  | BP instrument(mercury) | 1 | Diamond |  | regular | NA | 3000076632 | NA | 0 |  | 0 |  | Yes |  |  |  | Raipur | 16/7/2015 | Laxmi Badaik | Rajbhaban | Civil dispensery
950 |  | Baby weight machine | 1 | Salter |  | 914 | NA | 3000076633 | NA | 0 |  | 0 |  | Yes |  |  |  | Raipur | 16/7/2015 | Laxmi Badaik | Rajbhaban | Civil dispensery
951 |  | Adult wieght machine | 1 | Salter |  | 9069TL3R2914 | 10777133516 | 3000076634 | NA | 0 |  | 0 |  | Yes |  |  |  | Raipur | 16/7/2015 | Laxmi Badaik | Rajbhaban | Civil dispensery
952 |  | X-ray Machine | 1 | Siemens |  | 52090420138001 | 31739 | 3000076635 | NA | 0 |  | 0 |  | Yes |  |  |  | Raipur | 16/7/2015 | Laxmi Badaik | Rajbhaban | Civil dispensery
953 |  | Glucometer | 1 | Roche | 2010 | Accu-chek | GC11427141 | 3000076636 | NA | 0 |  | 0 |  | Yes |  |  |  | Raipur | 16/7/2015 | Laxmi Badaik | Rajbhaban | Civil dispensery
954 |  | ECG machine | 1 | PHILIPS |  | writer trim 1 | US30713013 | 3000076637 | NA | 0 |  | 0 |  | Yes |  |  |  | Raipur | 16/7/2015 | Laxmi Badaik | Rajbhaban | Civil dispensery
955 |  | Ultra sound Machine | 1 | johari digital health care |  | J-US-1 | 801076 | 3000076638 | NA | 0 |  | 0 |  | Yes |  |  |  | Raipur | 16/7/2015 | Laxmi Badaik | Rajbhaban | Civil dispensery
956 |  | Defabrillator | 1 | Meditronics |  | life-pack 20 | 31318673 | 3000076639 | NA | 0 |  | 0 |  | NO |  |  |  | Raipur | 16/7/2015 | Laxmi Badaik | Rajbhaban | Civil dispensery
957 |  | Steriliser | 1 | ATLAS |  | NA | 09f9582 | 3000076641 | NA | 0 |  | 0 |  | Yes |  |  |  | Raipur | 16/7/2015 | Laxmi Badaik | Rajbhaban | Civil dispensery
958 |  | Bedside moniter | 1 | BPL |  | BM5519 | w2f2115 | 3000076640 | NA | 0 |  | 0 |  | NO |  |  |  | Raipur | 16/7/2015 | Laxmi Badaik | Rajbhaban | Civil dispensery
959 |  | Suction Machine | 1 | NA |  | NA | NA | 3000076642 | NA | 0 |  | 0 |  | Yes |  |  |  | Raipur | 16/7/2015 | Laxmi Badaik | Rajbhaban | Civil dispensery
960 |  | BP instrument(mercury) | 1 | Extra care |  | NA | NA | 3000076655 | NA | 0 |  | 0 |  | Yes |  |  |  | Raipur | 17/7/2015 | Laxmi Badaik | Ramsagarpara | UFPWC
961 |  | Needle destroyer | 1 | Saratech |  | ND-100 | 2985106-07 | 3000076656 | NA | 0 |  | 0 |  | Yes |  |  |  | Raipur | 17/7/2015 | Laxmi Badaik | Ramsagarpara | UFPWC
962 |  | Adult wieght machine | 1 | Korpe precision |  | Kohinoor | NA | 3000076657 | NA | 0 |  | 0 |  | Yes |  |  |  | Raipur | 17/7/2015 | Laxmi Badaik | Ramsagarpara | UFPWC
963 | OT | spot light | 1 | NA |  | NA | NA | 3000076661 | NA | 0 |  | 0 |  | yes |  |  |  | Raipur | 20/7/2015 | Laxmi Badaik | Ravigram | UFPWC
964 | OT | steriliser | 1 | ATLAS |  | NA | 09E9653 | 3000076666 | NA | 0 |  | 0 |  | yes |  |  |  | Raipur | 20/7/2015 | Laxmi Badaik | Ravigram | UFPWC
965 | OT | Steriliser | 1 | NA |  | NA | NA | 3000076665 | NA | 0 |  | 0 |  | yes |  |  |  | Raipur | 20/7/2015 | Laxmi Badaik | Ravigram | UFPWC
966 | OT | Fumigator | 1 | NA |  | NA | NA | 3000076664 | NA | 0 |  | 0 |  | yes |  |  |  | Raipur | 20/7/2015 | Laxmi Badaik | Ravigram | UFPWC
967 |  | Adult wieght machine | 1 | NA |  | NA | NA | 3000076659 | NA | 0 |  | 0 |  | yes |  |  |  | Raipur | 20/7/2015 | Laxmi Badaik | Ravigram | UFPWC
968 |  | BP instrument(mercury) | 1 | NA |  | NA | NA | 3000076660 | NA | 0 |  | 0 |  | yes |  |  |  | Raipur | 20/7/2015 | Laxmi Badaik | Ravigram | UFPWC
969 | Radiology | X-ray Machine | 1 | Meditronics |  | DIAGnox-100R | 5 E029 | 3000076602 | NA | 0 |  | 0 |  | yes |  |  |  | Raipur | 15/7/2015 | Laxmi Badaik | Dharsiwa | CHC
970 | Radiology | Domestic reffrigerator | 1 | Electrolux | 2015 | EB163 | NA | 3000076603 | NA | 1 |  | 0 |  | yes |  |  |  | Raipur | 15/7/2015 | Laxmi Badaik | Dharsiwa | CHC
971 | Radiology | Film illuminator | 1 | RK Industry |  | NA | NA | 3000076604 | NA | 0 |  | 0 |  | yes |  |  |  | Raipur | 15/7/2015 | Laxmi Badaik | Dharsiwa | CHC
972 | Labor Room | Infant Warmer | 1 | NA |  | NA | NA | 3000076586 | NA | 0 |  | 0 |  | NO |  |  |  | Raipur | 15/7/2015 | Laxmi Badaik | Dharsiwa | CHC
973 | Labor Room | suction machine | 1 | NA |  | NA | NA | 3000076587 | NA | 0 |  | 0 |  | Yes |  |  |  | Raipur | 15/7/2015 | Laxmi Badaik | Dharsiwa | CHC
974 | Labor Room | baby weight machine | 1 | Essae |  | BS-250 | 25014131675 | 3000076588 | NA | 0 |  | 0 |  | Yes |  |  |  | Raipur | 15/7/2015 | Laxmi Badaik | Dharsiwa | CHC
975 | Labor Room | baby weight machine | 1 | NA |  | NA | NA | 3000076589 | NA | 0 |  | 0 |  | Yes |  |  |  | Raipur | 15/7/2015 | Laxmi Badaik | Dharsiwa | CHC
976 | Labor Room | steriliser | 1 | ATLAS |  | NA | NA | 3000076590 | NA | 0 |  | 0 |  | Yes |  |  |  | Raipur | 15/7/2015 | Laxmi Badaik | Dharsiwa | CHC
977 | Labor Room | Foetal Doppler | 1 | Techno care | 2014 | 2D | FD2D140304468 | 3000076591 | NA | 0 |  | 0 |  | Yes |  |  |  | Raipur | 15/7/2015 | Laxmi Badaik | Dharsiwa | CHC
978 | Labor Room | Domestic reffrigerator | 1 | Electrolux | 2015 | EB163 | NA | 3000076598 | NA | 0 |  | 0 |  | Yes |  |  |  | Raipur | 15/7/2015 | Laxmi Badaik | Dharsiwa | CHC
979 | OT | Steriliser | 1 | tropo |  | REC22038A2 | NA | 3000076592 | NA | 0 |  | 0 |  | Yes |  |  |  | Raipur | 15/7/2015 | Laxmi Badaik | Dharsiwa | CHC
980 | OT | Fumigator | 1 | NA |  | NA | NA | 3000076593 | NA | 0 |  | 0 |  | Yes |  |  |  | Raipur | 15/7/2015 | Laxmi Badaik | Dharsiwa | CHC
981 | OT | Autoclave | 1 | NA |  | NA | NA | 3000076595 | NA | 0 |  | 0 |  | Yes |  |  |  | Raipur | 15/7/2015 | Laxmi Badaik | Dharsiwa | CHC
982 | OT | Laringoscope | 1 | NA |  | NA | NA | 3000076594 | NA | 0 |  | 0 |  | Yes |  |  |  | Raipur | 15/7/2015 | Laxmi Badaik | Dharsiwa | CHC
983 | OT | OT table | 1 | Na |  | NA | NA | 3000076597 | NA | 0 |  | 0 |  | NO |  |  |  | Raipur | 15/7/2015 | Laxmi Badaik | Dharsiwa | CHC
984 | OT | Needle destroyer | 1 | NA |  | NA | NA | 3000076596 | NA | 0 |  | 0 |  | Yes |  |  |  | Raipur | 15/7/2015 | Laxmi Badaik | Dharsiwa | CHC
985 | Labrotory | Centrifuge | 1 | NA |  | NA | NA | 3000076599 | NA | 0 |  | 0 |  | Yes |  |  |  | Raipur | 15/7/2015 | Laxmi Badaik | Dharsiwa | CHC
986 | Labrotory | Needle destroyer | 1 | NA |  | 100va/60VA | NA | 3000076600 | NA | 0 |  | 0 |  | Yes |  |  |  | Raipur | 15/7/2015 | Laxmi Badaik | Dharsiwa | CHC
987 | Labrotory | photo calorimeter(digital) | 1 | NA |  | NA | NA | 3000076601 | NA | 0 |  | 0 |  | NO |  |  |  | Raipur | 15/7/2015 | Laxmi Badaik | Dharsiwa | CHC
988 | Pathology | Centrifuge | 1 | Remi |  | R8C | JFL0-5153 | 3000076816 | 2010-08-07 | 0 |  | 0 |  | Yes |  |  |  | Raipur | 2015-06-08 | Laxmi Badaik | Khokhopara | UPHC
989 | Pathology | Needle destroyer | 1 | Microsil |  | ND-350 | 2716 | 3000076817 | 2013-01-07 | 0 |  | 0 |  | Yes |  |  |  | Raipur | 2015-06-08 | Laxmi Badaik | Khokhopara | UPHC
990 | Pathology | Microscope(binocular) | 1 | Olympus |  | NA | 518664 | 3000076818 | 2011-07-06 | 0 |  | 0 |  | Yes |  |  |  | Raipur | 2015-06-08 | Laxmi Badaik | Khokhopara | UPHC
991 | Pathology | Microscope(binocular) | 1 | Olympus |  | MLX | NA | 3000076819 | 2003-05-03 | 0 |  | 0 |  | NO |  |  |  | Raipur | 2015-06-08 | Laxmi Badaik | Khokhopara | UPHC
992 | Pathology | Glucometer | 1 | BRAUN |  | Omnit | G1NGK00165 | 3000076820 | 2012-02-06 | 0 |  | 0 |  | Yes |  |  |  | Raipur | 2015-06-08 | Laxmi Badaik | Khokhopara | UPHC
993 | Pathology | Glucometer | 1 | Life scan |  | One touch ultra | SKQC536RT | 3000076821 | 2012-02-06 | 0 |  | 0 |  | NO |  |  |  | Raipur | 2015-06-08 | Laxmi Badaik | Khokhopara | UPHC
994 | Pathology | Calorimeter | 1 | photo electric insrument |  | Photochem-8 | 85194 | 3000076822 | 2013-08-05 | 0 |  | 0 |  | NO |  |  |  | Raipur | 2015-06-08 | Laxmi Badaik | Khokhopara | UPHC
995 | Pathology | glucometer | 1 | Roche |  | accu chek active | GC1744842 | 3000076827 | 2014-01-02 | 0 |  | 0 |  | Yes |  |  |  | Raipur | 2015-06-08 | Laxmi Badaik | Khokhopara | UPHC
996 | Labor Room | Suction machine(double jar) | 1 | NITA surgical .co |  | deluxe | NA | 3000076810 | 2013-01-02 | 0 |  | 0 |  | Yes |  |  |  | Raipur | 2015-06-08 | Laxmi Badaik | Khokhopara | UPHC
997 | Labor Room | Infant Warmer | 1 | surgi aid pharma |  | Meditrin | NA | 3000076811 | NA | 0 |  | 0 |  | Yes |  |  |  | Raipur | 2015-06-08 | Laxmi Badaik | Khokhopara | UPHC
998 | Labor Room | Autoclave | 1 | NA |  | NA | NA | 3000076812 | NA | 0 |  | 0 |  | Yes |  |  |  | Raipur | 2015-06-08 | Laxmi Badaik | Khokhopara | UPHC
999 | Labor Room | Steriliser | 1 | NA |  | NA | NA | 3000076813 | 2013-01-02 | 0 |  | 0 |  | Yes |  |  |  | Raipur | 2015-06-08 | Laxmi Badaik | Khokhopara | UPHC
1000 | OPD | BP instrument(mercury) | 1 | Extra care |  | NA | NA | 3000076814 | NA | 0 |  | 0 |  | Yes |  |  |  | Raipur | 2015-06-08 | Laxmi Badaik | Khokhopara | UPHC
1001 | OPD | Needle destroyer | 1 | Linco scientific |  | ND-100 | 2623 | 3000076815 | NA | 0 |  | 0 |  | Yes |  |  |  | Raipur | 2015-06-08 | Laxmi Badaik | Khokhopara | UPHC
1002 | OPD | Adult wieght machine | 1 | NA |  | NA | NA | 3000076823 | NA | 0 |  | 0 |  | Yes |  |  |  | Raipur | 2015-08-08 | Laxmi Badaik | Khokhopara | UPHC
1003 | OPD | Baby weight machine | 1 | Ramon surgical |  | Crown | NA | 3000076824 | 2013-02-01 | 0 |  | 0 |  | Yes |  |  |  | Raipur | 2015-06-08 | Laxmi Badaik | Khokhopara | UPHC
1004 | OPD | Adult wieght machine | 1 | Ramon surgical |  | Crown | NA | 3000076825 | NA | 0 |  | 0 |  | Yes |  |  |  | Raipur | 2015-06-08 | Laxmi Badaik | Khokhopara | UPHC
1005 | OPD | Domestic rffrigerator | 1 | LG |  | GL_195CL4 | NA | 3000076826 | NA | 0 |  | 0 |  | Yes |  |  |  | Raipur | 2015-06-08 | Laxmi Badaik | Khokhopara | UPHC
1006 |  | BP Instruments(mercury) | 1 | Smart care |  | SCH-108 | NA | 3000076841 | 31/5/2013 | 0 |  | 0 |  | Yes |  |  |  | Raipur | 2015-07-08 | Laxmi Badaik | Methpurena | UPHC
1007 |  | Adult wieght machine | 1 | NA |  | Venus | NA | 3000076842 | 31/5/2013 | 0 |  | 0 |  | Yes |  |  |  | Raipur | 2015-07-08 | Laxmi Badaik | Methpurena | UPHC
1008 |  | Baby weight machine | 1 | Ramon surgical |  | Crown | NA | 3000076843 | 31/5/2013 | 0 |  | 0 |  | Yes |  |  |  | Raipur | 2015-07-08 | Laxmi Badaik | Methpurena | UPHC
1009 |  | BP instrument(mercury) | 1 | Smart care |  | SCH-11B | NA | 3000076844 | 31/5/2013 | 0 |  | 0 |  | NO |  |  |  | Raipur | 2015-07-08 | Laxmi Badaik | Methpurena | UPHC
1010 |  | Nebuliser | 1 | Nulife global medical device |  | Handy NEB | NA | 3000076845 | 2014-02-01 | 0 |  | 0 |  | Yes |  |  |  | Raipur | 2015-07-08 | Laxmi Badaik | Methpurena | UPHC
1011 |  | Glucometer | 1 | ROche |  | Accu chek performa | 551310116343 | 3000076846 | 31/5/2013 | 0 |  | 0 |  | Yes |  |  |  | Raipur | 2015-07-08 | Laxmi Badaik | Methpurena | UPHC
1012 |  | Needle destroyer | 1 | Linco scientific |  | ND-100 | 2440 | 3000076847 | 31/5/2013 | 0 |  | 0 |  | Yes |  |  |  | Raipur | 2015-07-08 | Laxmi Badaik | Methpurena | UPHC
1013 |  | Steriliser | 1 | NA |  | NA | NA | 3000076848 | 31/5/2015 | 0 |  | 0 |  | Yes |  |  |  | Raipur | 2015-07-08 | Laxmi Badaik | Methpurena | UPHC
1014 | Pathology | Centrifuge(6 tube) | 1 | coslab |  | NA | NA | 3000076724 | NA | 0 |  | 0 |  | Yes |  |  |  | Raipur | 31/7/2015 | Laxmi Badaik | manna | CHC
1015 | Pathology | Microscope(binocular) | 1 | Olympus |  | NA | 3924 | 3000076725 | 23/2/2015 | 0 |  | 0 |  | Yes |  | 1 |  | Raipur | 31/7/2015 | Laxmi Badaik | manna | CHC
1016 | Pathology | glucometer | 1 | On call plus |  | NA | 103A01513D4 | 3000076726 | 30/4/2015 | 0 |  | 0 |  | Yes |  |  |  | Raipur | 31/7/205 | Laxmi Badaik | manna | CHC
1017 | Pathology | microscope | 1 | NA |  | NA | NA | 3000076727 | NA | 0 |  | 0 |  | NO |  |  |  | Raipur | 31/7/2015 | Laxmi Badaik | manna | CHC
1018 | Pathology | Calorimeter | 1 | NA |  | NA | NA | 3000076744 | NA | 0 |  | 0 |  | NO |  |  |  | Raipur | 31/7/2015 | Laxmi Badaik | manna | CHC
1019 | OT | OT table | 1 | NA |  | NA | NA | 3000076728 | NA | 0 |  | 0 |  | NO |  |  |  | Raipur | 31/7/2015 | Laxmi Badaik | Manna | CHC
1020 | OT | autoclave | 1 | NA |  | NA | NA | 3000076729 | 14/7/2015 | 0 |  | 0 |  | Yes |  |  |  | Raipur | 31/7/2015 | Laxmi Badaik | manna | CHC
1021 | OT | autoclave | 1 | NA |  | NA | NA | 3000076730 | 28/8/2002 | 0 |  | 0 |  | Yes |  |  |  | Raipur | 31/7/2015 | Laxmi Badaik | manna | CHC
1022 | OT | Centrifuge | 1 | NA |  | NA | NA | 3000076731 | 2014-03-11 | 0 |  | 0 |  | Yes |  |  |  | Raipur | 31/7/2015 | Laxmi Badaik | manna | CHC
1023 | OPD | steriliser | 1 | NA |  | NA | nA | 3000076732 | 2015-04-07 | 0 |  | 0 |  | Yes |  |  |  | Raipur | 31/7/2015 | Laxmi Badaik | manna | CHC
1024 | Ward Room | Needle destroyer | 1 | Bio+plus |  | NA | NA | 3000076733 | 2015-09-05 | 0 |  | 0 |  | Yes |  |  |  | Raipur | 31/7/2015 | Laxmi Badaik | manna | CHC
1025 | Ward Room | STeriliser | 1 | NA |  | NA | NA | 3000076734 | 2010-08-01 | 0 |  | 0 |  | NO |  |  |  | Raipur | 31/7/2015 | Laxmi Badaik | manna | CHC
1026 | Ward Room | Adult wieght machine | 1 | Venus |  | NA | NA | 3000076735 | 2010-08-01 | 0 |  | 0 |  | Yes |  |  |  | Raipur | 31/7/2015 | Laxmi Badaik | manna | CHC
1027 | Ward Room | Adult wieght machine | 1 | Venus |  | NA | NA | 3000076736 | 2010-08-01 | 0 |  | 0 |  | Yes |  |  |  | Raipur | 31/7/2015 | Laxmi Badaik | manna | CHC
1028 | Ward Room | BP instrument(mercury) | 1 | Extra care |  | NA | NA | 3000076737 | 2013-08-10 | 0 |  | 0 |  | NO |  |  |  | Raipur | 31/7/2015 | Laxmi Badaik | manna | CHC
1029 | Ward Room | Nibuliser | 1 | FLAEMNOVA |  | RecordF300 | NA | 3000076738 | 2008-07-01 | 0 |  | 0 |  | Yes |  |  |  | Raipur | 31/7/2015 | Laxmi Badaik | manna | CHC
1030 | Labor Room | Baby weight machine | 1 | Docbel Indusry |  | Braun | NA | 3000076739 | NA | 0 |  | 0 |  | Yes |  |  |  | Raipur | 31/7/2015 | Laxmi Badaik | manna | CHC
1031 | Labor Room | Streliser | 1 | NA |  | NA | NA | 3000076740 | 28/8/2002 | 0 |  | 0 |  | Yes |  |  |  | Raipur | 31/7/2015 | Laxmi Badaik | manna | CHC
1032 | Labor Room | Suction machine | 1 | Crompton grea |  | NA | AAm08654 | 3000076741 | 28/8/2002 | 0 |  | 0 |  | Yes |  |  |  | Raipur | 31/7/2015 | Laxmi Badaik | manna | CHC
1033 | OPD | BP instrument(mercury) | 1 | Disha |  | Anitique | RK0000202 | 3000076742 | 28/5/2015 | 0 |  | 0 |  | Yes |  |  |  | Raipur | 31/7/2015 | Laxmi Badaik | manna | CHC
1034 | OPD | Adult wieght machine | 1 | Venus |  | NA | NA | 3000076743 | 2010-08-01 | 0 |  | 0 |  | Yes |  |  |  | Raipur | 31/7/2015 | Laxmi Badaik | manna | CHC
1035 | OPD | BP instrument(mercury) | 1 | Disha |  | Anitique | RK0000207 | 3000076745 | 14/7/2015 | 1 |  | 0 |  | Yes |  |  |  | Raipur | 31/7/2015 | Laxmi Badaik | manna | CHC
1036 | Ward Room | BP Instrument(stand) | 1 | NA |  | NA | NA | 3000076688 | NA | 0 |  | 0 |  | Yes |  |  |  | Raipur | 22/7/2015 | Laxmi Badaik | manna | CHC
1037 | Ward Room | Needle destroyer | 1 | Gramocefo |  | NA | NA | 3000076689 | NA | 0 |  | 0 |  | Yes |  |  |  | Raipur | 22/7/2015 | Laxmi Badaik | manna | CHC
1038 | Ward Room | Steriliser | 1 | ATLAS |  | NA | 09F9602 | 3000076690 | NA | 0 |  | 0 |  | Yes |  |  |  | Raipur | 22/7/2015 | Laxmi Badaik | manna | CHC
1039 | Labor room | Domestic reffrigerator | 1 | LG |  | GL-195RL4 | 206NRV1179326 | 3000076691 | NA | 0 |  | 0 |  | Yes |  |  |  | Raipur | 22/7/2015 | Laxmi Badaik | manna | CHC
1040 | Labor Room | Baby weieht machine | 1 | Essae |  | BS-250 | NA | 3000076692 | NA | 0 |  | 0 |  | Yes |  |  |  | Raipur | 22/7/205 | Laxmi Badaik | manna | CHC
1041 | Labor Room | Foetal Doppler | 1 | Hemodiaz life science |  | NA | NA | 3000076693 | NA | 0 |  | 0 |  | Yes |  |  |  | Raipur | 22/7/2015 | Laxmi Badaik | manna | CHC
1042 | Labor Room | Needle destroyer | 1 | Saratech |  | 100va/60VA | NA | 3000076694 | NA | 0 |  | 0 |  | Yes |  |  |  | Raipur | 22/7/2015 | Laxmi Badaik | manna | CHC
1043 | Vaccine room | Baby weight Machine | 1 | Docbel Indusry |  | Braun | NA | 3000076695 | NA | 0 |  | 0 |  | Yes |  |  |  | Raipur | 22/7/2015 | Laxmi Badaik | manna | CHC
1044 | Vaccine room | Baby wieght Macine | 1 | Docbel Indusry |  | Krups | NA | 3000076696 | NA | 0 |  | 0 |  | Yes |  |  |  | Raipur | 22/7/2015 | Laxmi Badaik | manna | CHC
1045 | Labrotory | Microscope | 1 | Olympus |  | NA | 518523 | 3000076697 | 26/92013 | 0 |  | 0 |  | Yes |  |  |  | Raipur | 22/7/2015 | laxmi Badaik | manna | CHC
1046 | Labrotory | BP insrument(mercury) | 1 | NAMAt SHREE |  | NA | 53281 | 3000076698 | NA | 0 |  | 0 |  | NO |  |  |  | Raipur | 22/7/2015 | laxmi Badaik | manna | CHC
1047 | Store room | Nebuliser | 1 | American Bantex |  | Alpha neb | NA | 3000076699 | NA | 1 |  | 0 |  | Yes |  |  |  | Raipur | 22/7/2015 | Laxmi Badaik | manna | CHC
1048 | Store room | BP Instrument | 1 | Bhasin son |  | NA | 518609-04 | 3000076700 | NA | 0 |  | 0 |  | NO |  |  |  | Raipur | 22/7/2015 | Laxmi Badaik | manna | CHC
1049 |  | Needle destroyer | 1 | Pioneer |  | NA | NA | 3000103205 | NA | 0 |  | 0 |  | Yes |  |  |  | Raipur | 2015-03-08 | Ankit and deepak | MLA Rest house | Civil dispensery
1050 |  | Glucometer | 1 | Roche |  | Accu chek | 55308375417 | 3000103207 | 2012-11-12 | 0 |  | 0 |  | Yes |  |  |  | Raipur | 2015-03-08 | Ankit and deepak | MLA Rest house | Civil dispensery
1051 |  | Glucometer | 1 | Contour |  | NA | 7464667 | 3000103208 | 30/4/2014 | 0 |  | 0 |  | Yes |  |  |  | Raipur | 2015-03-08 | Ankit and deepak | MLA Rest house | Civil dispensery
1052 |  | Steriliser | 1 | local |  | NA | NA | 3000103209 | NA | 0 |  | 0 |  | NO |  |  |  | Raipur | 2015-03-08 | Ankit and deepak | MLA Rest house | Civil dispensery
1053 |  | Suction Machine | 1 | SHIVA |  | NA | NA | 3000103210 | NA | 0 |  | 0 |  | NO |  |  |  | Raipur | 2015-03-08 | Ankit and deepak | MLA Rest house | Civil dispensery
1054 |  | BP insrument(mercury) | 1 | supreme Surgico |  | Heart care | 98121110 | 3000103211 | NA | 0 |  | 0 |  | NO |  |  |  | Raipur | 2015-03-08 | Ankit and deepak | MLA Rest house | Civil dispensery
1055 |  | BP instrument(mercury) | 1 | Medicare products |  | NA | 10H7137 | 3000103212 | NA | 0 |  | 0 |  | NO |  |  |  | Raipur | 2015-03-08 | Ankit and deepak | MLA Rest house | Civil dispensery
1056 |  | BP instrument(mercury) | 1 | supreme Surgico |  | NA | NA | 3000103212 | NA | 0 |  | 0 |  | NO |  |  |  | Raipur | 2015-03-08 | Ankit and deepak | MLA Rest house | Civil dispensery
1057 |  | BP instrument(dialer) | 1 | Meditouch |  | NA | NA | 3000103214 | NA | 0 |  | 0 |  | NO |  |  |  | Raipur | 2015-03-08 | Ankit and deepak | MLA Rest house | Civil dispensery
1058 |  | Weight Machine | 1 | Venus |  | NA | NA | 3000103983 | 2014-05-14 |  |  |  |  | No |  |  |  | Raipur |  | Ankit Bhadwas | Indawati Bhawan Naya Raipur | CIVIL DESPENSARY
1059 |  | Blood Pressure Monitor | 1 | medi care |  | NA | 14I6B8 | 3000103984 | 2014-05-01 |  |  |  |  | Yes |  |  |  | Raipur |  | Ankit Bhadwas | Indawati Bhawan Naya Raipur | CIVIL DESPENSARY
1060 |  | Glucometer | 1 | Rochi dig |  | ACCUCHECK | 55308375416 | 3000103985 | 2014-08-01 |  |  |  |  | Yes |  |  |  | Raipur |  | Ankit Bhadwas | Indawati Bhawan Naya Raipur | CIVIL DESPENSARY
1061 |  | Blood Pressure Monitor | 1 | medi care |  | NA | 13H0139 | 3000103986 | 2014-11-14 |  |  |  |  | Yes |  |  |  | Raipur |  | Ankit Bhadwas | Indawati Bhawan Naya Raipur | CIVIL DESPENSARY
1062 |  | pulse oximeter | 1 | hemodiaz |  | HD5500 | DQ1302101244 | 3000103987 | 2014-04-20 |  |  |  |  | Yes |  |  |  | Raipur |  | Ankit Bhadwas | Indawati Bhawan Naya Raipur | CIVIL DESPENSARY
1063 | EYE | slit lamp | 1 | NA |  | NA | NA | 3000103867 | 2012-09-25 | 0 |  | 0 |  | Yes |  |  |  | Raipur |  | Ankit Bhadwas | Kharora | CHC
1064 | EYE | ophthalmoscope | 1 | NA |  | NA | NA | 3000103868 | 2010-07-09 | 0 |  | 0 |  | Yes |  |  |  | Raipur |  | Ankit Bhadwas | Kharora | CHC
1065 | OPD | Blood Pressure Monitor | 1 | Diamond |  | DELUX | 31427 | 3000103869 | 2012-09-20 | 0 |  | 0 |  | Yes |  |  |  | Raipur |  | Ankit Bhadwas | Kharora | CHC
1066 | OPD | Blood Pressure Monitor | 1 | Diamond |  | NA | NA | 3000103870 | NA | 0 |  | 0 |  | Yes |  |  |  | Raipur |  | Ankit Bhadwas | Kharora | CHC
1067 | OPD | Blood Pressure Monitor | 1 | Diamond |  | REGULAR | 27616 | 3000103871 | 2012-09-20 | 0 |  | 0 |  | Yes |  |  |  | Raipur |  | Ankit Bhadwas | Kharora | CHC
1068 | Pathology | binoculars microscope | 1 | Labexk |  | BIOXL | 2001196 | 3000103872 | 2009-01-01 | 0 |  | 0 |  | Yes |  |  |  | Raipur |  | Ankit Bhadwas | Kharora | CHC
1069 | Pathology | Centrifuge Machine | 1 | NA |  | NA | NA | 3000103873 | 2009-01-01 | 0 |  | 0 |  | Yes |  |  |  | Raipur |  | Ankit Bhadwas | Kharora | CHC
1070 | Pathology | Glucometer | 1 | Rochi dig |  | REGULAR | 55310167131 | 3000103874 | 2009-01-01 | 0 |  | 0 |  | Yes |  |  |  | Raipur |  | Ankit Bhadwas | Kharora | CHC
1071 | Pathology | Weight Machine | 1 | Venus |  | NA | NA | 3000103875 | 2009-01-01 | 0 |  | 0 |  | Yes |  |  |  | Raipur |  | Ankit Bhadwas | Kharora | CHC
1072 | Injection Room | sterilizer | 1 | ATLAS |  | NA | NA | 3000103876 | 2012-08-02 | 0 |  | 0 |  | Yes |  |  |  | Raipur |  | Ankit Bhadwas | Kharora | CHC
1073 | Injection Room | Needle Cutter | 1 | HC |  | NA | NA | 3000103877 | 2012-03-23 | 0 |  | 0 |  | Yes |  |  |  | Raipur |  | Ankit Bhadwas | Kharora | CHC
1074 | Injection Room | Refrigerator | 1 | ELECTROLEX |  | ER180L | 72000150 | 3000103878 | 2009-01-01 | 0 |  | 0 |  | Yes |  |  |  | Raipur |  | Ankit Bhadwas | Kharora | CHC
1075 | Injection Room | suction machine | 1 | SHIVA |  | NA | NA | 3000103879 | 2012-09-28 | 0 |  | 0 |  | Yes |  |  |  | Raipur |  | Ankit Bhadwas | Kharora | CHC
1076 | Injection Room | Nebulizer | 1 | READY |  | NA | 71251 | 3000103880 | NA | 0 |  | 0 |  | Yes |  |  |  | Raipur |  | Ankit Bhadwas | Kharora | CHC
1077 | radiology | x-Ray 300MA | 1 | EPSILON |  | 100D | 222 | 3000103881 | NA | 0 |  | 0 |  | Yes |  |  |  | Raipur |  | Ankit Bhadwas | Kharora | CHC
1078 | Labour Room | sterilizer | 1 | Local |  | NA | NA | 3000103882 | 2012-08-21 | 0 |  | 0 |  | Yes |  |  |  | Raipur |  | Ankit Bhadwas | Kharora | CHC
1079 | Labour Room | Baby Weight Machine | 1 | RAMON SURGICAL CO. |  | CROUN | NA | 3000103883 | NA | 0 |  | 0 |  | Yes |  |  |  | Raipur |  | Ankit Bhadwas | Kharora | CHC
1080 | Labour Room | suction machine | 1 | NA |  | 7B | 100 | 3000103884 | NA | 0 |  | 0 |  | Yes |  |  |  | Raipur |  | Ankit Bhadwas | Kharora | CHC
1081 | Labour Room | Baby Warmer | 1 | SUNGIT AID PHARMA |  | NA | NA | 3000103885 | 2009-01-01 | 0 |  | 0 |  | Yes |  |  |  | Raipur |  | Ankit Bhadwas | Kharora | CHC
1082 | Labour Room | Needle Cutter | 1 | MICRO SIL |  | ND-350 | NA | 3000103886 | 2012-03-23 | 0 |  | 0 |  | Yes |  |  |  | Raipur |  | Ankit Bhadwas | Kharora | CHC
1083 | Labour Room | Baby Weight Machine | 1 | KIDLEE |  | NA | NA | 3000103887 | NA | 0 |  | 0 |  | Yes |  |  |  | Raipur |  | Ankit Bhadwas | Kharora | CHC
1084 | Labour Room | Fetal Doppler | 1 | GULTRON ELECTRMICS |  | 9FM-4 | 20134A029 | 3000103888 | NA | 0 |  | 0 |  | Yes |  |  |  | Raipur |  | Ankit Bhadwas | Kharora | CHC
1085 | Labour Room | Blood Pressure Monitor | 1 | medi care |  | NA | 313T0119 | 3000103889 | NA | 0 |  | 0 |  | Yes |  |  |  | Raipur |  | Ankit Bhadwas | Kharora | CHC
1086 | Labour Room | spotlight | 1 | Local |  | NA | NA | 3000103902 | NA | 0 |  | 0 |  | Yes |  |  |  | Raipur |  | Ankit Bhadwas | Kharora | CHC
1087 | OT | Autoclave | 1 | Local |  | NA | NA | 3000103900 | NA | 0 |  | 0 |  | Yes |  |  |  | Raipur |  | Ankit Bhadwas | Kharora | CHC
1088 | OT | Autoclave | 1 | Local |  | NA | NA | 3000103901 | NA | 0 |  | 0 |  | Yes |  |  |  | Raipur |  | Ankit Bhadwas | Kharora | CHC
1089 | Store | sterilizer | 1 | Local |  | NA | NA | 3000103890 | 2012-09-20 | 0 |  | 0 |  | Yes |  |  |  | Raipur |  | Ankit Bhadwas | Kharora | CHC
1090 | Store | sterilizer | 1 | Local |  | NA | NA | 3000103891 | 2012-09-20 | 0 |  | 0 |  | Yes |  |  |  | Raipur |  | Ankit Bhadwas | Kharora | CHC
1091 | Store | sterilizer | 1 | Local |  | NA | NA | 3000103892 | 2012-09-20 | 0 |  | 0 |  | Yes |  |  |  | Raipur |  | Ankit Bhadwas | Kharora | CHC
1092 | Store | sterilizer | 1 | Local |  | NA | NA | 3000103893 | 2012-09-20 | 0 |  | 0 |  | Yes |  |  |  | Raipur |  | Ankit Bhadwas | Kharora | CHC
1093 | Store | sterilizer | 1 | Local |  | NA | NA | 3000103894 | 2012-09-20 | 0 |  | 0 |  | Yes |  |  |  | Raipur |  | Ankit Bhadwas | Kharora | CHC
1094 | Store | sterilizer | 1 | Local |  | NA | NA | 3000103895 | 2012-09-20 | 0 |  | 0 |  | Yes |  |  |  | Raipur |  | Ankit Bhadwas | Kharora | CHC
1095 | Store | sterilizer | 1 | Local |  | NA | NA | 3000103896 | 2012-09-20 | 0 |  | 0 |  | Yes |  |  |  | Raipur |  | Ankit Bhadwas | Kharora | CHC
1096 | Store | sterilizer | 1 | Local |  | NA | NA | 3000103897 | 2012-09-20 | 0 |  | 0 |  | Yes |  |  |  | Raipur |  | Ankit Bhadwas | Kharora | CHC
1097 | Store | sterilizer | 1 | Local |  | NA | NA | 3000103898 | 2012-09-20 | 0 |  | 0 |  | Yes |  |  |  | Raipur |  | Ankit Bhadwas | Kharora | CHC
1098 | Store | sterilizer | 1 | Local |  | NA | NA | 3000103899 | 2012-09-20 | 0 |  | 0 |  | Yes |  |  |  | Raipur |  | Ankit Bhadwas | Kharora | CHC
1099 | OPD | Blood Pressure Monitor | 1 | LIFE LINE |  | Extra Care | NA | 3000104010 | 2013 | 0 |  | 0 |  | Yes |  |  |  | Raipur |  | Babu Lal Satnami | Bhansoj | PHC
1100 | OPD | Refrigerator | 1 | VEDIO CON |  | Ecocool | 12100926015610100 | 3000104011 | 2012 | 0 |  | 0 |  | Yes |  |  |  | Raipur |  | Babu Lal Satnami | Bhansoj | PHC
1101 | Labour Room | Nebulizer | 1 | NA |  | Redy masti | 127760 | 3000104012 | 2009 | 0 |  | 0 |  | Yes |  |  |  | Raipur |  | Babu Lal Satnami | Bhansoj | PHC
1102 | Labour Room | Baby Weight Machine | 1 | Misaki |  | NA | NA | 3000104013 | 2009 | 0 |  | 0 |  | Yes |  |  |  | Raipur |  | Babu Lal Satnami | Bhansoj | PHC
1103 | Labour Room | Labour Table | 1 | Local |  | NA | NA | 3000104014 | 2014 | 0 |  | 0 |  | Yes |  |  |  | Raipur |  | Babu Lal Satnami | Bhansoj | PHC
1104 | Labour Room | suction machine | 1 | Local |  | NA | NA | 3000104015 | 2009 | 0 |  | 0 |  | Yes |  |  |  | Raipur |  | Babu Lal Satnami | Bhansoj | PHC
1105 | Labour Room | Autoclave | 1 | NA |  | SUPREAMNA | NA | 3000104016 | 2010 | 0 |  | 0 |  | Yes |  |  |  | Raipur |  | Babu Lal Satnami | Bhansoj | PHC
1106 | Labour Room | needle destroyer | 1 | MICRO SIL |  | ND-360 | 8535/03 | 3000104017 | 2012 | 0 |  | 0 |  | Yes |  |  |  | Raipur |  | Babu Lal Satnami | Bhansoj | PHC
1107 | Labour Room | sterilizer | 1 | Local |  | NA | NA | 3000104018 | 2009 | 0 |  | 0 |  | Yes |  |  |  | Raipur |  | Babu Lal Satnami | Bhansoj | PHC
1108 | Store | Baby Weight Machine | 1 | Docbel brawn |  | BROWN | NA | 3000104019 | 2009 | 0 |  | 0 |  | No |  |  |  | Raipur |  | Babu Lal Satnami | Bhansoj | PHC
1109 | Store | sterilizer | 1 | NA |  | NA | NA | 3000104020 | 2009 | 0 |  | 0 |  | No |  |  |  | Raipur |  | Babu Lal Satnami | Bhansoj | PHC
1110 | Injection Room | Blood Pressure Monitor | 1 | Diamond |  | REGULAR | 25908 | 3000104021 | 2011 | 0 |  | 0 |  | Yes |  |  |  | Raipur |  | Babu Lal Satnami | Bhansoj | PHC
1111 | Injection Room | Glucometer | 1 | Rochi dig |  | ACCUCHECK | 55308370424 | 3000104022 | 2013 | 0 |  | 0 |  | Yes |  |  |  | Raipur |  | Babu Lal Satnami | Bhansoj | PHC
1112 | Injection Room | Weight Machine | 1 | BHASSEN HEALTH PRODUCT LTD. |  | NA | NA | 3000104023 | 2013 | 0 |  | 0 |  | Yes |  |  |  | Raipur |  | Babu Lal Satnami | Bhansoj | PHC
1113 | Injection Room | Needle Cutter | 1 | SARATECH |  | 100VA/60VA | NA | 3000103903 | NA | 0 |  | 0 |  | Yes |  |  |  | Raipur |  | Ankit Bhadwas | Tilda | CHC
1114 | Pathology | Centrifuge Machine | 1 | NA |  | NA | NA | 3000103904 | NA |  |  |  |  | Yes |  |  |  | Raipur |  | Ankit Bhadwas | Tilda | CHC
1115 | Pathology | Microscope (monocular) | 1 | RADICAL |  | 35315 | NA | 3000103905 | NA |  |  |  |  | Yes |  |  |  | Raipur |  | Ankit Bhadwas | Tilda | CHC
1116 | Pathology | binoculars microscope | 1 | LABMED |  | NA | 2001218 | 3000103906 | NA |  |  |  |  | Yes |  |  |  | Raipur |  | Ankit Bhadwas | Tilda | CHC
1117 | Pathology | Glucometer | 1 | Rochi dig |  | ACCUCHECK | 55308382796 | 3000103907 | NA |  |  |  |  | Yes |  |  |  | Raipur |  | Ankit Bhadwas | Tilda | CHC
1118 | Pathology | urine analyzer | 1 | NA |  | NA | N130082796 | 3000103908 | NA |  |  |  |  | Yes |  |  |  | Raipur |  | Ankit Bhadwas | Tilda | CHC
1119 | Pathology | colorimeter | 1 | Beacon Diagnostic |  | NA | 20350 | 3000103909 | NA |  |  |  |  | Yes |  |  | 2 | Raipur |  | Ankit Bhadwas | Tilda | CHC
1120 | pharmeasy | Refrigerator | 1 | Samsung |  | NA | NA | 3000103910 | NA |  |  |  |  | Yes |  |  |  | Raipur |  | Ankit Bhadwas | Tilda | CHC
1121 | Labour Room | Refrigerator | 1 | LG |  | GL-205KL5 | 203SRNQ001703 | 3000103911 | NA |  |  |  |  | Yes |  |  |  | Raipur |  | Ankit Bhadwas | Tilda | CHC
1122 | Labour Room | Needle Cutter | 1 | SARATECH |  | 100VA/60VA | NA | 3000103912 | NA |  |  |  |  | Yes |  |  |  | Raipur |  | Ankit Bhadwas | Tilda | CHC
1123 | Labour Room | Fetal Doppler | 1 | hemodiaz |  | HD SONOLIREC | FE1302200016 | 3000103913 | NA |  |  |  |  | Yes |  |  |  | Raipur |  | Ankit Bhadwas | Tilda | CHC
1124 | Labour Room | Blood Pressure Monitor | 1 | Diamond |  | REGULAR | 13874 | 3000103914 | NA |  |  |  |  | Yes |  |  |  | Raipur |  | Ankit Bhadwas | Tilda | CHC
1125 | Labour Room | Blood Pressure Monitor | 1 | Diamond |  | REGULAR | 18861 | 3000103915 | NA |  |  |  |  | Yes |  |  |  | Raipur |  | Ankit Bhadwas | Tilda | CHC
1126 | Labour Room | Baby Warmer | 1 | PHOEMIX |  | OGW100 | 6412 | 3000103916 | NA |  |  |  |  | Yes |  |  |  | Raipur |  | Ankit Bhadwas | Tilda | CHC
1127 | Labour Room | Baby Weight Machine | 1 | ESSAE TERA KODALTA |  | BS-250 | 25014131795 | 3000103917 | NA |  |  |  |  | Yes |  |  |  | Raipur |  | Ankit Bhadwas | Tilda | CHC
1128 | Labour Room | Baby Weight Machine | 1 | ESSAE TERA KODALTA |  | PS-250 | 25014131748 | 3000103918 | NA |  |  |  |  | Yes |  |  |  | Raipur |  | Ankit Bhadwas | Tilda | CHC
1129 | Labour Room | spotlight | 1 | Local |  | NA | NA | 3000103919 | NA |  |  |  |  | Yes |  |  |  | Raipur |  | Ankit Bhadwas | Tilda | CHC
1130 | Labour Room | sterilizer | 1 | ATLAS |  | NA | NA | 3000103920 | NA |  |  |  |  | Yes |  |  |  | Raipur |  | Ankit Bhadwas | Tilda | CHC
1131 | Labour Room | Nebulizer | 1 | Medil |  | NA | 158746 | 3000103921 | NA |  |  |  |  | Yes |  |  |  | Raipur |  | Ankit Bhadwas | Tilda | CHC
1132 | Labour Room | suction machine | 1 |  |  | 7B | 43 | 3000103922 | NA |  |  |  |  | Yes |  |  |  | Raipur |  | Ankit Bhadwas | Tilda | CHC
1133 | Blood Bank | blood bank refrigerator | 1 | Yarle Sciertilic |  | NA | 08E0409 | 3000103923 | NA |  |  |  |  | Yes |  |  |  | Raipur |  | Ankit Bhadwas | Tilda | CHC
1134 | OT | OT Light | 1 | Philips |  | PHILINUXM70 | NA | 3000103924 | NA |  |  |  |  | Yes |  |  |  | Raipur |  | Ankit Bhadwas | Tilda | CHC
1135 | OT | suction machine | 1 | SHIVA |  | NA | NA | 3000103926 | NA |  |  |  |  | Yes |  |  |  | Raipur |  | Ankit Bhadwas | Tilda | CHC
1136 | OT | anaesthesia workstation | 1 | medi care |  | NA | NA | 3000103927 | NA |  |  |  |  | Yes |  |  |  | Raipur |  | Ankit Bhadwas | Tilda | CHC
1137 | OT | patient monitor | 1 | Philips |  | INTELLIMP30 | NA | 3000103928 | NA |  |  |  |  | Yes |  |  |  | Raipur |  | Ankit Bhadwas | Tilda | CHC
1138 | OT | double pedal footswitch | 1 | johnson & johnson |  | NA | NA | 3000103929 | NA |  |  |  |  | Yes |  |  |  | Raipur |  | Ankit Bhadwas | Tilda | CHC
1139 | OT | double pedal footswitch | 1 | johnson & johnson |  | NA | NA | 3000103930 | NA |  |  |  |  | Yes |  |  |  | Raipur |  | Ankit Bhadwas | Tilda | CHC
1140 | OT | coutory machin | 1 |  |  | NA | E0470171 | 3000103931 | NA |  |  |  |  | Yes |  |  |  | Raipur |  | Ankit Bhadwas | Tilda | CHC
1141 | OT | Defibrilater | 1 | Philips |  | HEART HEAT XL | NA | 3000103932 | NA |  |  |  |  | Yes |  |  |  | Raipur |  | Ankit Bhadwas | Tilda | CHC
1142 | OT | Baby Weight Machine | 1 | Dr. Reddy |  | NA | NA | 3000103933 | NA |  |  |  |  | Yes |  |  |  | Raipur |  | Ankit Bhadwas | Tilda | CHC
1143 | OT | OT Table (Hydrolice) | 1 |  |  | NA | NA | 3000103934 | NA |  |  |  |  | Yes |  |  |  | Raipur |  | Ankit Bhadwas | Tilda | CHC
1144 | OT | AIR sterilizer | 1 | INETIAL ELECTROMEDICAL SYS |  | TROPOJ | NA | 3000103935 | NA |  |  |  |  | Yes |  |  |  | Raipur |  | Ankit Bhadwas | Tilda | CHC
1145 | OT | Autoclave | 1 |  |  |  |  | 3000103936 | NA |  |  |  |  | Yes |  |  |  | Raipur |  | Ankit Bhadwas | Tilda | CHC
1146 | OT | sterilizer | 1 |  |  |  |  | 3000103937 | NA |  |  |  |  | Yes |  |  |  | Raipur |  | Ankit Bhadwas | Tilda | CHC
1147 | OT | Autoclave | 1 |  |  |  |  | 3000103938 | NA |  |  |  |  | Yes |  |  |  | Raipur |  | Ankit Bhadwas | Tilda | CHC
1148 | OT | sterilizer | 1 | ATLAS |  | NA | NA | 3000103939 | NA |  |  |  |  | Yes |  |  |  | Raipur |  | Ankit Bhadwas | Tilda | CHC
1149 | OT | Fumication Machin | 1 | Local |  | NA | NA | 3000103940 | NA |  |  |  |  | Yes |  |  |  | Raipur |  | Ankit Bhadwas | Tilda | CHC
1150 | radiology | X-Ray (60 MA) | 1 | Siemers |  | Simox Plus | 3292 | 3000103941 | NA |  |  |  |  | Yes |  |  | 1 | Raipur |  | Ankit Bhadwas | Tilda | CHC
1151 | radiology | X-Ray (300 MA) | 1 | G-Elpro |  |  |  | 3000103942 | NA |  |  |  |  | Yes |  |  |  | Raipur |  | Ankit Bhadwas | Tilda | CHC
1152 | Store | sterilizer | 1 | Local |  |  |  | 3000103943 | NA |  |  |  |  | Yes |  |  |  | Raipur |  | Ankit Bhadwas | Tilda | CHC
1153 | Store | Weight Machine | 1 | Local |  |  |  | 3000103944 | NA |  |  |  |  | Yes |  |  |  | Raipur |  | Ankit Bhadwas | Tilda | CHC
1154 | Store | Autoclave | 1 | Local |  |  |  | 3000103945 | NA |  |  |  |  | Yes |  |  |  | Raipur |  | Ankit Bhadwas | Tilda | CHC
1155 | Store | sterilizer | 1 | ATLAS |  |  |  | 3000103946 | NA |  |  |  |  | Yes |  |  |  | Raipur |  | Ankit Bhadwas | Tilda | CHC
1156 | Store | cautery | 1 | Medi telc Lorp |  | meditelc esu-400 |  | 3000103947 | NA |  |  |  |  | Yes |  |  |  | Raipur |  | Ankit Bhadwas | Tilda | CHC
1157 | Store | Weight Machine | 1 | Venus |  | BS-97001 |  | 3000103948 | NA |  |  |  |  | Yes |  |  |  | Raipur |  | Ankit Bhadwas | Tilda | CHC
1158 | OPD | Blood Pressure Monitor | 1 | LIFE LINE |  | Beta | 4052 | 3000104024 |  | 0 |  | 0 |  | Yes |  |  | 1 | Raipur | 2015-07-22 | Babu Lal Satnami | Pharfaud | PHC
1159 | OPD | Blood Pressure Monitor | 1 | Supreom Surgico |  | Premier | 98135913 | 3000104025 |  | 0 |  | 0 |  | Yes |  |  |  | Raipur | 2015-07-22 | Babu Lal Satnami | Pharfaud | PHC
1160 | Injection Room | Needle Cutter | 1 | SARATECH |  | SIR | NA | 3000104026 |  | 0 |  | 0 |  | Yes |  |  |  | Raipur | 2015-07-22 | Babu Lal Satnami | Pharfaud | PHC
1161 | Injection Room | Nebulizer | 1 | Nulife Medical |  | Handyveb | NGM374261 | 3000104027 | 2015 | 0 |  | 0 |  | Yes |  |  |  | Raipur | 2015-07-22 | Babu Lal Satnami | Pharfaud | PHC
1162 | Injection Room | Weight Machine | 1 | Nova |  | BS-1107 | NA | 3000104028 |  | 0 |  | 0 |  | Yes |  |  |  | Raipur | 2015-07-22 | Babu Lal Satnami | Pharfaud | PHC
1163 | Labour Room | Baby Weight Machine | 1 | RAMAN SURGICAL |  | CROWN | NA | 3000104029 |  | 0 |  | 0 |  | Yes |  |  |  | Raipur | 2015-07-22 | Babu Lal Satnami | Pharfaud | PHC
1164 | Labour Room | sterilizer | 1 | ATLAS |  | NA | 09F9558 | 3000104030 |  | 0 |  | 0 |  | Yes |  |  |  | Raipur | 2015-07-22 | Babu Lal Satnami | Pharfaud | PHC
1165 | Labour Room | Fetal Doppler | 1 | NA |  | MCP | NA | 3000104031 |  | 0 |  | 0 |  | Yes |  |  |  | Raipur | 2015-07-22 | Babu Lal Satnami | Pharfaud | PHC
1166 | Labour Room | Glucometer | 1 | Rochi dig |  | ACCUCHECK | NA | 3000104032 |  | 0 |  | 0 |  | No |  |  |  | Raipur | 2015-07-22 | Babu Lal Satnami | Pharfaud | PHC
1167 | Labour Room | Labour Table | 1 | Local |  | NA | NA | 3000104033 |  | 0 |  | 0 |  | Yes |  |  |  | Raipur | 2015-07-22 | Babu Lal Satnami | Pharfaud | PHC
1168 | Store | Refrigerator | 1 | LG |  | GL/195NM5 | 006NLYX088602 | 3000104034 | 2010-01-24 | 0 |  | 0 |  | Yes |  |  |  | Raipur | 2015-07-22 | Babu Lal Satnami | Pharfaud | PHC
1169 | Injection Room | Needle Cutter | 1 | SARATECH |  | SIR | NA | 3000104035 | 2006 | 0 |  | 0 |  | Yes |  |  |  | Raipur | 2015-07-22 | Babu Lal Satnami | Kurud Kutela | PHC
1170 | Injection Room | Nebulizer | 1 | Philips |  | FAMILY | 396254 | 3000104036 | 2013 | 0 |  | 0 |  | Yes |  |  |  | Raipur | 2015-07-22 | Babu Lal Satnami | Kurud Kutela | PHC
1171 | Pathology | centrifuge Machine | 1 | SWASTIKA Bio |  | ACPINE | NA | 3000104037 | 2013 | 0 |  | 0 |  | Yes |  |  |  | Raipur | 2015-07-22 | Babu Lal Satnami | Kurud Kutela | PHC
1172 | OPD | Weight Machine | 1 |  |  | Venus | NA | 3000104038 | 2013 | 0 |  | 0 |  | Yes |  |  |  | Raipur | 2015-07-22 | Babu Lal Satnami | Kurud Kutela | PHC
1173 | OPD | Blood Pressure Monitor | 1 | Diamond |  | DELUX | 238251 | 3000104039 | 2013 | 0 |  | 0 |  | Yes |  |  |  | Raipur | 2015-07-22 | Babu Lal Satnami | Kurud Kutela | PHC
1174 | OPD | Refrigerator | 1 | LG |  | GL-185 | 007NLBU065709 | 3000104040 | 2011 | 0 |  | 0 |  | Yes |  |  |  | Raipur | 2015-07-22 | Babu Lal Satnami | Kurud Kutela | PHC
1175 | Labour Room | Baby Weight Machine | 1 | EASSAE TERONAOR LTD. |  | BS-250 | 2501413-687 | 3000104041 | 2010 | 0 |  | 0 |  | Yes |  |  |  | Raipur | 2015-07-22 | Babu Lal Satnami | Kurud Kutela | PHC
1176 | Labour Room | Blood Pressure Monitor | 1 | MISAWA MEDICAL SUPPLIES |  | BP360A | W140603 | 3000104042 | 2015-04-01 | 1 | 2016-04-01 | 0 |  | Yes |  |  |  | Raipur | 2015-07-22 | Babu Lal Satnami | Kurud Kutela | PHC
1177 | Labour Room | Fetal Doppler | 1 | VCOMIN TEC. |  | VCOMINFD-200D | FD2D140913417 | 3000104043 | 2015-04-01 | 1 | 2016-04-01 | 0 |  | Yes |  |  |  | Raipur | 2015-07-22 | Babu Lal Satnami | Kurud Kutela | PHC
1178 | Labour Room | sterilizer | 1 | ATLAS |  | NA | 09F9630 | 3000104044 | 2006 | 0 |  | 0 |  | Yes |  |  |  | Raipur | 2015-07-22 | Babu Lal Satnami | Kurud Kutela | PHC
1179 | OPD | Blood Pressure Monitor | 1 | Smart Care |  | SCH-108 | NA | 3000104046 |  | 0 |  | 0 |  | Yes |  |  |  | Raipur | 2015-07-23 | Babu Lal Satnami | Devpuri | PHC
1180 | OPD | Weight Machine | 1 | Venus |  | NA | NA | 3000104047 |  | 0 |  | 0 |  | Yes |  |  |  | Raipur | 2015-07-23 | Babu Lal Satnami | Devpuri | PHC
1181 | OPD | Glucometer | 1 | Rochi dig |  | ACCUCHECK | 5531016-9984 | 3000104048 |  | 0 |  | 0 |  | Yes |  |  |  | Raipur | 2015-07-23 | Babu Lal Satnami | Devpuri | PHC
1182 | OPD | Glucometer | 1 | Rochi dig |  | ACCUCHECK | 55330169093 | 3000104049 | 2014-09-01 | 2015-09-01 |  | 0 |  | Yes |  |  |  | Raipur | 2015-07-23 | Babu Lal Satnami | Devpuri | PHC
1183 | OPD | Blood Pressure Monitor | 1 | Smart Care |  | SCH108 | NA | 3000104050 | 2014-05-01 | 0 |  | 0 |  | Yes |  |  |  | Raipur | 2015-07-23 | Babu Lal Satnami | Devpuri | PHC
1184 | OPD | Weight Machine | 1 | Dr. beli Romo |  | KRUPS | NA | 3000104051 | 2014-05-01 | 0 |  | 0 |  | Yes |  |  |  | Raipur | 2015-07-23 | Babu Lal Satnami | Devpuri | PHC
1185 | OPD | Weight Machine | 1 | Dr. beli Romo |  | KRUPS | NA | 3000104052 | 2013 | 0 |  | 0 |  | Yes |  |  |  | Raipur | 2015-07-23 | Babu Lal Satnami | Devpuri | PHC
1186 | OPD | Baby Weight Machine | 1 | Docbel brawn |  | BROWN | NA | 3000104053 | 2015-04-01 | 0 |  | 0 |  | Yes |  |  |  | Raipur | 2015-07-23 | Babu Lal Satnami | Devpuri | PHC
1187 | Labour Room | Fetal Doppler | 1 | VCOMIN TEC. |  | FD200D | FD2D140405474 | 3000104054 | 2015-03-01 | 2016-03-01 |  |  |  | Yes |  |  |  | Raipur | 2015-07-23 | Babu Lal Satnami | Devpuri | PHC
1188 | Labour Room | Fetal Doppler | 1 | Gattron Gleetro |  | GFM-2 | 2012B-A052 | 3000104055 | 2000 | 0 |  |  |  | Yes |  |  |  | Raipur | 2015-07-23 | Babu Lal Satnami | Devpuri | PHC
1189 | Labour Room | Nebulizer | 1 | INETIAL ELECTROMEDICAL SYS |  | ICR070 | 2014010 | 3000104056 | 2014-04-01 | 0 |  |  |  | Yes |  |  |  | Raipur | 2015-07-23 | Babu Lal Satnami | Devpuri | PHC
1190 | Labour Room | Baby Weight Machine | 1 | Docbel brawn |  | BRAUN | NA | 3000104057 |  | 0 |  |  |  | Yes |  |  |  | Raipur | 2015-07-23 | Babu Lal Satnami | Devpuri | PHC
1191 | Labour Room | suction machine | 1 | SHIVA |  | NA | NA | 3000104058 | 2015-06-01 | 2016-02-01 |  |  |  | Yes |  |  |  | Raipur | 2015-07-23 | Babu Lal Satnami | Devpuri | PHC
1192 | Labour Room | sterilizer | 1 | ATLAS |  | NA | 09F9612 | 3000104059 | NA | 0 |  | 0 |  | Yes |  |  |  | Raipur | 2015-07-23 | Babu Lal Satnami | Devpuri | PHC
1193 | Labour Room | Autoclave | 1 | NA |  | NA | NA | 3000104060 | NA | 0 |  | 0 |  | No |  |  |  | Raipur | 2015-07-23 | Babu Lal Satnami | Devpuri | PHC
1194 | OPD | Blood Pressure Monitor | 1 | medi care |  | MCP | 1340118 | 3000104061 | NA | 0 |  | 0 |  | Yes |  |  |  | Raipur | 2015-07-23 | Babu Lal Satnami | Devpuri | PHC
1195 | Injection Room | needle destroyer | 1 | MICRO SIL |  | IND-360 | 9806/03 | 3000104062 | NA | 0 |  | 0 |  | Yes |  |  |  | Raipur | 2015-07-23 | Babu Lal Satnami | Devpuri | PHC
1196 | Pathology | centrifuge Machine | 1 | REMI |  | C854/6 | CHCL-5395 | 3000104063 | 2014-07-01 | 2015-07-01 |  | 0 |  | Yes |  |  |  | Raipur | 2015-07-23 | Babu Lal Satnami | Devpuri | PHC
1197 | Pathology | Refrigerator | 1 | LG |  | GL-185RP4/2014 | 412NRER066588 | 3000104064 | 2014-09-01 | 2015-09-01 |  | 0 |  | Yes |  |  |  | Raipur | 2015-07-23 | Babu Lal Satnami | Devpuri | PHC
1198 | Pathology | Glucometer | 1 | Rochi dig |  | ACCUCHECK | 5531017232 | 3000104065 | 2014-09-01 | 2015-09-01 |  | 0 |  | Yes |  |  |  | Raipur | 2015-07-23 | Babu Lal Satnami | Devpuri | PHC
1199 | Pathology | binoculars microscope | 1 | Redical |  | RMH4B | 35885 | 3000104066 | 2010 | 0 |  | 0 |  | Yes |  |  |  | Raipur | 2015-07-23 | Babu Lal Satnami | Devpuri | PHC
1200 | Pathology | binoculars microscope | 1 | Redical |  | RXL4B | B-8203 | 3000104067 | 2015-06-30 | 2016-06-30 |  | 0 |  | Yes |  |  |  | Raipur | 2015-07-23 | Babu Lal Satnami | Devpuri | PHC
1201 | Pathology | binoculars microscope | 1 | OLYMPUS |  | MAGNUSMLXB | 518524 | 3000104068 | 2015-01-01 | 0 |  | 0 |  | Yes |  |  |  | Raipur | 2015-07-23 | Babu Lal Satnami | Devpuri | PHC
1202 |  | Blood Pressure Monitor | 1 | Supreom Surgico |  | HANT CARE | 98122157 | 3000103807 | 2008-10-18 | 0 |  | 0 |  | Yes |  |  |  | Raipur |  | Ankit Bhadwas | Dandekala | PHC
1203 |  | Glucometer | 1 | Rochi dig |  | ACCUCHECK | 55310167134 | 3000103808 | 2006-06-13 | 0 |  | 0 |  | Yes |  |  |  | Raipur |  | Ankit Bhadwas | Dandekala | PHC
1204 |  | suction machine | 1 | Dynamic |  | M-9 | NA | 3000103809 | NA | 0 |  | 0 |  | Yes |  |  |  | Raipur |  | Ankit Bhadwas | Dandekala | PHC
1205 |  | Needle Cutter | 1 | MICRO SIL |  | ND-350 | NA | 3000103810 | NA | 0 |  | 0 |  | Yes |  |  |  | Raipur |  | Ankit Bhadwas | Dandekala | PHC
1206 |  | Baby Warmer | 1 | infarmy |  | NA | NA | 3000103811 | NA | 0 |  | 0 |  | Yes |  |  |  | Raipur |  | Ankit Bhadwas | Dandekala | PHC
1207 |  | Baby Weight Machine | 1 | Docbel brawn |  | NA | NA | 3000103812 | NA |  |  |  |  | Yes |  |  |  | Raipur |  | Ankit Bhadwas | Dandekala | PHC
1208 |  | Needle Cutter | 1 | SARATECH |  | NA | NA | 3000103813 | NA |  |  |  |  | Yes |  |  |  | Raipur |  | Ankit Bhadwas | Dandekala | PHC
1209 |  | sterilizer | 1 | Local |  | NA | NA | 3000103814 | NA |  |  |  |  | No |  |  |  | Raipur |  | Ankit Bhadwas | Dandekala | PHC
1210 |  | Refrigerator | 1 | FLECTROLAX |  | FBP-163 | NA | 3000103815 | NA |  |  |  |  | Yes |  |  |  | Raipur |  | Ankit Bhadwas | Dandekala | PHC
1211 |  | Weight Machine | 1 | BHASSEN HEALTH PRODUCT LTD. |  | NA | NA | 3000103816 | 2008-07-01 |  |  |  |  | Yes |  |  |  | Raipur |  | Ankit Bhadwas | Dandekala | PHC
1212 |  | Weight Machine | 1 | ACTIFIT |  | NA | NA | 3000103817 | 2009-10-28 |  |  |  |  | Yes |  |  |  | Raipur |  | Ankit Bhadwas | Dandekala | PHC
1213 |  | Blood Pressure Monitor | 1 | MASTI |  | NA | 949 | 3000076787 | 2014-01-20 |  |  |  |  | Yes |  |  |  | Raipur | 2015-08-04 | Laxmi Badaik | Bhidhansabha | CIVIL DESPENSARY
1214 |  | Blood Pressure Monitor | 1 | medi care |  | MCP | 13H0112 | 3000076788 | 2014-01-20 |  |  |  |  | Yes |  |  |  | Raipur | 2015-08-04 | Laxmi Badaik | Bhidhansabha | CIVIL DESPENSARY
1215 |  | Blood Pressure Monitor | 1 | Supreom Surgico |  | GOLD | 98103695 | 3000076789 | 2002-08-23 |  |  |  |  | No |  |  |  | Raipur | 2015-08-04 | Laxmi Badaik | Bhidhansabha | CIVIL DESPENSARY
1216 |  | sterilizer | 1 | Local |  | NA | NA | 3000076790 | 2000-02-24 |  |  |  |  | Yes |  |  |  | Raipur | 2015-08-04 | Laxmi Badaik | Bhidhansabha | CIVIL DESPENSARY
1217 |  | Autoclave | 1 | NA |  | NA | NA | 3000076791 | 2001-03-01 |  |  |  |  | Yes |  |  |  | Raipur | 2015-08-04 | Laxmi Badaik | Bhidhansabha | CIVIL DESPENSARY
1218 |  | Glucometer | 1 | Rochi dig |  | ACCUCHECK | 55310168516 | 3000076792 | 2014-12-11 |  |  |  |  | Yes |  |  |  | Raipur | 2015-08-04 | Laxmi Badaik | Bhidhansabha | CIVIL DESPENSARY
1219 |  | binoculars microscope | 1 | FALCON |  | MR-10 | NA | 3000076793 | 2001-07-11 |  |  |  |  | Yes |  |  |  | Raipur | 2015-08-04 | Laxmi Badaik | Bhidhansabha | CIVIL DESPENSARY
1220 |  | suction machine | 1 | NA |  | NA | NA | 3000076794 | 2001-07-11 |  |  |  |  | Yes |  |  |  | Raipur | 2015-08-04 | Laxmi Badaik | Bhidhansabha | CIVIL DESPENSARY
1221 |  | defibrillator | 1 | BPL |  | DEF2509 | NA | 3000076795 | 2004-01-27 |  |  |  |  | No |  |  |  | Raipur | 2015-08-04 | Laxmi Badaik | Bhidhansabha | CIVIL DESPENSARY
1222 |  | Weight Machine | 1 | Smart Care |  |  |  | 3000076796 | 2001-07-11 |  |  |  |  | Yes |  |  |  | Raipur | 2015-08-04 | Laxmi Badaik | Bhidhansabha | CIVIL DESPENSARY
1223 |  | Refrigerator | 1 | DAFW00 |  | DIR-220 | M01122EOI553 | 3000076797 | 2001 |  |  |  |  | Yes |  |  |  | Raipur | 2015-08-04 | Laxmi Badaik | Bhidhansabha | CIVIL DESPENSARY
1224 |  | Nebulizer | 1 | Local |  | AEOSEL | 360444 | 3000076798 | 2004-05-23 |  |  |  |  | Yes |  |  |  | Raipur | 2015-08-04 | Laxmi Badaik | Bhidhansabha | CIVIL DESPENSARY
1225 |  | needle destroyer | 1 | FIONEER |  | NA | NA | 3000076799 | 2005 |  |  |  |  | Yes |  |  |  | Raipur | 2015-08-04 | Laxmi Badaik | Bhidhansabha | CIVIL DESPENSARY
1226 |  | ECG MACHIN | 1 | BPL |  | NUTAN |  | 3000076800 | 2001 |  |  |  |  | Yes |  |  |  | Raipur | 2015-08-04 | Laxmi Badaik | Bhidhansabha | CIVIL DESPENSARY
1227 |  | PULse oximeter | 1 | Datex |  | NA | FBXGO 1143 | 3000076801 | 2003-09-11 |  |  |  |  | No |  |  |  | Raipur | 2015-08-04 | Laxmi Badaik | Bhidhansabha | CIVIL DESPENSARY
1228 |  | Weight Machine | 1 | RAMON SURGICAL CO. |  | CROWN | NA | 3000076802 | 2001-02-24 |  |  |  |  | No |  |  |  | Raipur | 2015-08-04 | Laxmi Badaik | Bhidhansabha | CIVIL DESPENSARY
1229 |  | Weight Machine | 1 | NA |  | NA | NA | 3000076803 | 2004-11-09 |  |  |  |  | Yes |  |  |  | Raipur | 2015-08-04 | Laxmi Badaik | Bhidhansabha | CIVIL DESPENSARY
1230 |  | apnea monitor | 1 | SURGI AID PHARMA |  | NA |  | 3000076804 | 2003-09-11 |  |  |  |  | No |  |  |  | Raipur | 2015-08-04 | Laxmi Badaik | Bhidhansabha | CIVIL DESPENSARY
1231 |  | Blood Pressure Monitor | 1 | medi care |  | MCD |  | 3000076805 | 2001-07-11 |  |  |  |  | Yes |  |  |  | Raipur | 2015-08-04 | Laxmi Badaik | Bhidhansabha | CIVIL DESPENSARY
1232 |  | Glucometer | 1 | LIFE SCAN |  | ONET OUEH SURE STEP | L5186RB00300 | 3000076806 | 2002-09-02 |  |  |  |  | No |  |  |  | Raipur | 2015-08-04 | Laxmi Badaik | Bhidhansabha | CIVIL DESPENSARY
1233 |  | Glucometer | 1 | Rochi dig |  | ACCUCHECK | 8-2115545700 | 3000076807 | 2003-12-31 |  |  |  |  | No |  |  |  | Raipur | 2015-08-04 | Laxmi Badaik | Bhidhansabha | CIVIL DESPENSARY
1234 |  | Glucometer | 1 | NA |  | GLUCARE | 260057001 | 3000076808 | 2004-02-01 |  |  |  |  | No |  |  |  | Raipur | 2015-08-04 | Laxmi Badaik | Bhidhansabha | CIVIL DESPENSARY
1235 |  | sterilizer | 1 | NA |  | NA | NA | 3000076809 | 2001-10-08 |  |  |  |  | No |  |  |  | Raipur | 2015-08-04 | Laxmi Badaik | Bhidhansabha | CIVIL DESPENSARY
1236 | Store | Nubulizer 1.5 Bar | 1 | Swan |  | 551025 | NA | 3000074009 | 2006 | 0 |  | 0 | NA | No |  |  |  | Raipur |  | Babulal | Rewa | PHC
1237 | Pathology | Urin Analizer | 1 | Uriplus | 2013-12-01 | uriplus200 | N130010041299 | 3000074154 | 2014 | 0 |  | 0 |  | yes |  | 0 | 3 | Raipur | 20/07/2015 | Babulal Satnami | Nawapara | CHC
1238 | Pathology | Syringe&needle distroyer | 1 | Saratech | SIR | NA | NA | 3000074155 |  | 0 |  | 0 |  | yes |  |  |  | Raipur | 20/07/2013 | Babulal Satnami | Nawapara | CHC
1239 | Pathology | Centrifuse Mashin 4chamber | 1 | Rana | NA | NA | NA | 3000074156 |  | 0 |  | 0 |  | yes |  |  |  | Raipur | 20/07/2013 | Babulal Satnami | Nawapara | CHC
1240 | Pathology | Centrifuse Mashin 4chamber | 1 | Rana | NA | NA | NA | 3000074157 |  | 0 |  | 0 |  | yes |  |  |  | Raipur | 20/07/2013 | Babulal Satnami | Nawapara | CHC
1241 | Pathology | Microscope Binoculars | 1 | olympus | NA | Magnus | 519572 | 3000074158 | 2002 | 0 |  | 0 |  | yes |  |  |  | Raipur | 20/07/2013 | Babulal Satnami | Nawapara | CHC
1242 | Pathology | Monocular Binoculars | 1 | NA | NA | NA | NA | 3000074159 | 1990 | 0 |  | 0 |  | yes |  |  |  | Raipur | 20/07/2013 | Babulal Satnami | Nawapara | CHC
1243 | OPD | Adult Weight Machin | 1 | krups |  |  |  | 3000074160 |  | 0 |  | 0 |  | yes |  |  |  | Raipur | 20/07/2013 | Babulal Satnami | Nawapara | CHC
1244 | Injection room | Glucometer | 1 | Roche |  | Accucheck Active | GN05855950 | 3000074161 |  | 0 |  | 0 |  | yes |  |  |  | Raipur | 20/07/2013 | Babulal Satnami | Nawapara | CHC
1245 | Injection room | Refrigerator | 1 | LG | 2013 | Gl225BMG5 | 309PRLW017976 | 3000074162 |  | 0 |  | 0 |  | yes |  |  |  | Raipur | 20/07/2013 | Babulal Satnami | Nawapara | CHC
1246 | Injection room | Stelizer 10 lts | 1 | local make | 2002 |  |  | 3000074163 | 2020 | 0 |  | 0 |  | yes |  |  |  | Raipur | 20/07/2013 | Babulal Satnami | Nawapara | CHC
1247 | Injection room | Stelizer 2 lts | 1 | local make | 2000 |  |  | 3000074164 | 0 | 0 |  | 0 |  | No |  |  |  | Raipur | 20/07/2013 | Babulal Satnami | Nawapara | CHC
1248 | Labour room | Baby Weight Machine electronic | 1 | sai kripa Enter | Essge | BS-25025014131801 |  | 3000074165 | 0 | 0 |  | 0 |  | yes |  |  |  | Raipur |  | Babulal Satnami | Nawapara | CHC
1249 | Labour room | Shadow less lamp | 1 | NA | NA | NA | NA | 3000074166 | 0 | 0 |  | 0 |  | yes |  |  |  | Raipur |  | Babulal Satnami | Nawapara | CHC
1250 | Labour room | Shadow less lamp | 1 | NA | NA | NA | NA | 3000074167 | 0 | 0 |  | 0 |  | No |  |  |  | Raipur |  | Babulal Satnami | Nawapara | CHC
1251 | Labour room | Autoclave Machin 100kg | 1 | Dynamic 30kg/cm | NA | NA | NA | 3000074168 | 0 | 0 |  | 0 |  | yes |  |  |  | Raipur |  | Babulal Satnami | Nawapara | CHC
1252 | OPD | BP Instrument(marcury standing) | 1 | Supreme Surgical | NA | NA | 98103675 | 3000074169 | 0 | 0 |  | 0 |  | yes |  |  |  | Raipur |  | Babulal Satnami | Nawapara | CHC
1253 | Store | Stelizer 4 lts | 1 | Local make | NA | NA | NA | 3000074116 | NA | 0 |  | 0 |  | No |  | 0 | 0 | Raipur | 16/7/15 | Babulal &Kamnesh | Boriya Kala | PHC
1254 | Store | Section Machin | 1 | Surgical Enterprises | 2014-12-01 | SE4000 | NA | 3000074117 | NA | 1 | 2016-07-01 | 0 |  | yes |  |  |  | Raipur | 16/7/15 | Babulal &Kamnesh | Boriya Kala | PHC
1255 | Store | Pulse Oximeter | 1 | Beijing Choice | 2014-10-01 | MD300C20-OTC | L4286108489 | 3000074118 | NA | 1 | 2014-01-10 | 0 |  | yes |  |  |  | Raipur | 16/7/15 | Babulal &Kamnesh | Boriya Kala | PHC
1256 | Store | Microscope | 1 | Radical | NA | RMH-43 | 35893 | 3000074130 | 2012-01-01 | 0 |  | 0 |  | yes |  |  |  | Raipur | 16/7/15 | Babulal &Kamnesh | Boriya Kala | PHC
1257 | Store | Sentrifuse Machine | 1 | Instrument & Corptn | NA | I.A.103 | 10598 | 3000074119 | 2010-01-01 | 0 |  | 0 |  | No |  |  |  | Raipur | 16/7/15 | Babulal &Kamnesh | Boriya Kala | PHC
1258 | Store | Compreseor with Nebulizer | 1 | Nulife Global Device P | 2015-01-01 | Handyneb | NGM 432342 | 3000074120 | NA | 1 | 2007-01-07 | 0 |  | yes |  |  |  | Raipur | 16/7/15 | Babulal &Kamnesh | Boriya Kala | PHC
1259 | Store | Stelizer | 1 | local make | NA | NA | NA | 3000074121 | NA | 0 | 0 | 0 |  | No |  |  |  | Raipur | 16/7/15 | Babulal &Kamnesh | Boriya Kala | PHC
1260 | Store | Weight Machine | 1 | krups | NA | NA | NA | 3000074122 | NA | 0 | 0 | 0 |  | No |  |  |  | Raipur | 16/7/15 | Babulal &Kamnesh | Boriya Kala | PHC
1261 | Store | Autoclave Machin | 1 | local make |  |  |  | 3000074123 | NA | 0 | 0 | 0 |  | No |  |  |  | Raipur | 16/7/15 | Babulal &Kamnesh | Boriya Kala | PHC
1262 | Store | B P Operetor Murcary | 1 | Suprem f Surgico | NA | CM/L-8282373 | 87101730 | 3000074124 | NA | 0 | 0 | 0 |  | Yes |  |  |  | Raipur | 16/7/15 | Babulal &Kamnesh | Boriya Kala | PHC
1263 | Labour room | Baby Scale Masmeehanical | 1 | Misakl | NA | NA | NA | 3000074125 | NA | 0 | 0 | 0 |  | yes |  |  |  | Raipur | 16/7/15 | Babulal &Kamnesh | Boriya Kala | PHC
1264 | Labour room | Labour Table | 1 | NA | NA | NA | NA | 3000074126 | 2012-01-01 | 0 | 0 | 0 |  | yes |  |  |  | Raipur | 16/7/15 | Babulal &Kamnesh | Boriya Kala | PHC
1265 | Labour room | Refrigerator | 1 | LG | 2011 | Gl245FEDG | 105PRDE008306 | 3000074127 | NA | 0 | 0 | 0 |  | No |  |  |  | Raipur | 16/7/15 | Babulal &Kamnesh | Boriya Kala | PHC
1266 | OPD | BP Instrument(marcury ) | 1 | Medicare | NA | CML8677709 | 1342540 | 3000074128 | NA | 0 | 0 | 0 |  | yes |  |  |  | Raipur | 16/7/15 | Babulal &Kamnesh | Boriya Kala | PHC
1267 | OPD | Glucometer | 1 | Rucia | NA | Accucheck Active | 55310169988 | 3000074129 | NA | 0 | 0 | 0 |  | yes |  |  |  | Raipur | 16/7/15 | Babulal &Kamnesh | Boriya Kala | PHC
1268 |  | Mercury type B.P. Instument | 1 | Supreme Surgico |  | Top | NA | 3000103201 | 2011-07-01 |  |  |  |  | yes |  |  |  | Raipur | 2015-08-03 | Ankit & Dipak | Civil Dispensri | PHC | MLA Rest House
1269 |  | Adult weight Machine | 1 | Dr. Diaz |  | NA | NA | 3000103202 | 2012-07-12 |  |  |  |  | No |  |  |  | Raipur | 2015-08-03 | Ankit & Dipak | Civil Dispensri | PHC | MLA Rest House
1270 |  | Mercury type B.P. Instument | 1 | Supreme Surgico |  | Top | NA | 3000103203 | 2015-07-01 |  |  |  |  | No |  |  |  | Raipur | 2015-08-03 | Ankit & Dipak | Civil Dispensri | PHC | MLA Rest House
1271 |  | Nebulizer | 1 |  |  | NA | NA | 3000103206 | NA |  |  |  |  | Yes |  |  |  | Raipur | 2015-08-03 | Ankit & Dipak | Civil Dispensri | PHC | MLA Rest House
1272 |  | Medium size autoclave | 1 |  |  | NA | NA | 3000103204 | 2014-01-22 |  |  |  |  | Yes |  |  |  | Raipur | 2015-08-03 | Ankit & Dipak | Civil Dispensri | PHC | MLA Rest House
1273 |  | Weight Machine (Analog) Adult | 1 | Raman Surgical | NA | Crown | NA | 3000103792 | 2004-12-01 | 0 | NA | 0 |  | Yes |  |  |  | Raipur |  | Ankit Bhardwaj & Laxmi | Dharsiva | CHC

## Durg (hidden)
S. No. | Department | Equipment Name | Qty. | Manufacturer | Year of Manufacturer | Model | Equipment S.No. | Barcode Sticker | Installation date (m-yy) | Under Warranty (Y=1/ N=0) | Warranty Upto (m-yy) | AMC / CMC (Y=1,N=0) | AMC/CMC upto (m/yy) | Working status |  | Medical (Radiologist/Pathologist etc) | Paramedical (LT/Radiographer/technician etc) | District | Date | Name of Consultant | Facility Name | Facility Type | Remark
1 | 2 | 3 | 4 | 5 | 6 | 7 | 8 | 9 | 10 | 11 | 12 | 13 | 14 | 15 | 16 | 17 | 18 | 19 | 20 | 21 | 22 | 23 | 24
1 | Injection Room | Autoclave | 1 | NA | NA | NA | NA | 3000101534 | 2.2011 | 0 |  | 0 |  | yes |  |  |  | Durg | 2015-03-08 | Ajeet Singh | Murmunda | PHC
2 | Injection Room | needle destroyer | 1 | microsil | NA | ND-350 | 2240 | 3000101535 | NA | 0 |  | 0 |  | yes |  |  |  | Durg | 2015-03-08 | Ajeet Singh | Murmunda | PHC
3 | Injection Room | steriliser | 1 | NA | NA | NA | NA | 3000101536 | 25.6.2001 | 0 |  | 0 |  | yes |  |  |  | Durg | 2015-03-08 | Ajeet Singh | Murmunda | PHC
4 | Injection Room | centrifuge | 1 | NA | NA | NA | NA | 3000101537 | 5.2012 | 0 |  | 0 |  | yes |  |  |  | Durg | 2015-03-08 | Ajeet Singh | Murmunda | PHC
5 | Injection Room | microscope | 1 | radical | NA | 2262 | 9474292 | 3000101538 | 6.2012 | 0 |  | 0 |  | yes |  |  |  | Durg | 2015-03-08 | Ajeet Singh | Murmunda | PHC
6 | pathology | Vision test machine | 1 | NA | NA | NA | NA | 3000101540 | NA | 0 |  | 0 |  | yes |  |  |  | Durg | 2015-03-08 | Ajeet Singh | Murmunda | PHC
7 | pathology | deep freezer | 1 | Vest frost Denmark | NA | NA | NA | 3000101541 | 2013-01-01 | 0 |  | 0 |  | yes |  |  |  | Durg | 2015-03-08 | Ajeet Singh | Murmunda | PHC
8 | pathology | ILR | 1 | Denmark | NA | NA | 50213175 | 3000101542 | 2013-01-01 | 0 |  | 0 |  | yes |  |  |  | Durg | 2015-03-08 | Ajeet Singh | Murmunda | PHC
9 | pathology | BP apparatus | 1 | Diamonds | NA | CM/L-0196043 | NA | 3000101543 | 2013-01-01 | 0 |  | 0 |  | yes |  |  |  | Durg | 2015-03-08 | Ajeet Singh | Murmunda | PHC
10 | pathology | refrigerator | 1 | LG | 2012 | GL-195RL4 | NA | 3000101544 | 2012-09-01 | 0 |  | 0 |  | yes |  |  |  | Durg | 2015-03-08 | Ajeet Singh | Murmunda | PHC
11 | Injection Room | glucometer | 1 | free style optimum | NA | NA | NA | 3000101545 | NA | 0 |  | 0 |  | yes |  |  |  | Durg | 2015-03-08 | Ajeet Singh | Murmunda | PHC
12 | Injection Room | glucometer | 1 | Palm | NA | NA | NA | 3000101546 | NA | 0 |  | 0 |  | yes |  |  |  | Durg | 2015-03-08 | Ajeet Singh | Murmunda | PHC
13 | Injection Room | nebuliser | 1 | Easy care | NA | AC230V | 20/44/3210002614 | 3000101547 | 2012-03-01 | 0 |  | 0 |  | NO |  |  |  | Durg | 2015-03-08 | Ajeet Singh | Murmunda | PHC
14 | Injection Room | suction machine | 1 | NA | NA | NA | NA | 3000101548 | 2012-08-01 | 0 |  | 0 |  | yes |  |  |  | Durg | 2015-03-08 | Ajeet Singh | Murmunda | PHC
15 | Injection Room | pulse oxymeter | 1 | Choice MMD | NA | MD300C20 | 1 42826105994 | 3000101549 | 2015-03-01 | 0 |  | 0 |  | yes |  |  |  | Durg | 2015-03-08 | Ajeet Singh | Murmunda | PHC
16 | Injection Room | suction machine | 1 | NA | NA | NA | 2209 | 3000101550 | 3/1015 | 0 |  | 0 |  | yes |  |  |  | Durg | 2015-03-08 | Ajeet Singh | Murmunda | PHC
17 | delivery room | BP apparatus | 1 | Elite | NA | CM/L0896172 | 9677 | 3000101551 | 2002-06-01 | 0 |  | 0 |  | yes |  |  |  | Durg | 2015-03-08 | Ajeet Singh | Murmunda | PHC
18 | delivery room | Baby weight machine | 1 | Ramon surgical | NA | ISO-9001 | NA | 3000101552 | NA | 0 |  | 0 |  | yes |  |  |  | Durg | 2015-03-08 | Ajeet Singh | Murmunda | PHC
19 | delivery room | Weight machine | 1 | Krups | NA | NA | NA | 3000101553 | NA | 0 |  | 0 |  | yes |  |  |  | Durg | 2015-03-08 | Ajeet Singh | Murmunda | PHC
20 | delivery room | nebuliser | 1 | NA | NA | NA | 462 | 3000101539 | 2015-03-01 | 0 |  | 0 |  | yes |  |  |  | Durg | 2015-03-08 | Ajeet Singh | Murmunda | PHC
21 | Doctor Room | Weight machine | 1 | Krups | NA | NA | NA | 3000101560 | 2013-03-01 | 0 |  | 0 |  | yes |  |  |  | Durg | 2015-03-08 | Ajeet Singh | Purena | PHC
22 | Doctor Room | needle destroyer | 1 | NA | NA | S1R | NA | 3000101559 | NA | 0 |  | 0 |  | yes |  |  |  | Durg | 2015-03-08 | Ajeet Singh | Purena | PHC
23 | Doctor Room | Baby weight machine | 1 | crown | NA | NA | NA | 3000101558 | 2015-01-01 | 0 |  | 0 |  | yes |  |  |  | Durg | 2015-03-08 | Ajeet Singh | Purena | PHC
24 | Doctor Room | needle destroyer | 1 | SAI+LIFE | NA | NA | NA | 3000101556 | NA | 0 |  | 0 |  | yes |  |  |  | Durg | 2015-03-08 | Ajeet Singh | Purena | PHC
25 | Doctor Room | Baby weight machine | 1 | Docbel | NA | NA | NA | 3000101557 | 2003-12-01 | 0 |  | 0 |  | yes |  |  |  | Durg | 2015-03-08 | Ajeet Singh | Purena | PHC
26 | Store ROOM | glucometer | 1 | one touch | NA | NA | SAFGGCLS | 3000101555 | NA | 0 |  | 0 |  | yes |  |  |  | Durg | 2015-03-08 | Ajeet Singh | Purena | PHC
27 | Store ROOM | BP apparatus | 1 | Diamonds | NA | CM/L96043 | NA | 3000098395 | 2015-03-01 | 0 |  | 0 |  | yes |  |  |  | Durg | 2015-03-08 | Ajeet Singh | Purena | PHC
28 | Store ROOM | steriliser | 1 | NA | NA | NA | NA | 3000098396 | 2009-09-01 | 0 |  | 0 |  | yes |  |  |  | Durg | 2015-03-08 | Ajeet Singh | Purena | PHC
29 | Store ROOM | steriliser | 1 | Atlas | NA | CM/LQ961 | NA | 3000098397 | 2010-02-01 | 0 |  | 0 |  | NO |  |  |  | Durg | 2015-03-08 | Ajeet Singh | Purena | PHC
30 | Store ROOM | refrigerator | 1 | Neo | NA | NA | NA | 3000098398 | 2010-02-01 | 0 |  | 0 |  | yes |  |  |  | Durg | 2015-03-08 | Ajeet Singh | Purena | PHC
31 | Store ROOM | thermometer | 1 | NA | NA | NA | NA | 3000098399 | 2007-07-01 | 0 |  | 0 |  | yes |  |  |  | Durg | 2015-03-08 | Ajeet Singh | Purena | PHC
32 | Labor Room | Foetal doppler | 1 | Neo | NA | NA | NA | 3000098402 | 2012-11-01 | 0 |  | 0 |  | yes |  |  |  | Durg | 2015-03-08 | Ajeet Singh | Purena | PHC
33 | Labor Room | pulse oxymeter | 1 | NA | NA | NA | NA | 3000098401 | 2008-02-01 | 0 |  | 0 |  | NO |  |  |  | Durg | 2015-03-08 | Ajeet Singh | Purena | PHC
34 | Doctor Room | Weight machine | 1 | Krups | NA | NA | NA | 3000098387 | 2015-03-01 | 0 |  | 0 |  | yes |  |  |  | Durg | 2015-01-08 | Ajeet Singh | Nankathi | PHC
35 | Doctor Room | BP apparatus | 1 | life line | NA | CM/L9421877 | 96463 | 3000098388 | NA | 0 |  | 0 |  | yes |  |  |  | Durg | 2015-01-08 | Ajeet Singh | Nankathi | PHC
36 | Doctor Room | BP apparatus | 1 | Diamonds | NA | CM/L0196043 | NA | 3000098385 | 28/3/2015 | 0 |  | 0 |  | yes |  |  |  | Durg | 2015-01-08 | Ajeet Singh | Nankathi | PHC
37 | Doctor Room | refrigerator | 1 | Samsung | NA | RRI9148CAR | 0A014ZAF803825Y | 3000098386 | 2014-09-01 | 0 |  | 0 |  | yes |  |  |  | Durg | 2015-01-08 | Ajeet Singh | Nankathi | PHC
38 | Doctor Room | deep freezer | 1 | Denmark | NA | MA-142 | 65113938 | 3000098384 | 1997-03-10 | 0 |  | 0 |  | yes |  |  |  | Durg | 2015-01-08 | Ajeet Singh | Nankathi | PHC
39 | Store ROOM | ILR | 1 | NA | NA | MK144 | 65115360 | 3000098383 | 2013-12-01 | 0 |  | 0 |  | yes |  |  |  | Durg | 2015-01-08 | Ajeet Singh | Nankathi | PHC
40 | Store ROOM | thermometer | 1 | Logtag | NA | TRID30-7FW | 1059001868 | 3000098382 | NA | 0 |  | 0 |  | yes |  |  |  | Durg | 2015-01-08 | Ajeet Singh | Nankathi | PHC
41 | Vaccine ROOM | needle destroyer | 1 | microsil | NA | ND-360 | 4B62/03 | 3000098389 | 2005-05-01 | 0 |  | 0 |  | yes |  |  |  | Durg | 2015-01-08 | Ajeet Singh | Nankathi | PHC
42 | Vaccine ROOM | Baby weight machine | 1 | MOH | NA | NA | NA | 3000098381 | 14/7/2015 | 0 |  | 0 |  | yes |  |  |  | Durg | 2015-01-08 | Ajeet Singh | Nankathi | PHC
43 | Labor Room | ultrasound doppler | 1 | NA | NA | NA | NA | 3000098380 | NA | 0 |  | 0 |  | yes |  |  |  | Durg | 2015-01-08 | Ajeet Singh | Nankathi | PHC
44 | Labor Room | Foetal doppler | 1 | COM | NA | FD-200D | NA | 3000098379 | 2009-04-01 | 0 |  | 0 |  | yes |  |  |  | Durg | 2015-01-08 | Ajeet Singh | Nankathi | PHC
45 | Labor Room | Baby weight machine | 1 | Docbel | NA | NA | NA | 3000098378 | NA | 0 |  | 0 |  | yes |  |  |  | Durg | 2015-01-08 | Ajeet Singh | Nankathi | PHC
46 | Labor Room | suction machine | 1 | NA | NA | NA | NA | 3000098377 | NA | 0 |  | 0 |  | yes |  |  |  | Durg | 2015-01-08 | Ajeet Singh | Nankathi | PHC
47 | Labor Room | suction machine | 1 | NA | NA | NA | NA | 3000098376 | NA | 0 |  | 0 |  | yes |  |  |  | Durg | 2015-01-08 | Ajeet Singh | Nankathi | PHC
48 | Labor Room | microscope | 1 | Olympus | NA | NA | 4960 | 3000098390 | NA | 0 |  | 0 |  | yes |  |  |  | Durg | 2015-01-08 | Ajeet Singh | Nankathi | PHC
49 | Injection Room | steriliser | 1 | Rexco | NA | NA | NA | 3000098391 | 2005-07-01 | 0 |  | 0 |  | yes |  |  |  | Durg | 2015-01-08 | Ajeet Singh | Nankathi | PHC
50 | Injection Room | suction machine | 1 | NA | NA | NA | NA | 3000098392 | NA | 0 |  | 0 |  | yes |  |  |  | Durg | 2015-01-08 | Ajeet Singh | Nankathi | PHC
51 | Labor Room | refrigerator | 1 | NA | NA | NA | NA | 3000098393 | NA | 0 |  | 0 |  | yes |  |  |  | Durg | 2015-01-08 | Ajeet Singh | Nankathi | PHC
52 | Labor Room | pulse oxymeter | 1 | NA | NA | NA | NA | 3000098394 | 2009-04-01 | 0 |  | 0 |  | NO |  |  |  | Durg | 2015-01-08 | Ajeet Singh | Nankathi | PHC
53 | Labor Room | delivery teble | 1 | NA | NA | NA | NA | 3000076048 | NA | 0 |  | 0 |  | yes |  |  |  | Durg | 20/7/2015 | Kamnesh kumar kurre | Gadadih | PHC
54 | Labor Room | autoclave | 1 | NA | 2013 | NA | NA | 3000076049 | 2014 | 0 |  | 0 |  | yes |  |  |  | Durg | 20/7/2015 | Kamnesh kumar kurre | Gadadih | PHC
55 | Labor Room | steriliser | 1 | NA | NA | NA | NA | 3000076050 | NA | 0 |  | 0 |  | yes |  |  |  | Durg | 20/7/2015 | Kamnesh kumar kurre | Gadadih | PHC
56 | Labor Room | Baby weight machine | 1 | Docbel | 2015 | NA | NA | 3000076051 | 2015 | 1 |  | 0 |  | yes |  |  |  | Durg | 20/7/2015 | Kamnesh kumar kurre | Gadadih | PHC
57 | Labor Room | Foetal doppler | 1 | ucomin | 2014 | FD-200D | FD201402022928 | 3000076052 | 2015 | 0 |  | 0 |  | yes |  |  |  | Durg | 20/7/2015 | Kamnesh kumar kurre | Gadadih | PHC
58 | Labor Room | BP apparatus | 1 | sri jai durge | 2012 | NA | 1212624-6 | 3000076053 | 2013 | 0 |  | 0 |  | yes |  |  |  | Durg | 20/7/2015 | Kamnesh kumar kurre | Gadadih | PHC
59 | Labor Room | Infant warmer | 1 | Infancy | 2013 |  | NA | 3000076054 | 2013 | 0 |  | 0 |  | NO |  |  |  | Durg | 20/7/2015 | Kamnesh kumar kurre | Gadadih | PHC
60 | Labor Room | pulse oxymeter | 1 | Maestro mediline SYS. | NA | Lotous 700 | 70301208 | 3000076055 | NA | 0 |  | 0 |  | yes |  |  |  | Durg | 20/7/2015 | Kamnesh kumar kurre | Gadadih | PHC
61 | Store ROOM | autoclave | 1 | local | NA | NA | NA | 3000076056 | NA | 0 |  | 0 |  | NO |  |  |  | Durg | 20/7/2015 | Kamnesh kumar kurre | Gadadih | PHC
62 | Vaccine ROOM | ILR | 1 | unicef | NA | NA | 50217365 | 3000076057 | NA | 0 |  | 0 |  | yes |  |  |  | Durg | 20/7/2015 | Kamnesh kumar kurre | Gadadih | PHC
63 | Vaccine ROOM | steriliser | 1 | Samtech | NA | NA | 812112 | 3000076058 | NA | 0 |  | 0 |  | yes |  |  |  | Durg | 20/7/2015 | Kamnesh kumar kurre | Gadadih | PHC
64 | Vaccine ROOM | needle destroyer | 1 | microsil | NA | NA | NA | 3000076059 | NA | 0 |  | 0 |  | yes |  |  |  | Durg | 20/7/2015 | Kamnesh kumar kurre | Gadadih | PHC
65 | Eye | Eye vision | 1 | NA | NA | NA | NA | 3000076060 | NA | 0 |  | 0 |  | yes |  |  |  | Durg | 20/7/2015 | Kamnesh kumar kurre | Gadadih | PHC
66 | Eye | refrigerator | 1 | Samsung | 2012 | RR1914ASBRR | NA | 3000076061 | 2012 | 0 |  | 0 |  | yes |  |  |  | Durg | 20/7/2015 | Kamnesh kumar kurre | Gadadih | PHC
67 | Eye | nebuliser | 1 | local | 2012 | MCN-5600C | 3411006 | 3000076062 | 2012 | 0 |  | 0 |  | yes |  |  |  | Durg | 20/7/2015 | Kamnesh kumar kurre | Gadadih | PHC
68 | Eye | Weight machine | 1 | Suvarna | 2012 | NA | NA | 3000076063 | 2012 | 0 |  | 0 |  | yes |  |  |  | Durg | 20/7/2015 | Kamnesh kumar kurre | Gadadih | PHC
69 | Doctor Room | BP apparatus | 1 | Diamonds | 2014 | CMIL-0196043 | 22056 | 3000076064 | NA | 0 |  | 0 |  | yes |  |  |  | Durg | 20/7/2015 | Kamnesh kumar kurre | Gadadih | PHC
70 | pathology | centrifuge | 1 | NA | 2014 | NA | NA | 3000076065 | NA | 1 |  | 0 |  | yes |  |  |  | Durg | 20/7/2015 | Kamnesh kumar kurre | Gadadih | PHC
71 | pathology | Weight machine | 1 | putex | 2008 | NA | NA | 3000076066 | 2009 | 0 |  | 0 |  | yes |  |  |  | Durg | 20/7/2015 | Kamnesh kumar kurre | Gadadih | PHC
72 | pathology | microscope | 1 | Olympus | 2009 | Magnus | 519956 | 3000076067 | 2009 | 0 |  | 0 |  | yes |  |  |  | Durg | 20/7/2015 | Kamnesh kumar kurre | Gadadih | PHC
73 | Labor Room | Baby weight machine | 1 | Docbel | NA | Brown | NA | 3000101668 | 2013 | 0 |  | 0 |  | yes |  |  |  | Durg | 2015-05-08 | Kamnesh kumar kurre | Tankimaroda | UPHC
74 | Labor Room | steriliser | 1 | NA | NA | NA | NA | 3000101669 | 2014 | 0 |  | 0 |  | yes |  |  |  | Durg | 2015-05-08 | Kamnesh kumar kurre | Tankimaroda | UPHC
75 | Labor Room | shadow less lamp | 1 | NA | NA | NA | NA | 3000101670 | 2014 | 0 |  | 0 |  | yes |  |  |  | Durg | 5/8/20`15 | Kamnesh kumar kurre | Tankimaroda | UPHC
76 | Doctor Room | BP apparatus | 1 | Diamonds | NA | regular | 32944 | 3000101671 | 2013 | 0 |  | 0 |  | yes |  |  |  | Durg | 2015-05-08 | Kamnesh kumar kurre | Tankimaroda | UPHC
77 | pathology | glucometer | 1 | roche | NA | Accu chek | 16893301 | 3000101672 | 2014 | 0 |  | 0 |  | yes |  |  |  | Durg | 2015-05-08 | Kamnesh kumar kurre | Tankimaroda | UPHC
78 | pathology | needle destroyer | 1 | NA | NA | NA | NA | 3000101673 | 2013 | 0 |  | 0 |  | yes |  |  |  | Durg | 2015-05-08 | Kamnesh kumar kurre | Tankimaroda | UPHC
79 | Labor Room | Foetal doppler | 1 | ucomin | NA | FD-200D | FdD2B121106702 | 3000101674 | 2013 | 0 |  | 0 |  | NO |  |  |  | Durg | 2015-05-08 | Kamnesh kumar kurre | Tankimaroda | UPHC
80 | Labor Room | nebuliser | 1 | Norditalia electro medical | NA | Flowneb | 1504791/2014 | 3000101675 | 2013 | 0 |  | 0 |  | yes |  |  |  | Durg | 2015-05-08 | Kamnesh kumar kurre | Tankimaroda | UPHC
81 | Store ROOM | steriliser | 1 | NA | NA | NA | NA | 3000101676 | 2014 | 0 |  | 0 |  | NO |  |  |  | Durg | 2015-05-08 | Kamnesh kumar kurre | Tankimaroda | UPHC
82 | Store ROOM | steriliser | 1 | NA | NA | NA | NA | 3000101677 | 2014 | 0 |  | 0 |  | NO |  |  |  | Durg | 2015-05-08 | Kamnesh kumar kurre | Tankimaroda | UPHC
83 | Store ROOM | Weight machine | 1 | NA | NA | Venus | NA | 3000101678 | 2013 | 0 |  | 0 |  | NO |  |  |  | Durg | 2015-05-08 | Kamnesh kumar kurre | Tankimaroda | UPHC
84 | Store ROOM | Weight machine | 1 | NA | NA | Venus | NA | 3000101679 | 2013 | 0 |  | 0 |  | NO |  |  |  | Durg | 2015-05-08 | Kamnesh kumar kurre | Tankimaroda | UPHC
85 | pathology | centrifuge | 1 | NA | NA | coslab | NA | 3000101684 | 2014 | 0 |  | 0 |  | yes |  |  |  | Durg | 2015-05-08 | Kamnesh kumar kurre | Dhamdhanaka | UPHC
86 | OT Room | steriliser | 1 | NA | NA | NA | NA | 3000101685 | 2012 | 0 |  | 0 |  | yes |  |  |  | Durg | 2015-05-08 | Kamnesh kumar kurre | Dhamdhanaka | UPHC
87 | OT Room | autoclave | 1 | NA | NA | NA | NA | 3000101686 | 2012 | 0 |  | 0 |  | yes |  |  |  | Durg | 2015-05-08 | Kamnesh kumar kurre | Dhamdhanaka | UPHC
88 | OT Room | suction machine | 1 | Zohar surgical entertain | NA | Max life | NA | 3000101687 | 2012 | 0 |  | 0 |  | yes |  |  |  | Durg | 2015-05-08 | Kamnesh kumar kurre | Dhamdhanaka | UPHC
89 | OT Room | fumigator | 1 | NA | NA | NA | NA | 3000101688 | 2014 | 0 |  | 0 |  | yes |  |  |  | Durg | 2015-05-08 | Kamnesh kumar kurre | Dhamdhanaka | UPHC
90 | OT Room | Baby weight machine | 1 | NA | NA | crown | NA | 3000101689 | 2013 | 0 |  | 0 |  | yes |  |  |  | Durg | 2015-05-08 | Kamnesh kumar kurre | Dhamdhanaka | UPHC
91 | OT Room | ot light | 1 | NA | NA | NA | NA | 3000101690 | 2013 | 0 |  | 0 |  | yes |  |  |  | Durg | 2015-05-08 | Kamnesh kumar kurre | Dhamdhanaka | UPHC
92 | OT Room | delivery teble | 1 | NA | NA | NA | NA | 3000101691 | 2013 | 0 |  | 0 |  | yes |  |  |  | Durg | 2015-05-08 | Kamnesh kumar kurre | Dhamdhanaka | UPHC
93 | Store ROOM | suction machine | 1 | Zohar surgical entertain | NA | Max life | NA | 3000101692 | 2012 | 0 |  | 0 |  | yes |  |  |  | Durg | 2015-05-08 | Kamnesh kumar kurre | Dhamdhanaka | UPHC
94 | Store ROOM | neboliser | 1 | Norditalia electro medical | 2004 | Flowneb | 150510 | 3000101693 | 2012 | 0 |  | 0 |  | yes |  |  |  | Durg | 2015-05-08 | Kamnesh kumar kurre | Dhamdhanaka | UPHC
95 | Vaccine ROOM | stabiliser | 1 | CHNT | NA | TNDI | NA | 30001011694 | NA | 0 |  | 0 |  | yes |  |  |  | Durg | 2015-05-08 | Kamnesh kumar kurre | Dhamdhanaka | UPHC
96 | Vaccine ROOM | stabiliser | 1 | several Electronic pvt lmt | NA | SE01-u1110 | 1009053 | 3000101695 | NA | 0 |  | 0 |  | yes |  |  |  | Durg | 2015-05-08 | Kamnesh kumar kurre | Dhamdhanaka | UPHC
97 | Doctor Room | Foetal doppler | 1 | microsil | NA | DX02 | 4 507690500101 | 3000101696 | 2012 | 0 |  | 0 |  | yes |  |  |  | Durg | 2015-05-08 | Kamnesh kumar kurre | Dhamdhanaka | UPHC
98 | Doctor Room | Foetal doppler | 1 | microsil | NA | DX02 | NA | 3000101697 | 2013 | 0 |  | 0 |  | yes |  |  |  | Durg | 2015-05-08 | Kamnesh kumar kurre | Dhamdhanaka | UPHC
99 | Doctor Room | glucometer | 1 | roche | NA | Accu chek | 17150815 | 3000101698 | 2014 | 0 |  | 0 |  | yes |  |  |  | Durg | 2015-05-08 | Kamnesh kumar kurre | Dhamdhanaka | UPHC
100 | Doctor Room | BP apparatus | 1 | Diamonds | NA | regular | 19278 | 3000101699 | 2012 | 0 |  | 0 |  | yes |  |  |  | Durg | 2015-05-08 | Kamnesh kumar kurre | Dhamdhanaka | UPHC
101 | Doctor Room | Weight machine | 1 | NA | NA | prestige | NA | 3000101700 | 2012 | 0 |  | 0 |  | yes |  |  |  | Durg | 2015-05-08 | Kamnesh kumar kurre | Dhamdhanaka | UPHC
102 | Doctor Room | Baby weight machine | 1 | NA | NA | NA | NA | 3000101701 | 2013 | 0 |  | 0 |  | yes |  |  |  | Durg | 2015-05-08 | Kamnesh kumar kurre | Dhamdhanaka | UPHC
103 | Doctor Room | microscope | 1 | NA | NA | NA | NA | 3000101702 | 2014 | 0 |  | 0 |  | yes |  |  |  | Durg | 2015-05-08 | Kamnesh kumar kurre | Dhamdhanaka | UPHC
104 | pathology | centrifuge | 1 | na | NA | remi | NA | 3000076375 | 2014 | 0 |  | 0 |  | yes |  |  |  | Durg | 2015-04-08 | Kamnesh kumar kurre | Baikutdham | UPHC
105 | pathology | refrigerator | 1 | LG | NA | GL-285DMG5 | NA | 3000076376 | 2014 | 0 |  | 0 |  | yes |  |  |  | Durg | 2015-04-08 | Kamnesh kumar kurre | Baikutdham | UPHC
106 | pathology | microscope | 1 | Punjab scientific | NA | Magnus | 519041 | 3000076377 | 2011 | 0 |  | 0 |  | yes |  |  |  | Durg | 2015-04-08 | Kamnesh kumar kurre | Baikutdham | UPHC
107 | Labor Room | suction machine | 1 | Zohar surgical entertain | NA | Max life | NA | 3000076378 | 2012 | 0 |  | 0 |  | yes |  |  |  | Durg | 2015-04-08 | Kamnesh kumar kurre | Baikutdham | UPHC
108 | Labor Room | Baby weight machine | 1 | NA | NA | crown | NA | 3000076379 | 2012 | 0 |  | 0 |  | yes |  |  |  | Durg | 2015-04-08 | Kamnesh kumar kurre | Baikutdham | UPHC
109 | Labor Room | steriliser | 1 | NA | NA | NA | NA | 3000076380 | 2012 | 0 |  | 0 |  | yes |  |  |  | Durg | 2015-04-08 | Kamnesh kumar kurre | Baikutdham | UPHC
110 | Labor Room | needle destroyer | 1 | NA | NA | NA | NA | 3000076381 | 2011 | 0 |  | 0 |  | yes |  |  |  | Durg | 2015-04-08 | Kamnesh kumar kurre | Baikutdham | UPHC
111 | Labor Room | Foetal doppler | 1 | NA | NA | DX02 | NA | 3000076382 | 2012 | 0 |  | 0 |  | yes |  |  |  | Durg | 2015-04-08 | Kamnesh kumar kurre | Baikutdham | UPHC
112 | Injection Room | BP apparatus | 1 | Diamonds | NA | regular | 91274 | 3000076383 | 2012 | 0 |  | 0 |  | yes |  |  |  | Durg | 2015-04-08 | Kamnesh kumar kurre | Baikutdham | UPHC
113 | Injection Room | needle destroyer | 1 | NA | NA | NA | NA | 3000076384 | 2012 | 0 |  | 0 |  | yes |  |  |  | Durg | 2015-04-08 | Kamnesh kumar kurre | Baikutdham | UPHC
114 | Injection Room | Weight machine | 1 | smart care | NA | NA | NA | 3000076385 | 2012 | 0 |  | 0 |  | yes |  |  |  | Durg | 2015-04-08 | Kamnesh kumar kurre | Baikutdham | UPHC
115 | Store ROOM | autoclave | 1 | NA | NA | NA | NA | 3000076386 | 2012 | 0 |  | 0 |  | yes |  |  |  | Durg | 2015-04-08 | Kamnesh kumar kurre | Baikutdham | UPHC
116 | Store ROOM | fumigator | 1 | NA | NA | NA | NA | 3000076387 | 2015 | 0 |  | 0 |  | yes |  |  |  | Durg | 2015-04-08 | Kamnesh kumar kurre | Baikutdham | UPHC
117 | Store ROOM | autoclave | 1 | NA | NA | NA | NA | 3000076388 | 2012 | 0 |  | 0 |  | yes |  |  |  | Durg | 2015-04-08 | Kamnesh kumar kurre | Baikutdham | UPHC
118 | Doctor Room | BP apparatus | 1 | Diamonds | NA | Deluxe | 80192 | 3000076380 | 2012 | 0 |  | 0 |  | yes |  |  |  | Durg | 2015-04-08 | Kamnesh kumar kurre | Baikutdham | UPHC
119 | Doctor Room | autoclave | 1 | unicef | NA | ER-1KP | NA | 3000076390 | 2013 | 0 |  | 0 |  | NO |  |  |  | Durg | 2015-04-08 | Kamnesh kumar kurre | Baikutdham | UPHC
120 | Doctor Room | autoclave | 1 | NA | NA | NA | NA | 3000076391 | 2013 | 0 |  | 0 |  | NO |  |  |  | Durg | 2015-04-08 | Kamnesh kumar kurre | Baikutdham | UPHC
121 | Store ROOM | ultrasound doppler | 1 | dipel | 2007 | DFM-051 | A126 | 3000076032 | 2007 | 0 |  | 0 |  | yes |  |  |  | Durg | 2015-04-08 | Kamnesh kumar kurre | Ranitarai | PHC
122 | Store ROOM | pulse oxymeter | 1 | NA | NA | ND-300 | 73100092 | 3000076033 | NA | 0 |  | 0 |  | yes |  |  |  | Durg | 20/7/2015 | Kamnesh kumar kurre | Ranitarai | PHC
123 | Store ROOM | Baby weight machine | 1 | NA | NA | BHPL | NA | 3000076034 | NA | 0 |  | 0 |  | NO |  |  |  | Durg | 20/7/2015 | Kamnesh kumar kurre | Ranitarai | PHC
124 | Store ROOM | infra red appratus | 1 | saratech | NA | NA | NA | 3000076035 | NA | 0 |  | 0 |  | yes |  |  |  | Durg | 20/7/2015 | Kamnesh kumar kurre | Ranitarai | PHC
125 | Store ROOM | BP apparatus | 1 | Namatt | NA | CM/L8325472 | 78834 | 3000076036 | NA | 0 |  | 0 |  | NO |  |  |  | Durg | 20/7/2015 | Kamnesh kumar kurre | Ranitarai | PHC
126 | Store ROOM | Weight machine | 1 | NA | NA | NA | NA | 3000076037 | NA | 0 |  | 0 |  | NO |  |  |  | Durg | 20/7/2015 | Kamnesh kumar kurre | Ranitarai | PHC
127 | Labor Room | delivery teble | 1 | NA | NA | NA | NA | 3000076038 | NA | 0 |  | 0 |  | yes |  |  |  | Durg | 20/7/2015 | Kamnesh kumar kurre | Ranitarai | PHC
128 | Labor Room | suction machine | 1 | NA | NA | NA | NA | 3000076039 | 2012 | 0 |  | 0 |  | yes |  |  |  | Durg | 20/7/2015 | Kamnesh kumar kurre | Ranitarai | PHC
129 | Labor Room | Baby weight machine | 1 | Ramon surgical | NA | NA | NA | 3000076040 | NA | 0 |  | 0 |  | yes |  |  |  | Durg | 20/7/2015 | Kamnesh kumar kurre | Ranitarai | PHC
130 | Labor Room | oxygen cylinder | 1 | NA | NA | CMIL-7017733 | 7285-2TP250BARAP450 | 3000076041 | NA | 0 |  | 0 |  | yes |  |  |  | Durg | 20/7/2015 | Kamnesh kumar kurre | Ranitarai | PHC
131 | Labor Room | Infant warmer | 1 | Infancy | 2013 | NA | NA | 3000076042 | 2014 | 0 |  | 0 |  | yes |  |  |  | Durg | 20/7/2015 | Kamnesh kumar kurre | Ranitarai | PHC
132 | OPD | refrigerator | 1 | LG | 2012 | GL-195RL4 | 201NRMG007539 | 3000076043 | 2013 | 0 |  | 0 |  | yes |  |  |  | Durg | 20/7/2015 | Kamnesh kumar kurre | Ranitarai | PHC
133 | Doctor Room | Weight machine | 1 | lotous | NA | NA | 2012 | 3000076044 | NA | 0 |  | 0 |  | yes |  |  |  | Durg | 20/7/2015 | Kamnesh kumar kurre | Ranitarai | PHC
134 | Doctor Room | BP apparatus | 1 | Diamonds | 2013 | CM/L0196043 | NA | 3000076045 | NA | 0 |  | 0 |  | yes |  |  |  | Durg | 20/7/2015 | Kamnesh kumar kurre | Ranitarai | PHC
135 | Doctor Room | ICR freezer | 1 | unicef | NA | NA | 5115391 | 3000076046 | NA | 0 |  | 0 |  | yes |  |  |  | Durg | 20/7/2015 | Kamnesh kumar kurre | Ranitarai | PHC
136 | Store ROOM | ICR freezer | 1 | NA | NA | NA | 25000094 | 3000076047 | NA | 0 |  | 0 |  | NO |  |  |  | Durg | 20/7/2015 | Kamnesh kumar kurre | Ranitarai | PHC
137 | Labor Room | fumigator | 1 | NA | NA | NA | NA | 3000101703 | 2015 | 0 |  | 0 |  | yes |  |  |  | Durg | 2015-05-08 | Kamnesh kumar kurre | Baghera | UPHC
138 | Labor Room | shadow less lamp | 1 | NA | NA | NA | NA | 3000101704 | 2013 | 0 |  | 0 |  | yes |  |  |  | Durg | 2015-05-08 | Kamnesh kumar kurre | Baghera | UPHC
139 | Labor Room | hydraullic OT table | 1 | NA | NA | NA | NA | 3000101705 | NA | 0 |  | 0 |  | yes |  |  |  | Durg | 2015-05-08 | Kamnesh kumar kurre | Baghera | UPHC
140 | Labor Room | Foetal doppler | 1 | NA | NA | pioneer | NA | 3000101706 | NA | 0 |  | 0 |  | yes |  |  |  | Durg | 2015-05-08 | Kamnesh kumar kurre | Baghera | UPHC
141 | Labor Room | suction machine | 1 | NA | NA | NA | NA | 3000101707 | NA | 0 |  | 0 |  | yes |  |  |  | Durg | 2015-05-08 | Kamnesh kumar kurre | Baghera | UPHC
142 | delivery ward | Baby weight machine | 1 | NA | NA | crown | NA | 3000101708 | NA | 0 |  | 0 |  | yes |  |  |  | Durg | 2015-05-08 | Kamnesh kumar kurre | Baghera | UPHC
143 | delivery ward | BP apparatus | 1 | Diamonds | NA | regular | NA | 3000101709 | 2013 | 0 |  | 0 |  | yes |  |  |  | Durg | 2015-05-08 | Kamnesh kumar kurre | Baghera | UPHC
144 | Store ROOM | steriliser | 1 | NA | NA | NA | NA | 3000101710 | 2013 | 0 |  | 0 |  | NO |  |  |  | Durg | 2015-05-08 | Kamnesh kumar kurre | Baghera | UPHC
145 | Store ROOM | steriliser | 1 | NA | NA | NA | NA | 3000101711 | 2014 | 0 |  | 0 |  | NO |  |  |  | Durg | 2015-05-08 | Kamnesh kumar kurre | Baghera | UPHC
146 | Store ROOM | autoclave | 1 | NA | NA | NA | NA | 3000101712 | NA | 0 |  | 0 |  | NO |  |  |  | Durg | 2015-05-08 | Kamnesh kumar kurre | Baghera | UPHC
147 | Store ROOM | steriliser | 1 | NA | NA | NA | NA | 3000101713 | NA | 0 |  | 0 |  | NO |  |  |  | Durg | 2015-05-08 | Kamnesh kumar kurre | Baghera | UPHC
148 | Dressing Room | steriliser | 1 | NA | NA | NA | NA | 3000101714 | NA | 0 |  | 0 |  | yes |  |  |  | Durg | 2015-05-08 | Kamnesh kumar kurre | Baghera | UPHC
149 | Doctor Room | Weight machine | 1 | Nectar life sceince | NA | dr.trust | NA | 3000101715 | 2004 | 0 |  | 0 |  | yes |  |  |  | Durg | 2015-05-08 | Kamnesh kumar kurre | Baghera | UPHC
150 | Doctor Room | neboliser | 1 | Norditalia electro medical | NA | Flowneb | 15032812004 | 3000101716 | 2013 | 0 |  | 0 |  | yes |  |  |  | Durg | 2015-05-08 | Kamnesh kumar kurre | Baghera | UPHC
151 | Doctor Room | Weight machine | 1 | NA | NA | NA | NA | 3000101717 | 2014 | 0 |  | 0 |  | NO |  |  |  | Durg | 2015-05-08 | Kamnesh kumar kurre | Baghera | UPHC
152 | OPD | BP apparatus | 1 | smart care | NA | desk model | NA | 3000104548 | NA | 0 |  | 0 |  | yes |  |  |  | Durg | 29/7/20`15 | Babulal | Bhilai-3 | PHC
153 | Labor Room | shadow less lamp | 1 | NA | NA | NA | NA | 3000104549 | NA | 0 |  | 0 |  | yes |  |  |  | Durg | 29/7/2015 | Babulal | Bhilai-3 | PHC
154 | Labor Room | delivery teble | 1 | NA | NA | NA | NA | 3000104550 | NA | 0 |  | 0 |  | yes |  |  |  | Durg | 29/7/2015 | Babulal | Bhilai-3 | PHC
155 | Labor Room | steriliser | 1 | NA | NA | NA | NA | 3000104551 | NA | 0 |  | 0 |  | yes |  |  |  | Durg | 29/7/2015 | Babulal | Bhilai-3 | PHC
156 | Labor Room | Baby weight machine | 1 | Suvarna | NA | NA | NA | 3000104552 | NA | 0 |  | 0 |  | yes |  |  |  | Durg | 29/7/2015 | Babulal | Bhilai-3 | PHC
157 | Labor Room | suction machine | 1 | Easy care | NA | ECPSU-307 | 14H04130611 | 3000104553 | 2015 | 0 |  | 0 |  | yes |  |  |  | Durg | 29/7/2015 | Babulal | Bhilai-3 | PHC
158 | Labor Room | Foetal doppler | 1 | acousting | NA | FM-101 | 10467 | 3000104554 | NA | 0 |  | 0 |  | yes |  |  |  | Durg | 29/7/2015 | Babulal | Bhilai-3 | PHC
159 | Labor Room | Foetal doppler | 1 | Easy care | NA | ECFDT-106 | DTCEL2908 | 3000104555 | 2015 | 0 |  | 0 |  | yes |  |  |  | Durg | 29/7/2015 | Babulal | Bhilai-3 | PHC
160 | Labor Room | delivery teble | 1 | ideal | NA | NA | NA | 3000104556 | NA | 0 |  | 0 |  | yes |  |  |  | Durg | 29/7/2015 | Babulal | Bhilai-3 | PHC
161 | Labor Room | autoclave | 1 | dynamic | NA | NA | NA | 3000104557 | NA | 0 |  | 0 |  | yes |  |  |  | Durg | 29/7/2015 | Babulal | Bhilai-3 | PHC
162 | Injection Room | needle destroyer | 1 | saratech | NA | S1R | PHC-NC-1 | 3000104558 | NA | 0 |  | 0 |  | yes |  |  |  | Durg | 29/7/2015 | Babulal | Bhilai-3 | PHC
163 | Injection Room | needle destroyer | 1 | saratech | NA | S1R | PHCB3-NC-2 | 3000104559 | NA | 0 |  | 0 |  | yes |  |  |  | Durg | 29/7/2015 | Babulal | Bhilai-3 | PHC
164 | injection Room | needle destroyer | 1 | saratech | NA | S1R | PHCB3-NC-3 | 3000104560 | NA | 0 |  | 0 |  | NO |  |  |  | Durg | 29/7/2015 | Babulal | Bhilai-3 | PHC
165 | Store ROOM | suction machine | 1 | pioneer | NA | suction App | NA | 3000104561 | NA | 0 |  | 0 |  | NO |  |  |  | Durg | 29/7/2015 | Babulal | Bhilai-3 | PHC
166 | Labor Room | mobile OT lamp(shadow less) | 1 | NA | NA | NA | NA | 3000104562 | NA | 0 |  | 0 |  | yes |  |  |  | Durg | 29/7/2015 | Babulal | Bhilai-3 | PHC
167 | Vaccine ROOM | nebuliser | 1 | smart care | NA | ME20 | 1584 | 3000104563 | NA | 0 |  | 0 |  | yes |  |  |  | Durg | 29/7/2015 | Babulal | Bhilai-3 | PHC
168 | Vaccine ROOM | BP apparatus | 1 | smart care | NA | SCH-11B | NA | 3000104564 | NA | 0 |  | 0 |  | NO |  |  |  | Durg | 29/7/2015 | Babulal | Bhilai-3 | PHC
169 | Vaccine ROOM | BP apparatus | 1 | smart care | NA | SCH-11B | NA | 3000104565 | NA | 0 |  | 0 |  | NO |  |  |  | Durg | 29/7/2015 | Babulal | Bhilai-3 | PHC
170 | Vaccine ROOM | BP apparatus | 1 | Diamonds | NA | regular | 32720 | 3000104566 | NA | 0 |  | 0 |  | NO |  |  |  | Durg | 29/7/2015 | Babulal | Bhilai-3 | PHC
171 | Doctor Room | domestic reffrigerator | 1 | LG | NA | GL-275WG4 | 203NRFM102867 | 3000104567 | NA | 0 |  | 0 |  | yes |  |  |  | Durg | 29/7/2015 | Babulal | Bhilai-3 | PHC
172 | Dressing Room | steriliser | 1 | NA | NA | NA | NA | 3000104568 | NA | 0 |  | 0 |  | yes |  |  |  | Durg | 29/7/2015 | Babulal | Bhilai-3 | PHC
173 | pathology | microscope | 1 | Olympus | NA | Magnus | 4B524644 | 3000104569 | NA | 0 |  | 0 |  | yes |  |  |  | Durg | 29/7/2015 | Babulal | Bhilai-3 | PHC
174 | pathology | centrifuge | 1 | NA | NA | NA | NA | 3000104570 | NA | 0 |  | 0 |  | yes |  |  |  | Durg | 29/7/2015 | Babulal | Bhilai-3 | PHC
175 | pathology | adult weight machine | 1 | NA | NA | NA | NA | 3000104571 | NA | 0 |  | 0 |  | yes |  |  |  | Durg | 29/7/2015 | Babulal | Bhilai-3 | PHC
176 | Labor Room | BP apparatus | 1 | Diamonds | NA | regular | 32700 | 3000104716 | 2013-09-01 | 0 |  | 0 |  | yes |  |  |  | Durg | 2015-03-08 | Babulal | Dargaon | PHC
177 | Labor Room | steriliser | 1 | NA | NA | NA | NA | 3000104717 | 2002-03-01 | 0 |  | 0 |  | yes |  |  |  | Durg | 2015-03-08 | Babulal | Dargaon | PHC
178 | Labor Room | suction machine(foot) | 1 | yoga care | NA | NA | NA | 3000104718 | 2010-04-01 | 0 |  | 0 |  | yes |  |  |  | Durg | 2015-03-08 | Babulal | Dargaon | PHC
179 | Labor Room | Foetal doppler | 1 | v-comon | NA | FD200D | FD2D131C12635 | 3000104719 | 2015-04-01 | 1 | 2016-06-01 | 0 |  | yes |  |  |  | Durg | 2015-03-08 | Babulal | Dargaon | PHC
180 | Labor Room | Baby weight machine | 1 | crown | NA | NA | NA | 3000104720 | 2013-09-01 | 0 |  | 0 |  | yes |  |  |  | Durg | 2015-03-08 | Babulal | Dargaon | PHC
181 | Dressing Room | autoclave | 1 | local | NA | NA | NA | 3000104721 | 2002 | 0 |  | 0 |  | yes |  |  |  | Durg | 2015-03-08 | Babulal | Dargaon | PHC
182 | Injection Room | steriliser | 1 | NA | NA | NA | NA | 3000104722 | 2002 | 0 |  | 0 |  | yes |  |  |  | Durg | 2015-03-08 | Babulal | Dargaon | PHC
183 | Injection Room | needle destroyer | 1 | SAI+LIFE | NA | NA | NA | 3000104723 | 2012 | 0 |  | 0 |  | yes |  |  |  | Durg | 2015-03-08 | Babulal | Dargaon | PHC
184 | Injection Room | BP apparatus | 1 | Diamonds | NA | regular | 32789 | 3000104724 | 2015-04-01 | 1 | 2016-04-01 | 0 |  | yes |  |  |  | Durg | 2015-03-08 | Babulal | Dargaon | PHC
185 | Injection Room | domestic reffrigerator | 1 | LG | NA | GL-195RL4 | 103NRR190319 | 3000104725 | 2010 | 0 |  | 0 |  | yes |  |  |  | Durg | 2015-03-08 | Babulal | Dargaon | PHC
186 | Injection Room | glucometer | 1 | Life scan | NA | one touch | SADLLB2B | 3000104726 | 2015 | 1 | 2015-04-01 | 0 |  | yes |  |  |  | Durg | 2015-03-08 | Babulal | Dargaon | PHC
187 | OPD | nebuliser | 1 | ashoka | NA | AS-01 | NA | 3000104727 | 2012 | 0 |  | 0 |  | yes |  |  |  | Durg | 2015-03-08 | Babulal | Dargaon | PHC
188 | OPD | BP apparatus | 1 | Namatt | NA | NA | 78864 | 3000104728 | 2010 | 0 |  | 0 |  | NO |  |  |  | Durg | 2015-03-08 | Babulal | Dargaon | PHC
189 | OPD | BP apparatus | 1 | Diamonds | NA | regular | 0 336 | 3000104729 | 2015 | 1 | 2016-04-01 | 0 |  | yes |  |  |  | Durg | 2015-03-08 | Babulal | Dargaon | PHC
190 | OPD | steriliser | 1 | NA | NA | NA | NA | 3000104730 | 2002 | 0 |  | 0 |  | NO |  |  |  | Durg | 2015-03-08 | Babulal | Dargaon | PHC
191 | Store ROOM | steriliser | 1 | NA | NA | NA | NA | 3000104731 | 2002 | 0 |  | 0 |  | NO |  |  |  | Durg | 2015-03-08 | Babulal | Dargaon | PHC
192 | Store ROOM | adult weight machine | 1 | prestige | NA | AIWA | NA | 3000104732 | 2012-03-01 | 0 |  | 0 |  | yes |  |  |  | Durg | 2015-03-08 | Babulal | Dargaon | PHC
193 | Store ROOM | adult weight machine | 1 | NA | NA | AIWA | NA | 3000104733 | 2012-03-01 | 0 |  | 0 |  | yes |  |  |  | Durg | 2015-03-08 | Babulal | Dargaon | PHC
194 | Store ROOM | adult weight machine | 1 | NA | NA | AIWA | NA | 3000104734 | 2012-03-01 | 0 |  | 0 |  | yes |  |  |  | Durg | 2015-03-08 | Babulal | Dargaon | PHC
195 | Store ROOM | adult weight machine | 1 | NA | NA | AIWA | NA | 3000104735 | 2012-03-01 | 0 |  | 0 |  | yes |  |  |  | Durg | 2015-03-08 | Babulal | Dargaon | PHC
196 | Store ROOM | needle cutter | 1 | saratech | NA | S1R | 8920 | 3000104736 | 2012 | 0 |  | 0 |  | NO |  |  |  | Durg | 2015-03-08 | Babulal | Dargaon | PHC
197 | Store ROOM | needle cutter | 1 | microsil | NA | ND-300 | 2238 | 3000104737 | 2013 | 0 |  | 0 |  | NO |  |  |  | Durg | 2015-03-08 | Babulal | Dargaon | PHC
198 | Store ROOM | needle cutter | 1 | microsil | NA | S1R | 8465 | 3000104738 | 2013 | 0 |  | 0 |  | NO |  |  |  | Durg | 2015-03-08 | Babulal | Dargaon | PHC
199 | Store ROOM | BP apparatus | 1 | NA | NA | extra care | NA | 3000104739 | 2013 | 0 |  | 0 |  | NO |  |  |  | Durg | 2015-03-08 | Babulal | Dargaon | PHC
200 | Store ROOM | centrifuge | 1 | NA | NA | NA | NA | 3000104740 | 2012 | 0 |  | 0 |  | yes |  |  |  | Durg | 2015-03-08 | Babulal | Dargaon | PHC
201 | Store ROOM | autoclave(cylindrical) | 1 | NA | NA | NA | NA | 3000104741 | 2012 | 0 |  | 0 |  | yes |  |  |  | Durg | 2015-03-08 | Babulal | Dargaon | PHC
202 | Store ROOM | suction machine(foot) | 1 | NA | NA | NA | NA | 3000104742 | 2012 | 0 |  | 0 |  | yes |  |  |  | Durg | 2015-03-08 | Babulal | Dargaon | PHC
203 | Store ROOM | suction machine(foot) | 1 | NA | NA | NA | NA | 3000104743 | 2012 | 0 |  | 0 |  | yes |  |  |  | Durg | 2015-03-08 | Babulal | Dargaon | PHC
204 | Store ROOM | suction machine(foot) | 1 | NA | NA | NA | NA | 3000104744 | 2012 | 0 |  | 0 |  | NO |  |  |  | Durg | 2015-03-08 | Babulal | Dargaon | PHC
205 | sub centre | Autoclave | 1 | NA | NA | NA | NA | 3000104745 | NA | 0 |  | 0 |  | NO |  |  |  | Durg | 2015-03-08 | Babulal | Dargaon | PHC
206 | Store ROOM | Autoclave(electric) | 1 | NA | NA | NA | NA | 3000104746 | NA | 0 |  | 0 |  | NO |  |  |  | Durg | 2015-03-08 | Babulal | Dargaon | PHC
207 | Store ROOM | steriliser | 1 | NA | NA | NA | NA | 3000104747 | 2002 | 0 |  | 0 |  | NO |  |  |  | Durg | 2015-03-08 | Babulal | Dargaon | PHC
208 | Store ROOM | needle cutter | 1 | microsil | NA | ND-360 | 4946/0 | 3000104748 | 2013 | 0 |  | 0 |  | NO |  |  |  | Durg | 2015-03-08 | Babulal | Dargaon | PHC
209 | OT | OT Table (Hydrolice) | 1 | Medi craft warwa put |  | NA | NA | 3000104401 | NA | 0 |  | 0 |  | No |  |  |  | Durg | 2015-07-28 | Babu Lal Satnami | Durg | DH
210 | OT | OT Table (Hydrolice) | 1 | NA |  | NA | NA | 3000104402 | NA | 0 |  | 0 |  | No |  |  |  | Durg | 2015-07-28 | Babu Lal Satnami | Durg | DH
211 | OT | suction machine | 1 | Nayok |  | NA | NA | 3000104403 | NA | 0 |  | 0 |  | Yes |  |  |  | Durg | 2015-07-28 | Babu Lal Satnami | Durg | DH
212 | OT | cautry electry | 1 | NA |  | NA | 60643 | 3000104404 | NA | 0 |  | 0 |  | Yes |  |  |  | Durg | 2015-07-28 | Babu Lal Satnami | Durg | DH
213 | OT | OT Light Shadow less | 1 | NA |  | NA | NA | 3000104405 | NA | 0 |  | 0 |  | Yes |  |  |  | Durg | 2015-07-28 | Babu Lal Satnami | Durg | DH
214 | OT | Mobile OT Lamp | 1 | NA |  | NA | NA | 3000104406 | NA | 0 |  | 0 |  | Yes |  |  |  | Durg | 2015-07-28 | Babu Lal Satnami | Durg | DH
215 | OT | cautry electry | 1 | NA |  | NA | 80676 | 3000104407 | NA | 0 |  | 0 |  | No |  |  |  | Durg | 2015-07-28 | Babu Lal Satnami | Durg | DH
216 | OT | boyle's apparatus | 1 | NA |  | NA | NA | 3000104408 | NA | 0 |  | 0 |  | Yes |  |  |  | Durg | 2015-07-28 | Babu Lal Satnami | Durg | DH
217 | OT | pulse oximeter | 1 | Datex ohmeda |  | 3800TRUTAK | FBXGO1153 | 3000104409 | NA | 0 |  | 0 |  | Yes |  |  |  | Durg | 2015-07-28 | Babu Lal Satnami | Durg | DH
218 | OT | boyle's apparatus | 1 | NA |  | NA | NA | 3000104410 | NA | 0 |  | 0 |  | Yes |  |  |  | Durg | 2015-07-28 | Babu Lal Satnami | Durg | DH
219 | OT | Blood Pressure Monitor | 1 | WOVA PHON |  | SPHYGMORMANO METER 300 | 2047641-05 | 3000104411 | NA | 0 |  | 0 |  | Yes |  |  |  | Durg | 2015-07-28 | Babu Lal Satnami | Durg | DH
220 | OT | Blood Pressure Monitor | 1 | WOVA PHON |  | SPHYGMORMANO METER 300 | 20477431-05 | 3000104412 | NA | 0 |  | 0 |  | Yes |  |  |  | Durg | 2015-07-28 | Babu Lal Satnami | Durg | DH
221 | OT | c-arm machine | 1 | SEIMENS |  | MULTI-MOBILE 4C | 3101 | 3000104413 | NA | 0 |  | 0 |  | No |  |  |  | Durg | 2015-07-28 | Babu Lal Satnami | Durg | DH
222 | OT | microscope | 1 | ENTOM |  | BCF011 | NA | 3000104414 | NA | 0 |  | 0 |  | No |  |  |  | Durg | 2015-07-28 | Babu Lal Satnami | Durg | DH
223 | OT | orthopedics attachment | 1 | NA |  | NA | NA | 3000104415 | NA | 0 |  | 0 |  | No |  |  |  | Durg | 2015-07-28 | Babu Lal Satnami | Durg | DH
224 | OT | Blood Pressure Monitor | 1 | NOVA PHON |  | SP-MANOMETER 300 | 204745 | 3000104416 | NA | 0 |  | 0 |  | No |  |  |  | Durg | 2015-07-28 | Babu Lal Satnami | Durg | DH
225 | OT | ent operating microscope | 1 | Moller wedel |  | FS-1-11 | 531 | 3000104417 | NA | 0 |  | 0 |  | No |  |  |  | Durg | 2015-07-28 | Babu Lal Satnami | Durg | DH
226 | OT | mo ortho drill | 1 | NA |  | NA | 299 | 3000104418 | NA | 0 |  | 0 |  | No |  |  |  | Durg | 2015-07-28 | Babu Lal Satnami | Durg | DH
227 | OT | ETO | 1 | ANPRO LEUS |  | AW74J | NA | 3000104419 | NA | 0 |  | 0 |  | No |  |  |  | Durg | 2015-07-28 | Babu Lal Satnami | Durg | DH
228 | OT | Mobile OT Lamp | 1 | NA |  | NA | NA | 3000104420 | NA | 0 |  | 0 |  | No |  |  |  | Durg | 2015-07-28 | Babu Lal Satnami | Durg | DH
229 | OT | Autoclave | 1 | NA |  | NA | NA | 3000104421 | NA | 0 |  | 0 |  | Yes |  |  |  | Durg | 2015-07-28 | Babu Lal Satnami | Durg | DH
230 | OT | Refrigerator | 1 | LG |  | GL-185 | 404NRZX076861 | 3000104422 | NA | 0 |  | 0 |  | Yes |  |  |  | Durg | 2015-07-28 | Babu Lal Satnami | Durg | DH
231 | Autoclave Room | suction machine | 1 | NA |  | NA | NA | 3000104423 | NA | 0 |  | 0 |  | No |  |  |  | Durg | 2015-07-28 | Babu Lal Satnami | Durg | DH
232 | Autoclave Room | Autoclave | 1 | REDIQUIP |  |  | 172 | 3000104424 | NA | 0 |  | 0 |  | No |  |  |  | Durg | 2015-07-28 | Babu Lal Satnami | Durg | DH
233 | Autoclave Room | Autoclave | 1 | SIEMEUS INDIA LTD |  | 1022 | 192 | 3000104425 | NA | 0 |  | 0 |  | Yes |  |  |  | Durg | 2015-07-28 | Babu Lal Satnami | Durg | DH
234 | Autoclave Room | sterilizer | 1 | STEEL EQUIPC |  | 16HS/E 18 KV | 1384 | 3000104426 | NA | 0 |  | 0 |  | Yes |  |  |  | Durg | 2015-07-28 | Babu Lal Satnami | Durg | DH
235 | Store | Hytrus Scope | 1 | KARL STOR |  | NA | NA | 3000104427 | NA | 0 |  | 0 |  | Yes |  |  |  | Durg | 2015-07-28 | Babu Lal Satnami | Durg | DH
236 | Store | multi para monitor | 1 | MEDICID |  | M-100 | AQ67B7889 | 3000104428 | NA | 0 |  | 0 |  | Yes |  |  |  | Durg | 2015-07-28 | Babu Lal Satnami | Durg | DH
237 | Store | fetal heart monitor | 1 | MICRO SURGICAL EQUPMENT |  | MICRO-03 | NA | 3000104429 | NA | 0 |  | 0 |  | Yes |  |  |  | Durg | 2015-07-28 | Babu Lal Satnami | Durg | DH
238 | Store | fetal heart monitor | 1 | MICRO SURGICAL EQUPMENT |  | MICRO-03 | NA | 3000104430 | NA | 0 |  | 0 |  | Yes |  |  |  | Durg | 2015-07-28 | Babu Lal Satnami | Durg | DH
239 | Store | endoscope | 1 | KARL STOR |  | NA | UV-3168B | 3000104431 | 2015 | 0 |  | 0 |  | Yes |  |  |  | Durg | 2015-07-28 | Babu Lal Satnami | Durg | DH
240 | Store | cold light fountain power led | 1 | KARL STOR |  | POWER LED 175 | WV5704 | 3000104432 | 2015 | 0 |  | 0 |  | Yes |  |  |  | Durg | 2015-07-28 | Babu Lal Satnami | Durg | DH
241 | Store | nebulizer | 1 | woroitalia electro medical |  | LIFE SAVE | 225015 | 3000104433 | 2014 | 0 |  | 0 |  | Yes |  |  |  | Durg | 2015-07-28 | Babu Lal Satnami | Durg | DH
242 | Store | pulse oximeter | 1 | Palco laboratories |  | 300 | B980400-7347 | 3000104434 | NA | 0 |  | 0 |  | Yes |  |  |  | Durg | 2015-07-28 | Babu Lal Satnami | Durg | DH
243 | Store | pulse oximeter | 1 | Palco laboratories |  | 300 | B980400-7345 | 3000104435 | NA | 0 |  | 0 |  | Yes |  |  |  | Durg | 2015-07-28 | Babu Lal Satnami | Durg | DH
244 | Store | pulse oximeter | 1 | Datex ohmeda |  | 3800 | FBFFOO216 | 3000104436 | NA | 0 |  | 0 |  | Yes |  |  |  | Durg | 2015-07-28 | Babu Lal Satnami | Durg | DH
245 | Store | pulse oximeter | 1 | OPTO SYSTEM PVT LTD |  | OXY500A | 125-4F5115 | 3000104437 | NA | 0 |  | 0 |  | Yes |  |  |  | Durg | 2015-07-28 | Babu Lal Satnami | Durg | DH
246 | Store | fumigator | 1 | FUMIGATOR STERIFOG |  | ULV FOGGER | FAI-SF-1163 | 3000104438 | NA | 0 |  | 0 |  | Yes |  |  |  | Durg | 2015-07-28 | Babu Lal Satnami | Durg | DH
247 | Store | foot suction machine | 1 | NA |  | NA | NA | 3000104444 | NA | 0 |  | 0 |  | Yes |  |  |  | Durg | 2015-07-28 | Babu Lal Satnami | Durg | DH
248 | Store | Blood Pressure Monitor | 1 | Life + |  | NA | NA | 3000104439 | NA | 0 |  | 0 |  | Yes |  |  |  | Durg | 2015-07-28 | Babu Lal Satnami | Durg | DH
249 | Store | Blood Pressure Monitor | 1 | diamond |  | GOLD | NA | 3000104440 | NA | 0 |  | 0 |  | Yes |  |  |  | Durg | 2015-07-28 | Babu Lal Satnami | Durg | DH
250 | Store | laryngoscope | 1 | NA |  | NA | NA | 3000104441 | NA | 0 |  | 0 |  | Yes |  |  |  | Durg | 2015-07-28 | Babu Lal Satnami | Durg | DH
251 | Store | cautry electry | 1 | NA |  | DIGITAL 400B | NA | 3000104442 | NA | 0 |  | 0 |  | Yes |  |  |  | Durg | 2015-07-28 | Babu Lal Satnami | Durg | DH
252 | Store | suction machine | 1 | NA |  | NA | NA | 3000104443 | NA | 0 |  | 0 |  | Yes |  |  |  | Durg | 2015-07-28 | Babu Lal Satnami | Durg | DH
253 | OT | suction machine | 1 | NA |  | NA | NA | 3000104069 | 2008 | 0 |  | 0 |  | Yes |  |  |  | Durg | 2015-07-24 | Babu Lal Satnami & Kamnesh | Durg | DH
254 | OT | Autoclave | 1 | LIFE+ |  | NA | NA | 3000104070 | 2008 | 0 |  | 0 |  | Yes |  |  |  | Durg | 2015-07-24 | Babu Lal Satnami & Kamnesh | Durg | DH
255 | OT | sterilizer | 1 | Local |  | NA | NA | 3000104071 | 2007 | 0 |  | 0 |  | Yes |  |  |  | Durg | 2015-07-24 | Babu Lal Satnami & Kamnesh | Durg | DH
256 | OT | sterilizer | 1 | NA |  | NA | NA | 3000104072 | 2007 | 0 |  | 0 |  | Yes |  |  |  | Durg | 2015-07-24 | Babu Lal Satnami & Kamnesh | Durg | DH
257 | OT | Autoclave | 1 | NA |  | NA | NA | 3000104073 | 2008 | 0 |  | 0 |  | Yes |  |  |  | Durg | 2015-07-24 | Babu Lal Satnami & Kamnesh | Durg | DH
258 | OT | Mobile OT Lamp | 1 | NA |  | NA | NA | 3000104074 | 2015 | 0 |  | 0 |  | Yes |  |  |  | Durg | 2015-07-24 | Babu Lal Satnami & Kamnesh | Durg | DH
259 | OT | OT Light Shadow less | 1 | NA |  | NA | NA | 3000104075 | 2008 | 0 |  | 0 |  | Yes |  |  |  | Durg | 2015-07-24 | Babu Lal Satnami & Kamnesh | Durg | DH
260 | OT | AIR sterilizer | 1 | NA |  | NA | NA | 3000104076 | 2006 | 0 |  | 0 |  | Yes |  |  |  | Durg | 2015-07-24 | Babu Lal Satnami & Kamnesh | Durg | DH
261 | OPD | Blood Pressure Monitor | 1 | Medi care |  | MCP | 14K0058 | 3000104077 | 2004 | 0 |  | 0 |  | Yes |  |  |  | Durg | 2015-07-24 | Babu Lal Satnami & Kamnesh | Durg | DH
262 | OPD | Blood Pressure Monitor | 1 | Medi care |  | MCP | 14K0054 | 3000104078 | 2004 | 0 |  | 0 |  | Yes |  |  |  | Durg | 2015-07-24 | Babu Lal Satnami & Kamnesh | Durg | DH
263 | OPD | Blood Pressure Monitor | 1 | Medi care |  | MCP | 14K0070 | 3000104079 | 2004 | 0 |  | 0 |  | Yes |  |  |  | Durg | 2015-07-24 | Babu Lal Satnami & Kamnesh | Durg | DH
264 | OPD | Blood Pressure Monitor | 1 | Medi care |  | MCP | 14K0051 | 3000104080 | 2004 | 0 |  | 0 |  | Yes |  |  |  | Durg | 2015-07-24 | Babu Lal Satnami & Kamnesh | Durg | DH
265 | OPD | Fetal Doppler | 1 | NA |  | DFMRA-001 | NA | 3000104081 | 2004 | 0 |  | 0 |  | Yes |  |  |  | Durg | 2015-07-24 | Babu Lal Satnami & Kamnesh | Durg | DH
266 | OPD | sterilizer | 1 | SMR |  | NA | NA | 3000104082 | NA | 0 |  | 0 |  | Yes |  |  |  | Durg | 2015-07-24 | Babu Lal Satnami & Kamnesh | Durg | DH
267 | OPD | Weight Machine | 1 | NA |  | NA | NA | 3000104083 | 2012 | 0 |  | 0 |  | Yes |  |  |  | Durg | 2015-07-24 | Babu Lal Satnami & Kamnesh | Durg | DH
268 | Blood Bank | blood bank refrigerator | 1 | YORCO |  | NA | NA | 3000104084 | NA | 0 |  | 0 |  | Yes |  |  |  | Durg | 2015-07-24 | Babu Lal Satnami & Kamnesh | Durg | DH
269 | Blood Bank | blood bank refrigerator | 1 | TERUO PENPOL |  | NA | 810015 | 3000104085 | 2010 | 0 |  | 0 |  | Yes |  |  |  | Durg | 2015-07-24 | Babu Lal Satnami & Kamnesh | Durg | DH
270 | Store | cryobath | 1 | TERUO PENPOL |  | CRYOBATHCB 100 | 810065 | 3000104086 | 2010 | 0 |  | 0 |  | Yes |  |  |  | Durg | 2015-07-24 | Babu Lal Satnami & Kamnesh | Durg | DH
271 | Store | blood bank refrigerator | 1 | YORCO |  | NA | NA | 3000104087 | 2009 | 0 |  | 0 |  | Yes |  |  |  | Durg | 2015-07-24 | Babu Lal Satnami & Kamnesh | Durg | DH
272 | Store | plasma thawing bath | 1 | TERUO PENPOL |  | PB100 | 811101 | 3000104088 | 2010 | 0 |  | 0 |  | Yes |  |  |  | Durg | 2015-07-24 | Babu Lal Satnami & Kamnesh | Durg | DH
273 | Store | platelet agitator with incubator | 1 | TERUO PENPOL |  | pi200 | 810288 | 3000104089 | 2010 | 0 |  | 0 |  | Yes |  |  |  | Durg | 2015-07-24 | Babu Lal Satnami & Kamnesh | Durg | DH
274 | Store | deep freezer | 1 | TERUO PENPOL |  | df40q | 812099 | 3000104090 | 2010 | 0 |  | 0 |  | Yes |  |  |  | Durg | 2015-07-24 | Babu Lal Satnami & Kamnesh | Durg | DH
275 | Store | blood cell counter | 1 | merk |  | medonic | 10656 | 3000104091 | 2010 | 0 |  | 0 |  | Yes |  |  |  | Durg | 2015-07-24 | Babu Lal Satnami & Kamnesh | Durg | DH
276 | Store | doner station-4 | 1 | TERUO PENPOL |  | dc200 | 812364 | 3000104092 | 2010 | 0 |  | 0 |  | Yes |  |  |  | Durg | 2015-07-24 | Babu Lal Satnami & Kamnesh | Durg | DH
277 | Pathology | fully automated platelet apheresis system | 1 | Fenwel compang |  | box test | 1855 | 3000104093 | 2010 | 0 |  | 0 |  | Yes |  | 1 | 16 | Durg | 2015-07-24 | Babu Lal Satnami & Kamnesh | Durg | DH
278 | Pathology | centrifuge Machine | 1 | thermo scieritic |  | CRYOFUTE5500I | 40827497 | 3000104094 | NA | 0 |  | 0 |  | Yes |  |  |  | Durg | 2015-07-24 | Babu Lal Satnami & Kamnesh | Durg | DH
279 | Pathology | plasma expressor manual | 1 | TERUO PENPOL |  | COMPO SAFE M10 | 810541 | 3000104095 | 2010 | 0 |  | 0 |  | Yes |  |  |  | Durg | 2015-07-24 | Babu Lal Satnami & Kamnesh | Durg | DH
280 | Pathology | Blood weight machin | 1 | TERUO PENPOL |  | COMPO SAFE CS300 | 811075 | 3000104096 | 2010 | 0 |  | 0 |  | Yes |  |  |  | Durg | 2015-07-24 | Babu Lal Satnami & Kamnesh | Durg | DH
281 | Pathology | die ele tube scalev-2 | 1 | TERUO PENPOL |  | TUBE SEALER XS1010 | 809597 | 3000104097 | 2010 | 0 |  | 0 |  | Yes |  |  |  | Durg | 2015-07-24 | Babu Lal Satnami & Kamnesh | Durg | DH
282 | Pathology | blood bank refrigerator | 1 | Haier |  | NA | NA | 3000104098 | NA | 0 |  | 0 |  | Yes |  |  |  | Durg | 2015-07-24 | Babu Lal Satnami & Kamnesh | Durg | DH
283 | Pathology | laminar airflow bench | 1 | Sonar |  | NA | 7151108 | 3000104099 | 2011 | 0 |  | 0 |  | Yes |  |  |  | Durg | 2015-07-24 | Babu Lal Satnami & Kamnesh | Durg | DH
284 | Pathology | ultra freeze | 1 | Cryo Scienfi fic |  | URC-P-500-4 | 0658-0807 | 3000104100 | 2009 | 0 |  | 0 |  | Yes |  |  |  | Durg | 2015-07-24 | Babu Lal Satnami & Kamnesh | Durg | DH
285 | Blood Bank | blood bank refrigerator | 1 | Haier |  | NA | NA | 3000104101 | NA | 0 |  | 0 |  | Yes |  |  |  | Durg | 2015-07-24 | Babu Lal Satnami & Kamnesh | Durg | DH
286 | Blood Bank | Donor couch | 1 | TERUO PENPOL |  | dc200 | 812363 | 3000104102 | 2010 | 0 |  | 0 |  | Yes |  |  |  | Durg | 2015-07-24 | Babu Lal Satnami & Kamnesh | Durg | DH
287 | Blood Bank | Donor couch | 1 | TERUO PENPOL |  | dc200 | 812367 | 3000104103 | 2010 | 0 |  | 0 |  | Yes |  |  |  | Durg | 2015-07-24 | Babu Lal Satnami & Kamnesh | Durg | DH
288 | Blood Bank | Donor couch | 1 | TERUO PENPOL |  | dc200 | 812368 | 3000104104 | 2010 | 0 |  | 0 |  | Yes |  |  |  | Durg | 2015-07-24 | Babu Lal Satnami & Kamnesh | Durg | DH
289 | Blood Bank | blood bank refrigerator | 1 | TERUO PENPOL |  | 660L | 810061 | 3000104105 | 2010 | 0 |  | 0 |  | Yes |  |  |  | Durg | 2015-07-24 | Babu Lal Satnami & Kamnesh | Durg | DH
290 | Blood Bank | Needle Cutter | 1 | Micro sil |  | ND100 | 1953 | 3000104106 | 2006 | 0 |  | 0 |  | Yes |  |  |  | Durg | 2015-07-24 | Babu Lal Satnami & Kamnesh | Durg | DH
291 | Blood Bank | die ele tube scalev-2 | 1 | TERUO PENPOL |  | XS1010 | 811652 | 3000104107 | 2010 | 0 |  | 0 |  | Yes |  |  |  | Durg | 2015-07-24 | Babu Lal Satnami & Kamnesh | Durg | DH
292 | Blood Bank | blood collection monitor | 1 | TERUO PENPOL |  | D601 | 809293 | 3000104108 | 2010 | 0 |  | 0 |  | Yes |  |  |  | Durg | 2015-07-24 | Babu Lal Satnami & Kamnesh | Durg | DH
293 | Blood Bank | blood collection monitor | 1 | TERUO PENPOL |  | D601 | 811326 | 3000104109 | 2010 | 0 |  | 0 |  | Yes |  |  |  | Durg | 2015-07-24 | Babu Lal Satnami & Kamnesh | Durg | DH
294 | Blood Bank | blood collection monitor | 1 | FREFENIUS CARE |  | Hemo Light + | 44LO1620 | 3000104110 | NA | 0 |  | 0 |  | Yes |  |  |  | Durg | 2015-07-24 | Babu Lal Satnami & Kamnesh | Durg | DH
295 | Pathology | blood bank refrigerator | 1 | Aravali Medical Sufty Pvt. Ltd |  | JEWETT | NA | 3000104111 | NA | 0 |  | 0 |  | Yes |  |  |  | Durg | 2015-07-24 | Babu Lal Satnami & Kamnesh | Durg | DH
296 | Pathology | incubator | 1 | NA |  | Coslab | NA | 3000104112 | NA | 0 |  | 0 |  | Yes |  |  |  | Durg | 2015-07-24 | Babu Lal Satnami & Kamnesh | Durg | DH
297 | Pathology | centrifuge Machine | 1 | Remi |  | NA | IGLO59OL | 3000104113 | NA | 0 |  | 0 |  | Yes |  |  |  | Durg | 2015-07-24 | Babu Lal Satnami & Kamnesh | Durg | DH
298 | Pathology | elisa reader | 1 | Lab system |  | 3502 | 3520900610 | 3000104114 | NA | 0 |  | 0 |  | Yes |  |  |  | Durg | 2015-07-24 | Babu Lal Satnami & Kamnesh | Durg | DH
299 | Pathology | elisa washer | 1 | Lab system |  | WELL WASH | 601510 | 3000104115 | NA | 0 |  | 0 |  | Yes |  |  |  | Durg | 2015-07-24 | Babu Lal Satnami & Kamnesh | Durg | DH
300 | Blood Bank | incubator | 1 | BIORAD |  | DIAMED | 1003149 | 3000104116 | 2009 | 0 |  | 0 |  | Yes |  |  |  | Durg | 2015-07-24 | Babu Lal Satnami & Kamnesh | Durg | DH
301 | Blood Bank | centrifuge Machine | 1 | BIORAD |  | 1175 | 1001802 | 3000104117 | 2009 | 0 |  | 0 |  | Yes |  |  |  | Durg | 2015-07-24 | Babu Lal Satnami & Kamnesh | Durg | DH
302 | Blood Bank | binoculars microscope | 1 | KWALITY |  | NA | NA | 3000104118 | NA | 0 |  | 0 |  | Yes |  |  |  | Durg | 2015-07-24 | Babu Lal Satnami & Kamnesh | Durg | DH
303 | Blood Bank | centrifuge Machine | 1 | Remi |  | R-8C | 8LAN-01012 | 3000104119 | NA | 0 |  | 0 |  | Yes |  |  |  | Durg | 2015-07-24 | Babu Lal Satnami & Kamnesh | Durg | DH
304 | Blood Bank | incubator | 1 | YORK |  | YSI-438 | 9111037 | 3000104120 | NA | 0 |  | 0 |  | Yes |  |  |  | Durg | 2015-07-24 | Babu Lal Satnami & Kamnesh | Durg | DH
305 | Blood Bank | blood bank refrigerator | 1 | TERUO PENPOL |  | TC1002B | 812065 | 3000104121 | NA | 0 |  | 0 |  | Yes |  |  |  | Durg | 2015-07-24 | Babu Lal Satnami & Kamnesh | Durg | DH
306 | Blood Bank | blood bank refrigerator | 1 | TERUO PENPOL |  | TC1002B | 812063 | 3000104122 | NA | 0 |  | 0 |  | Yes |  |  |  | Durg | 2015-07-24 | Babu Lal Satnami & Kamnesh | Durg | DH
307 | Blood Bank | Weight Machine | 1 | DR BELIRAM & SONS |  | KRUPS | NA | 3000104123 | NA | 0 |  | 0 |  | Yes |  |  |  | Durg | 2015-07-24 | Babu Lal Satnami & Kamnesh | Durg | DH
308 | Female Medical Ward | suction machine | 1 | NA |  | NA | NA | 3000104124 | NA | 0 |  | 0 |  | Yes |  |  |  | Durg | 2015-07-24 | Babu Lal Satnami & Kamnesh | Durg | DH
309 | Female Medical Ward | Needle Cutter | 1 | HLL Life Care |  | HEAMO Safe | NA | 3000104125 | NA | 0 |  | 0 |  | Yes |  |  |  | Durg | 2015-07-24 | Babu Lal Satnami & Kamnesh | Durg | DH
310 | Female Medical Ward | Blood Pressure Monitor | 1 | Medi Care |  | MCP | 14K0057 | 3000104126 | NA | 0 |  | 0 |  | Yes |  |  |  | Durg | 2015-07-24 | Babu Lal Satnami & Kamnesh | Durg | DH
311 | Female Medical Ward | sterilizer | 1 | NA |  | NA | NA | 3000104127 | 2014 | 0 |  | 0 |  | Yes |  |  |  | Durg | 2015-07-24 | Babu Lal Satnami & Kamnesh | Durg | DH
312 | Male Medical Ward | suction machine | 1 | nA |  | NA | NA | 3000104128 | 2014 | 0 |  | 0 |  | Yes |  |  |  | Durg | 2015-07-24 | Babu Lal Satnami & Kamnesh | Durg | DH
313 | Male Medical Ward | Blood Pressure Monitor | 1 | diamond |  | Delux | NA | 3000104129 | 2014 | 0 |  | 0 |  | Yes |  |  |  | Durg | 2015-07-24 | Babu Lal Satnami & Kamnesh | Durg | DH
314 | Male Medical Ward | Blood Pressure Monitor | 1 | diamond |  | Regular | NA | 3000104130 | 2014 | 0 |  | 0 |  | Yes |  |  |  | Durg | 2015-07-24 | Babu Lal Satnami & Kamnesh | Durg | DH
315 | Male Medical Ward | Needle Cutter | 1 | HLL Life Care |  | HEAMO Safe | NA | 3000104132 | 2014 | 0 |  | 0 |  | Yes |  |  |  | Durg | 2015-07-24 | Babu Lal Satnami & Kamnesh | Durg | DH
316 | Child Ward | nebulizer | 1 | Narditallia Elec. Medical |  | FLOWNEB | 150481 | 3000104133 | NA | 0 |  | 0 |  | Yes |  |  |  | Durg | 2015-07-24 | Babu Lal Satnami & Kamnesh | Durg | DH
317 | Child Ward | suction machine | 1 | NA |  | NA | NA | 3000104134 | NA | 0 |  | 0 |  | Yes |  |  |  | Durg | 2015-07-24 | Babu Lal Satnami & Kamnesh | Durg | DH
318 | Child Ward | Baby Weight Machine | 1 | NA |  | CROWN | NA | 3000104135 | NA | 0 |  | 0 |  | Yes |  |  |  | Durg | 2015-07-24 | Babu Lal Satnami & Kamnesh | Durg | DH
319 | Child Ward | Needle Cutter | 1 | Micro sil |  | ND360 | 5019/63 | 3000104136 | NA | 0 |  | 0 |  | Yes |  |  |  | Durg | 2015-07-24 | Babu Lal Satnami & Kamnesh | Durg | DH
320 | Child Ward | Weight Machine | 1 | Detecth |  | NA | NA | 3000104137 | NA | 0 |  | 0 |  | Yes |  |  |  | Durg | 2015-07-24 | Babu Lal Satnami & Kamnesh | Durg | DH
321 | Child Ward | Baby Weight Machine | 1 | Detecth |  | MB130 | C14014041 | 3000104138 | NA | 0 |  | 0 |  | Yes |  |  |  | Durg | 2015-07-24 | Babu Lal Satnami & Kamnesh | Durg | DH
322 | ICU | Blood Pressure Monitor | 1 | Medi Care |  | NSIC | 416721 | 3000104139 | 2015-03-01 | 0 |  | 0 |  | Yes |  |  |  | Durg | 2015-07-24 | Babu Lal Satnami & Kamnesh | Durg | DH
323 | ICU | ecg machine 6 channel | 1 | mindray |  | BENI HEART R3 | FK_45003230 | 3000104140 | 2015-01-01 | 0 |  | 0 |  | Yes |  |  |  | Durg | 2015-07-24 | Babu Lal Satnami & Kamnesh | Durg | DH
324 | ICU | nebulizer | 1 | Nordetiliaf |  | Lowneb | 150327 | 3000104141 | 2015-09-01 | 0 |  | 0 |  | Yes |  |  |  | Durg | 2015-07-24 | Babu Lal Satnami & Kamnesh | Durg | DH
325 | ICU | Refrigerator | 1 | LG |  | GL-185 | 404NBER070868 | 3000104142 | 2014-07-01 | 0 |  | 0 |  | Yes |  |  |  | Durg | 2015-07-24 | Babu Lal Satnami & Kamnesh | Durg | DH
326 | ICU | Needle Cutter | 1 | SARATECH |  | SIR | 899 | 3000104143 | 2013-08-01 | 0 |  | 0 |  | Yes |  |  |  | Durg | 2015-07-24 | Babu Lal Satnami & Kamnesh | Durg | DH
327 | ICU | suction machine | 1 | NAYAK |  | NA | NA | 3000104144 | 2007-12-01 | 0 |  | 0 |  | Yes |  |  |  | Durg | 2015-07-24 | Babu Lal Satnami & Kamnesh | Durg | DH
328 | ICU | suction machine | 1 | NAYAK |  | NA | NA | 3000104145 | 2005-12-01 | 0 |  | 0 |  | Yes |  |  |  | Durg | 2015-07-24 | Babu Lal Satnami & Kamnesh | Durg | DH
329 | ICU | patient monitor | 1 | MEDIAID |  | M-1000 | AQ67B7956 | 3000104146 | 2004-06-01 | 0 |  | 0 |  | Yes |  |  |  | Durg | 2015-07-24 | Babu Lal Satnami & Kamnesh | Durg | DH
330 | ICU | patient monitor | 1 | MEDIAID |  | M-1000 | AQ67B7914 | 3000104147 | 2004-06-01 | 0 |  | 0 |  | Yes |  |  |  | Durg | 2015-07-24 | Babu Lal Satnami & Kamnesh | Durg | DH
331 | ICU | patient monitor | 1 | MEDIAID |  | M-1000 | AQ67B7984 | 3000104148 | 2004-06-01 | 0 |  | 0 |  | Yes |  |  |  | Durg | 2015-07-24 | Babu Lal Satnami & Kamnesh | Durg | DH
332 | ICU | suction machine | 1 | Medisue Product |  | NA | NA | 3000104149 | 2005-12-01 | 0 |  | 0 |  | Yes |  |  |  | Durg | 2015-07-24 | Babu Lal Satnami & Kamnesh | Durg | DH
333 | ICU | patient monitor | 1 | MEDIAID |  | M-1000 | AQ67B8030 | 3000104150 | 2004-06-01 | 0 |  | 0 |  | Yes |  |  |  | Durg | 2015-07-24 | Babu Lal Satnami & Kamnesh | Durg | DH
334 | ICU | patient monitor | 1 | MEDIAID |  | M-1000 | AQ67B7938 | 3000104151 | 2004-06-01 | 0 |  | 0 |  | Yes |  |  |  | Durg | 2015-07-24 | Babu Lal Satnami & Kamnesh | Durg | DH
335 | isolation ward | Blood Pressure Monitor | 1 | Bhasin Sons |  | EMQ | 53090 | 3000104152 | 2015-03-01 | 0 |  | 0 |  | Yes |  |  |  | Durg | 2015-07-24 | Babu Lal Satnami & Kamnesh | Durg | DH
336 | isolation ward | Needle Cutter | 1 | Pioneer India |  | Na | NA | 3000104153 | 2015-04-01 | 0 |  | 0 |  | Yes |  |  |  | Durg | 2015-07-24 | Babu Lal Satnami & Kamnesh | Durg | DH
337 | isolation ward | suction machine | 1 | NA |  | NA | NA | 3000104154 | 2015-03-01 | 0 |  | 0 |  | Yes |  |  |  | Durg | 2015-07-24 | Babu Lal Satnami & Kamnesh | Durg | DH
338 | isolation ward | sterilizer | 1 | Local |  | NA | NA | 3000104155 | 2011-02-01 | 0 |  | 0 |  | Yes |  |  |  | Durg | 2015-07-24 | Babu Lal Satnami & Kamnesh | Durg | DH
339 | Gynae ward | Blood Pressure Monitor | 1 | Supreme Surgical |  | Premier | 98122747 | 3000104156 | 2013-09-01 | 0 |  | 0 |  | Yes |  |  |  | Durg | 2015-07-24 | Babu Lal Satnami & Kamnesh | Durg | DH
340 | Gynae ward | suction machine | 1 | NA |  | Na | NA | 3000104157 | 2013-09-01 | 0 |  | 0 |  | Yes |  |  |  | Durg | 2015-07-24 | Babu Lal Satnami & Kamnesh | Durg | DH
341 | SNCU | Baby Warmer | 1 | Meditrin Instrument |  | NA | NA | 3000104158 | 2010-03-01 | 0 |  | 0 |  | Yes |  |  |  | Durg | 2015-07-24 | Babu Lal Satnami & Kamnesh | Durg | DH
342 | SNCU | Baby Warmer | 1 | Meditrin Instrument |  | NA | NA | 3000104159 | 2010-03-01 | 0 |  | 0 |  | Yes |  |  |  | Durg | 2015-07-24 | Babu Lal Satnami & Kamnesh | Durg | DH
343 | SNCU | radiant heat warmer | 1 | MEDITECH BIRD |  | Bird | 3M/RW/311109/1011 | 3000104160 | 2010-03-01 | 0 |  | 0 |  | Yes |  |  |  | Durg | 2015-07-24 | Babu Lal Satnami & Kamnesh | Durg | DH
344 | SNCU | radiant heat warmer | 1 | MEDITECH BIRD |  | Bird | 302/09/1011 | 3000104161 | 2010-03-01 | 0 |  | 0 |  | Yes |  |  |  | Durg | 2015-07-24 | Babu Lal Satnami & Kamnesh | Durg | DH
345 | SNCU | radiant heat warmer | 1 | MEDITECH BIRD |  | Bird | 3M/RW315 | 3000104162 | 2010-03-01 | 0 |  | 0 |  | Yes |  |  |  | Durg | 2015-07-24 | Babu Lal Satnami & Kamnesh | Durg | DH
346 | SNCU | radiant heat warmer | 1 | MEDITECH BIRD |  | Bird | BM/RW/313 | 3000104163 | 2010-03-01 | 0 |  | 0 |  | Yes |  |  |  | Durg | 2015-07-24 | Babu Lal Satnami & Kamnesh | Durg | DH
347 | SNCU | radiant heat warmer | 1 | MEDITECH BIRD |  | Bird | BM/RW/305 | 3000104164 | 2010-03-01 | 0 |  | 0 |  | Yes |  |  |  | Durg | 2015-07-24 | Babu Lal Satnami & Kamnesh | Durg | DH
348 | SNCU | radiant heat warmer | 1 | MEDITECH BIRD |  | Bird | BM/RW/300 | 3000104165 | 2010-03-01 | 0 |  | 0 |  | Yes |  |  |  | Durg | 2015-07-24 | Babu Lal Satnami & Kamnesh | Durg | DH
349 | SNCU | radiant heat warmer | 1 | MEDITECH BIRD |  | Bird | BM/RW/310 | 3000104166 | 2010-03-01 | 0 |  | 0 |  | Yes |  |  |  | Durg | 2015-07-24 | Babu Lal Satnami & Kamnesh | Durg | DH
350 | SNCU | radiant heat warmer | 1 | MEDITECH BIRD |  | Bird | BM/RW/312 | 3000104167 | 2010-03-01 | 0 |  | 0 |  | Yes |  |  |  | Durg | 2015-07-24 | Babu Lal Satnami & Kamnesh | Durg | DH
351 | SNCU | radiant heat warmer | 1 | MEDITECH BIRD |  | Bird | BM/RW/313 | 3000104169 | 2010-03-01 | 0 |  | 0 |  | Yes |  |  |  | Durg | 2015-07-24 | Babu Lal Satnami & Kamnesh | Durg | DH
352 | SNCU | radiant heat warmer | 1 | MEDITECH BIRD |  | Bird | BM/RW/308 | 3000104170 | 2010-03-01 | 0 |  | 0 |  | Yes |  |  |  | Durg | 2015-07-24 | Babu Lal Satnami & Kamnesh | Durg | DH
353 | SNCU | radiant heat warmer | 1 | MEDITECH BIRD |  | Bird | BM/RW/299 | 3000104171 | 2010-03-01 | 0 |  | 0 |  | Yes |  |  |  | Durg | 2015-07-24 | Babu Lal Satnami & Kamnesh | Durg | DH
354 | SNCU | radiant heat warmer | 1 | Meditran |  | Intensive Warmer | NA | 3000104172 | 2010-03-01 | 0 |  | 0 |  | Yes |  |  |  | Durg | 2015-07-24 | Babu Lal Satnami & Kamnesh | Durg | DH
355 | SNCU | Baby Weight Machine | 1 | Rom Son Mechnical |  | NA | NA | 3000104173 | 2010-03-01 | 0 |  | 0 |  | Yes |  |  |  | Durg | 2015-07-24 | Babu Lal Satnami & Kamnesh | Durg | DH
356 | SNCU | pulse oximeter | 1 | Emco Medek PVT. LTD. |  | OXI-SAT2060 | 9101171 | 3000104174 | 2010-03-01 | 0 |  | 0 |  | Yes |  |  |  | Durg | 2015-07-24 | Babu Lal Satnami & Kamnesh | Durg | DH
357 | SNCU | pulse oximeter | 1 | Emco Medek PVT. LTD. |  | OXI-SAT2060 | 9101170 | 3000104175 | 2010-03-01 | 0 |  | 0 |  | Yes |  |  |  | Durg | 2015-07-24 | Babu Lal Satnami & Kamnesh | Durg | DH
358 | SNCU | pulse oximeter | 1 | Emco Medek PVT. LTD. |  | OXI-SAT2060 | 9101172 | 3000104176 | 2010-03-01 | 0 |  | 0 |  | Yes |  |  |  | Durg | 2015-07-24 | Babu Lal Satnami & Kamnesh | Durg | DH
359 | SNCU | pulse oximeter | 1 | Emco Medek PVT. LTD. |  | OXI-SAT2060 | 9101175 | 3000104177 | 2010-03-01 | 0 |  | 0 |  | Yes |  |  |  | Durg | 2015-07-24 | Babu Lal Satnami & Kamnesh | Durg | DH
360 | SNCU | pulse oximeter | 1 | Emco Medek PVT. LTD. |  | OXI-SAT2060 | 9101173 | 3000104178 | 2010-03-01 | 0 |  | 0 |  | Yes |  |  |  | Durg | 2015-07-24 | Babu Lal Satnami & Kamnesh | Durg | DH
361 | SNCU | pulse oximeter | 1 | Emco Medek PVT. LTD. |  | OXI-SAT2060 | 9101177 | 3000104179 | 2010-03-01 | 0 |  | 0 |  | Yes |  |  |  | Durg | 2015-07-24 | Babu Lal Satnami & Kamnesh | Durg | DH
362 | SNCU | pulse oximeter | 1 | Emco Medek PVT. LTD. |  | OXI-SAT2060 | 9101174 | 3000104180 | 2010-03-01 | 0 |  | 0 |  | Yes |  |  |  | Durg | 2015-07-24 | Babu Lal Satnami & Kamnesh | Durg | DH
363 | SNCU | pulse oximeter | 1 | Emco Medek PVT. LTD. |  | OXI-SAT2060 | 9101176 | 3000104181 | 2010-03-01 | 0 |  | 0 |  | Yes |  |  |  | Durg | 2015-07-24 | Babu Lal Satnami & Kamnesh | Durg | DH
364 | SNCU | Needle Cutter | 1 | SARATECH |  | SIR | 897 | 3000104182 | 2011-06-01 | 0 |  | 0 |  | Yes |  |  |  | Durg | 2015-07-24 | Babu Lal Satnami & Kamnesh | Durg | DH
365 | SNCU | Refrigerator | 1 | LG |  | GL-285BM5 | 301PRZZ043685 | 3000104183 | 2013-03-01 | 0 |  | 0 |  | Yes |  |  |  | Durg | 2015-07-24 | Babu Lal Satnami & Kamnesh | Durg | DH
366 | SNCU | suction machine | 1 | Aryan |  | Master Care | NA | 3000104184 | 2013-03-01 | 0 |  | 0 |  | Yes |  |  |  | Durg | 2015-07-24 | Babu Lal Satnami & Kamnesh | Durg | DH
367 | SNCU | Baby Weight Machine | 1 | ESQA |  | 3341321008 |  | 3000104185 | 2010-11-01 | 0 |  | 0 |  | Yes |  |  |  | Durg | 2015-07-24 | Babu Lal Satnami & Kamnesh | Durg | DH
368 | SNCU | infusion pump | 1 | Emco Medek PVT. LTD. |  | INFUSOR 950 | 910974 | 3000104186 | 2013-03-01 | 0 |  | 0 |  | Yes |  |  |  | Durg | 2015-07-24 | Babu Lal Satnami & Kamnesh | Durg | DH
369 | SNCU | nebulizer | 1 | Nordetiliaf |  | FLOWNEB | 150508/2004 | 3000104187 | 2012 | 0 |  | 0 |  | Yes |  |  |  | Durg | 2015-07-24 | Babu Lal Satnami & Kamnesh | Durg | DH
370 | SNCU | pulse oximeter | 1 | OPTO SYSTEM PVT LTD |  | OXY500A | 125-HF5154 | 3000104188 | 2010-03-01 | 0 |  | 0 |  | Yes |  |  |  | Durg | 2015-07-24 | Babu Lal Satnami & Kamnesh | Durg | DH
371 | SNCU | radiant heat warmer | 1 | MEDITECH BIRD |  | Bird | BM/RW/316 | 3000104189 | 2010-03-01 | 0 |  | 0 |  | Yes |  |  |  | Durg | 2015-07-24 | Babu Lal Satnami & Kamnesh | Durg | DH
372 | SNCU | radiant heat warmer | 1 | MEDITECH BIRD |  | Bird | BM/RW/307 | 3000104190 | 2010-03-01 | 0 |  | 0 |  | Yes |  |  |  | Durg | 2015-07-24 | Babu Lal Satnami & Kamnesh | Durg | DH
373 | SNCU | radiant heat warmer | 1 | MEDITECH BIRD |  | Bird | BM/RW/306 | 3000104191 | 2010-03-01 | 0 |  | 0 |  | Yes |  |  |  | Durg | 2015-07-24 | Babu Lal Satnami & Kamnesh | Durg | DH
374 | SNCU | radiant heat warmer | 1 | MEDITECH BIRD |  | Bird | BM/RW/305 | 3000104192 | 2010-03-01 | 0 |  | 0 |  | Yes |  |  |  | Durg | 2015-07-24 | Babu Lal Satnami & Kamnesh | Durg | DH
375 | SNCU | radiant heat warmer | 1 | MEDITECH BIRD |  | Bird | BM/RW/304 | 3000104193 | 2010-03-01 | 0 |  | 0 |  | Yes |  |  |  | Durg | 2015-07-24 | Babu Lal Satnami & Kamnesh | Durg | DH
376 | SNCU | radiant heat warmer | 1 | MEDITECH BIRD |  | Bird | BM/RW/314 | 3000104194 | 2010-03-01 | 0 |  | 0 |  | Yes |  |  |  | Durg | 2015-07-24 | Babu Lal Satnami & Kamnesh | Durg | DH
377 | SNCU | radiant heat warmer | 1 | Meditrin Instrument |  | NA | NA | 3000104195 | 2010-03-01 | 0 |  | 0 |  | Yes |  |  |  | Durg | 2015-07-24 | Babu Lal Satnami & Kamnesh | Durg | DH
378 | SNCU | syringe pump | 1 | Emco Medek PVT. LTD. |  | INFUSOR 950 | 910973 | 3000104196 | 2010-11-01 | 0 |  | 0 |  | Yes |  |  |  | Durg | 2015-07-24 | Babu Lal Satnami & Kamnesh | Durg | DH
379 | SNCU | syringe pump | 1 | Emco Medek PVT. LTD. |  | INFUSOR 950 | 910972 | 3000104197 | 2010-11-01 | 0 |  | 0 |  | Yes |  |  |  | Durg | 2015-07-24 | Babu Lal Satnami & Kamnesh | Durg | DH
380 | SNCU | patient monitor | 1 | mindray |  | MEC-1200 | CC-08114393 | 3000104198 | 2010-11-01 | 0 |  | 0 |  | Yes |  |  |  | Durg | 2015-07-24 | Babu Lal Satnami & Kamnesh | Durg | DH
381 | SNCU | pulse oximeter | 1 | OPTO SYSTEM PVT LTD |  | OXY500A | 125-HF5112 | 3000104199 | 2010-03-01 | 0 |  | 0 |  | Yes |  |  |  | Durg | 2015-07-24 | Babu Lal Satnami & Kamnesh | Durg | DH
382 | SNCU | phototherapy unit | 1 | Local |  | NA | NA | 3000104200 | NA | 0 |  | 0 |  | Yes |  |  |  | Durg | 2015-07-24 | Babu Lal Satnami & Kamnesh | Durg | DH
383 | SNCU | phototherapy unit | 1 | MEDITECH BIRD |  | Bird | BM/CPT142 | 3000104201 | 2010-11-01 | 0 |  | 0 |  | Yes |  |  |  | Durg | 2015-07-24 | Babu Lal Satnami & Kamnesh | Durg | DH
384 | SNCU | phototherapy unit | 1 | MEDITECH BIRD |  | Bird | BM/CPT143 | 3000104202 | 2010-11-01 | 0 |  | 0 |  | Yes |  |  |  | Durg | 2015-07-24 | Babu Lal Satnami & Kamnesh | Durg | DH
385 | SNCU | phototherapy unit | 1 | MEDITECH BIRD |  | Bird | BM/CPT144 | 3000104203 | 2010-11-01 | 0 |  | 0 |  | Yes |  |  |  | Durg | 2015-07-24 | Babu Lal Satnami & Kamnesh | Durg | DH
386 | SNCU | phototherapy unit | 1 | MEDITECH BIRD |  | Bird | BM/CPT140 | 3000104204 | 2010-11-01 | 0 |  | 0 |  | Yes |  |  |  | Durg | 2015-07-24 | Babu Lal Satnami & Kamnesh | Durg | DH
387 | SNCU | phototherapy unit | 1 | MEDITECH BIRD |  | Bird | BM/CPT141 | 3000104205 | 2010-11-01 | 0 |  | 0 |  | Yes |  |  |  | Durg | 2015-07-24 | Babu Lal Satnami & Kamnesh | Durg | DH
388 | SNCU | Glucometer | 1 | NEPRO |  | TRUE RESULT | MO2558082 | 3000104206 | 2010-03-01 | 0 |  | 0 |  | Yes |  |  |  | Durg | 2015-07-24 | Babu Lal Satnami & Kamnesh | Durg | DH
389 | Pathology | hematology analyzer | 1 | RECL LTD. |  | Lab Life H3D | RM-931009700 | 3000104207 | 2012-06-01 | 0 |  | 0 |  | Yes |  |  |  | Durg | 2015-07-27 | Kamnesh Kurre | Durg | DH
390 | Pathology | Refrigerator | 1 | GODEREJ |  | Gold | NA | 3000104208 | 1995 | 0 |  | 0 |  | Yes |  |  |  | Durg | 2015-07-27 | Kamnesh Kurre | Durg | DH
391 | Pathology | centrifuge Machine | 1 | NA |  | NA | NA | 3000104209 | 2012-12-01 | 0 |  | 0 |  | Yes |  |  |  | Durg | 2015-07-27 | Kamnesh Kurre | Durg | DH
392 | Pathology | binoculars microscope | 1 | SHREE SCIENIFIC ENTERPN SEN |  | CXL + | 984405 | 3000104210 | 1999-11-01 | 0 |  | 0 |  | Yes |  |  |  | Durg | 2015-07-27 | Kamnesh Kurre | Durg | DH
393 | Pathology | binoculars microscope | 1 | LABO MED |  | LX300 | 140771959 | 3000104211 | 2005-05-01 | 0 |  | 0 |  | Yes |  |  |  | Durg | 2015-07-27 | Kamnesh Kurre | Durg | DH
394 | Pathology | centrifuge Machine | 1 | Associated scienfi fic Tec. |  | VIO METRA | 10670914 | 3000104212 | 2014-11-01 | 0 |  | 0 |  | Yes |  |  |  | Durg | 2015-07-27 | Kamnesh Kurre | Durg | DH
395 | Pathology | Autoclave | 1 | Ster Line |  | Z-ClaveZA23 | S1404G0004W | 3000104213 | 2006-06-01 | 0 |  | 0 |  | Yes |  |  |  | Durg | 2015-07-27 | Kamnesh Kurre | Durg | DH
396 | Pathology | Autoclave | 1 | Ster Line |  | Z-ClaveZA23 | S1404G0002W | 3000104214 | 2006-06-01 | 0 |  | 0 |  | Yes |  |  |  | Durg | 2015-07-27 | Kamnesh Kurre | Durg | DH
397 | Pathology | Needle Cutter | 1 | HLL Life Care |  | HL Haemo Safe | NA | 3000104215 | 2011-03-01 | 0 |  | 0 |  | Yes |  |  |  | Durg | 2015-07-27 | Kamnesh Kurre | Durg | DH
398 | Pathology | colorimeter | 1 | Labtronics |  | LT-112 | NA | 3000104216 | 2013-09-01 | 0 |  | 0 |  | Yes |  |  |  | Durg | 2015-07-27 | Kamnesh Kurre | Durg | DH
399 | Pathology | hot air oven | 1 | Micro vision Calibration Ser. |  | NA | NA | 3000104217 | 2014-08-01 | 0 |  | 0 |  | Yes |  |  |  | Durg | 2015-07-27 | Kamnesh Kurre | Durg | DH
400 | Pathology | incubator | 1 | Micro vision Calibration Ser. |  | COSLAB | DHD/BB/23 | 3000104218 | 2013-07-01 | 0 |  | 0 |  | Yes |  |  |  | Durg | 2015-07-27 | Kamnesh Kurre | Durg | DH
401 | Pathology | biochemistry analyzer | 1 | Matri X Life Scienus Pvt Ldt |  | BENESPHERAC61 | 601610030E | 3000104219 | 2015-03-01 | 0 |  | 0 |  | Yes |  |  |  | Durg | 2015-07-27 | Kamnesh Kurre | Durg | DH
402 | Pathology | biochemistry analyzer | 1 | Matri X Life Scienus Pvt Ldt |  | BENESPHERAC61 | 601610030E | 3000104220 | 2015-05-01 | 0 |  | 0 |  | Yes |  |  |  | Durg | 2015-07-27 | Kamnesh Kurre | Durg | DH
403 | Pathology | Centrifuge Machine (16tube) | 1 | Remi |  | R-8C | BHLC-3142 | 3000104222 | 2012-01-01 | 0 |  | 0 |  | Yes |  |  |  | Durg | 2015-07-27 | Kamnesh Kurre | Durg | DH
404 | Pathology | Centrifuge Machine (16tube) | 1 | Remi |  | R-8C | HHLC-12212 | 3000104223 | 2014-05-01 | 0 |  | 0 |  | Yes |  |  |  | Durg | 2015-07-27 | Kamnesh Kurre | Durg | DH
405 | Pathology | hot air oven | 1 | Micro vision Calibration Ser. |  | NA | NA | 3000104224 | 2015-01-01 | 0 |  | 0 |  | Yes |  |  |  | Durg | 2015-07-27 | Kamnesh Kurre | Durg | DH
406 | Pathology | digital hb meter | 1 | NA |  | Covehe | 112127 | 3000104225 | 2011-02-01 | 0 |  | 0 |  | Yes |  |  |  | Durg | 2015-07-27 | Kamnesh Kurre | Durg | DH
407 | Pathology | binoculars microscope | 1 | LABO MED |  | Vision 2000 | 120749484 | 3000104226 | 2014-07-01 | 0 |  | 0 |  | Yes |  |  |  | Durg | 2015-07-27 | Kamnesh Kurre | Durg | DH
408 | Pathology | hb electrophoresis | 1 | Systronics |  | electrophoresis Suppluy 610 | 1487 | 3000104227 | 2009-05-01 | 0 |  | 0 |  | Yes |  |  |  | Durg | 2015-07-27 | Kamnesh Kurre | Durg | DH
409 | Pathology | Needle Cutter | 1 | HLL Life Care |  | HL Haemo Safe | NA | 3000104228 | 2011-03-01 | 0 |  | 0 |  | Yes |  |  |  | Durg | 2015-07-27 | Kamnesh Kurre | Durg | DH
410 | Pathology | Refrigerator | 1 | Electroluck |  | ML-150 | NA | 3000104229 | 2000-07-01 | 0 |  | 0 |  | Yes |  |  |  | Durg | 2015-07-27 | Kamnesh Kurre | Durg | DH
411 | Pathology | hot air oven | 1 | NA |  | NA | NA | 3000104230 | 2014-09-01 | 0 |  | 0 |  | Yes |  |  |  | Durg | 2015-07-27 | Kamnesh Kurre | Durg | DH
412 | Pathology | Centrifuge Machine (16tube) | 1 | Remi |  | R-8C | HFLC-8871 | 3000104231 | 2014-10-01 | 0 |  | 0 |  | Yes |  |  |  | Durg | 2015-07-27 | Kamnesh Kurre | Durg | DH
413 | Pathology | incubator | 1 | Micro vision Calibration Ser. |  | NA | NA | 3000104232 | 2013-07-01 | 0 |  | 0 |  | Yes |  |  |  | Durg | 2015-07-27 | Kamnesh Kurre | Durg | DH
414 | Pathology | Refrigerator | 1 | GODEREJ |  | NA | NA | 3000104233 | 1990-10-01 | 0 |  | 0 |  | Yes |  |  |  | Durg | 2015-07-27 | Kamnesh Kurre | Durg | DH
415 | Pathology | serological water bath 10 degree celsius | 1 | NA |  | NA | NA | 3000104234 | 2007-12-01 | 0 |  | 0 |  | NO |  |  |  | Durg | 2015-07-27 | Kamnesh Kurre | Durg | DH
416 | Pathology | digital chemical balance | 1 | Micro vision Calibration Ser. |  | GTSL-SERIES | 4106734 | 3000104235 | 2004-12-01 | 0 |  | 0 |  | NO |  |  |  | Durg | 2015-07-27 | Kamnesh Kurre | Durg | DH
417 | Pathology | haemoglobinometer | 1 | MARIEN FELD LAB. |  | SUPE RIUR | NA | 3000104236 | 2007-07-01 | 0 |  | 0 |  | Yes |  |  |  | Durg | 2015-07-27 | Kamnesh Kurre | Durg | DH
418 | Pathology | common physical balance | 1 | NA |  | NA | NA | 3000104237 | 2007-03-01 | 0 |  | 0 |  | NO |  |  |  | Durg | 2015-07-27 | Kamnesh Kurre | Durg | DH
419 | Pathology | Centrifuge Machine | 1 | Local |  | NA | NA | 3000104238 | 2012-12-01 | 0 |  | 0 |  | NO |  |  |  | Durg | 2015-07-27 | Kamnesh Kurre | Durg | DH
420 | Pathology | photo colorimeter | 1 | ELECTRA BIO SYS. |  | NA | NA | 3000104239 | 2005-01-01 | 0 |  | 0 |  | NO |  |  |  | Durg | 2015-07-27 | Kamnesh Kurre | Durg | DH
421 | Pathology | photo colorimeter | 1 | Labtronics |  | 12 | 2003011 | 3000104240 | 2005-01-01 | 0 |  | 0 |  | NO |  |  |  | Durg | 2015-07-27 | Kamnesh Kurre | Durg | DH
422 | Pathology | electrophoresis | 1 | NA |  | NA | NA | 3000104241 | 2005-01-01 | 0 |  | 0 |  | NO |  |  |  | Durg | 2015-07-27 | Kamnesh Kurre | Durg | DH
423 | Pathology | Autoclave | 1 | Local |  | NA | NA | 3000104242 | 2006-06-01 | 0 |  | 0 |  | NO |  |  |  | Durg | 2015-07-27 | Kamnesh Kurre | Durg | DH
424 | Pathology | Needle Cutter | 1 | SARATECH |  | SIR | R840 | 3000104243 | 2011-03-01 | 0 |  | 0 |  | NO |  |  |  | Durg | 2015-07-27 | Kamnesh Kurre | Durg | DH
425 | Pathology | Needle Cutter | 1 | SARATECH |  | SIR | 900 | 3000104244 | 2011-11-01 | 0 |  | 0 |  | NO |  |  |  | Durg | 2015-07-27 | Kamnesh Kurre | Durg | DH
426 | Pathology | Needle Cutter | 1 | SARATECH |  | SIR | R7386 | 3000104245 | 2012-11-01 | 0 |  | 0 |  | NO |  |  |  | Durg | 2015-07-27 | Kamnesh Kurre | Durg | DH
427 | Pathology | sterilizer | 1 | NA |  | NA | NA | 3000104246 | 2005-05-01 | 0 |  | 0 |  | NO |  |  |  | Durg | 2015-07-27 | Kamnesh Kurre | Durg | DH
428 | Pathology | surgical water bath | 1 | NA |  | NA | NA | 3000104247 | 2010-10-01 | 0 |  | 0 |  | NO |  |  |  | Durg | 2015-07-27 | Kamnesh Kurre | Durg | DH
429 | Pathology | colorimeter | 1 | NA |  | NA | NA | 3000104248 | 2005-01-01 | 0 |  | 0 |  | NO |  |  |  | Durg | 2015-07-27 | Kamnesh Kurre | Durg | DH
430 | Pathology | chemical balance machine | 1 | NA |  | NA | NA | 3000104249 | 2004-12-01 | 0 |  | 0 |  | NO |  |  |  | Durg | 2015-07-27 | Kamnesh Kurre | Durg | DH
431 | Pathology | physical balance Digital Machine | 1 | NA |  | PREEISION | NA | 3000104250 | 2009-03-01 | 0 |  | 0 |  | NO |  |  |  | Durg | 2015-07-27 | Kamnesh Kurre | Durg | DH
432 | Pathology | physical balance Digital Machine | 1 | DHONA |  | DHONA 200D | NA | 3000104251 | 2004-11-01 | 0 |  | 0 |  | NO |  |  |  | Durg | 2015-07-27 | Kamnesh Kurre | Durg | DH
433 | Pathology | sterilizer | 1 | NA |  | NA | NA | 3000104252 | 2006-06-01 | 0 |  | 0 |  | Yes |  |  |  | Durg | 2015-07-27 | Kamnesh Kurre | Durg | DH
434 | Pathology | sterilizer | 1 | NA |  | NA | NA | 3000104253 | 2006-05-01 | 0 |  | 0 |  | Yes |  |  |  | Durg | 2015-07-27 | Kamnesh Kurre | Durg | DH
435 | Pathology | sterilizer | 1 | NA |  | NA | NA | 3000104254 | 2006-05-01 | 0 |  | 0 |  | Yes |  |  |  | Durg | 2015-07-27 | Kamnesh Kurre | Durg | DH
436 | Pathology | sterilizer | 1 | NA |  | NA | NA | 3000104255 | 2008-05-01 | 0 |  | 0 |  | Yes |  |  |  | Durg | 2015-07-27 | Kamnesh Kurre | Durg | DH
437 | Pathology | sterilizer | 1 | NA |  | NA | NA | 3000104256 | 2008-05-01 | 0 |  | 0 |  | Yes |  |  |  | Durg | 2015-07-27 | Kamnesh Kurre | Durg | DH
438 | Pathology | electrological water wath | 1 | NA |  | COZLAB | NA | 3000104257 | 2006-01-01 | 0 |  | 0 |  | NO |  |  |  | Durg | 2015-07-27 | Kamnesh Kurre | Durg | DH
439 | Pathology | electrophoresis | 1 | NA |  | NA | NA | 3000104258 | 2004-04-01 | 0 |  | 0 |  | NO |  |  |  | Durg | 2015-07-27 | Kamnesh Kurre | Durg | DH
440 | Pathology | digital centrifuge | 1 | BECTON DICKI |  | QBC | 3410034 | 3000104259 | 2002-07-01 | 0 |  | 0 |  | NO |  |  |  | Durg | 2015-07-27 | Kamnesh Kurre | Durg | DH
441 | Pathology | fiber optic illuminator | 1 | BECTON DICKI |  | PARALENS | 35003330269 | 3000104260 | 2002-07-01 | 0 |  | 0 |  | NO |  |  |  | Durg | 2015-07-27 | Kamnesh Kurre | Durg | DH
442 | Pathology | Needle Cutter | 1 | HLL Life Care |  | HL Haemo Safe | NA | 3000104261 | 2011-03-01 | 0 |  | 0 |  | NO |  |  |  | Durg | 2015-07-27 | Kamnesh Kurre | Durg | DH
443 | Pathology | biochemistry analyzer | 1 | Transseisya |  | ESC+ Sesiya | 10360 | 3000104262 | 2001-05-01 | 0 |  | 0 |  | NO |  |  |  | Durg | 2015-07-27 | Kamnesh Kurre | Durg | DH
444 | Pathology | hematology analyzer | 1 | NA |  | kx-21 | AS136 | 3000104263 | 2001-05-01 | 0 |  | 0 |  | NO |  |  |  | Durg | 2015-07-27 | Kamnesh Kurre | Durg | DH
445 | Pathology | electrophoresis | 1 | Systronics |  | electrophoresis Suppluy 610 | 1488 | 3000104264 | 2015 | 0 |  | 0 |  | Yes |  |  |  | Durg | 2015-07-27 | Kamnesh Kurre | Durg | DH
446 | Pathology | electrophoresis | 1 | NA |  | NA | NA | 3000104265 | 2015 | 0 |  | 0 |  | Yes |  |  |  | Durg | 2015-07-27 | Kamnesh Kurre | Durg | DH
447 | Pathology | Refrigerator | 1 | LG |  | FL-B285BGN | ME264467970 | 3000104266 | 2015 | 0 |  | 0 |  | Yes |  |  |  | Durg | 2015-07-27 | Kamnesh Kurre | Durg | DH
448 | Pathology | Needle Cutter | 1 | HLL Life Care |  | HL Haemo Safe | NA | 3000104267 | 2015-03-01 | 0 |  | 0 |  | Yes |  |  |  | Durg | 2015-07-27 | Kamnesh Kurre | Durg | DH
449 | Pathology | Needle Cutter | 1 | HLL Life Care |  | HL Haemo Safe | NA | 3000104268 | 2015-03-01 | 0 |  | 0 |  | Yes |  |  |  | Durg | 2015-07-27 | Kamnesh Kurre | Durg | DH
450 | Pathology | Needle Cutter | 1 | HLL Life Care |  | HL Haemo Safe | NA | 3000104269 | 2015-03-01 | 0 |  | 0 |  | Yes |  |  |  | Durg | 2015-07-27 | Kamnesh Kurre | Durg | DH
451 | Pathology | Needle Cutter | 1 | HLL Life Care |  | HL Haemo Safe | NA | 3000104270 | 2015-03-01 | 0 |  | 0 |  | Yes |  |  |  | Durg | 2015-07-27 | Kamnesh Kurre | Durg | DH
452 | Pathology | Digital PH Meter | 1 | NA |  | Tanco | 2K903046 | 3000104271 | 2009-03-01 | 0 |  | 0 |  | Yes |  |  |  | Durg | 2015-07-27 | Kamnesh Kurre | Durg | DH
453 | Pathology | Digital PH Meter | 1 | NA |  | NA | 2K903042 | 3000104272 | 2009-03-01 | 0 |  | 0 |  | Yes |  |  |  | Durg | 2015-07-27 | Kamnesh Kurre | Durg | DH
454 | Pathology | hematology analyzer | 1 | RFCI LTD. |  | Lab Life H3D | RM-93100971 | 3000104273 | 2012-06-01 | 0 |  | 0 |  | Yes |  |  |  | Durg | 2015-07-27 | Kamnesh Kurre | Durg | DH
455 | radiology | x-ray machine (500MA) | 1 | SIEMEUS INDIA LTD |  | 5201 | 1886524 | 3000104274 | NA | 0 |  | 0 |  | Yes |  |  |  | Durg | 2015-07-28 | Kamnesh Kurre | Durg | DH
456 | radiology | Mobile x-ray machine (100MA) | 1 | Meditnrnics |  | DIAGNOX100-R | 6A | 3000104275 | NA | 0 |  | 0 |  | Yes |  |  |  | Durg | 2015-07-28 | Kamnesh Kurre | Durg | DH
457 | radiology | x-ray machine (300MA) | 1 | Elpro Internatn ltd |  | SRS-300 | C170152 | 3000104276 | NA | 0 |  | 0 |  | NO |  |  |  | Durg | 2015-07-28 | Kamnesh Kurre | Durg | DH
458 | radiology | dryview imager printer | 1 | Kodak |  | Dryview 6800 | K4652-8738 | 3000104277 | 2012-01-01 | 0 |  | 0 |  | Yes |  |  |  | Durg | 2015-07-28 | Kamnesh Kurre | Durg | DH
459 | radiology | Digital energy ups system | 1 | NA |  | GE | NA | 3000104278 | 2012-01-01 | 0 |  | 0 |  | Yes |  |  |  | Durg | 2015-07-28 | Kamnesh Kurre | Durg | DH
460 | radiology | stabilizer 1003 voltage | 1 | Consul |  | NA | NA | 3000104279 | 2012-01-01 | 0 |  | 0 |  | Yes |  |  |  | Durg | 2015-07-28 | Kamnesh Kurre | Durg | DH
461 | radiology | gondery | 1 | GE |  | NA | NA | 3000104280 | 2012-01-01 | 0 |  | 0 |  | Yes |  |  |  | Durg | 2015-07-28 | Kamnesh Kurre | Durg | DH
462 | radiology | table top | 1 | GE Medical System |  | NA | NA | 3000104281 | 2012-01-01 | 0 |  | 0 |  | Yes |  |  |  | Durg | 2015-07-28 | Kamnesh Kurre | Durg | DH
463 | radiology | stabilizer 220-240V | 1 | GE Medical System |  | 232649HM6 | 236397HM6 | 3000104282 | 2012-01-01 | 0 |  | 0 |  | Yes |  |  |  | Durg | 2015-07-28 | Kamnesh Kurre | Durg | DH
464 | radiology | Injector System | 1 | Meorao Vistron CT |  | VH0800 | 57554 | 3000104283 | 2012-01-01 | 0 |  | 0 |  | Yes |  |  |  | Durg | 2015-07-28 | Kamnesh Kurre | Durg | DH
465 | radiology | Consul Unit | 1 | Meorao Vistron CT |  | GE | 45397C07 | 3000104284 | 2012-01-01 | 0 |  | 0 |  | Yes |  |  |  | Durg | 2015-07-28 | Kamnesh Kurre | Durg | DH
466 | radiology | monitor (CT Scan Film Mack) | 1 | NEC |  | Multi sync led 1999SXI | 1000699UA | 3000104285 | 2012-01-01 | 0 |  | 0 |  | Yes |  |  |  | Durg | 2015-07-28 | Kamnesh Kurre | Durg | DH
467 | radiology | monitor (CT Scan Film Mack) | 1 | NEC |  | Multi sync led 1999SXI | 1000641UA | 3000104286 | 2012-01-01 | 0 |  | 0 |  | Yes |  |  |  | Durg | 2015-07-28 | Kamnesh Kurre | Durg | DH
468 | radiology | Digital X-ray | 1 | allengers medical system |  | Allengers cling Suspended | 2K1309470-5 | 3000104287 | 2014-09-01 | 0 |  | 0 |  | Yes |  |  |  | Durg | 2015-07-28 | Kamnesh Kurre | Durg | DH
469 | radiology | table top | 1 | Floatex |  | NA | NA | 3000104288 | 2014-09-01 | 0 |  | 0 |  | Yes |  |  |  | Durg | 2015-07-28 | Kamnesh Kurre | Durg | DH
470 | radiology | X-ray power Controller machine | 1 | allengers medical system |  | MAR980 | 2K130980330-X/HF | 3000104289 | 2014-09-01 | 0 |  | 0 |  | Yes |  |  |  | Durg | 2015-07-28 | Kamnesh Kurre | Durg | DH
471 | radiology | Digital X-ray | 1 | allengers medical system |  | NA | NA | 3000104290 | 2014-09-01 | 0 |  | 0 |  | Yes |  |  |  | Durg | 2015-07-28 | Kamnesh Kurre | Durg | DH
472 | radiology | View Imaging printer | 1 | Asharp |  | DrystarAXYS | 6827 | 3000104291 | 2014-09-01 | 0 |  | 0 |  | Yes |  |  |  | Durg | 2015-07-28 | Kamnesh Kurre | Durg | DH
473 | Sonography Room | Sonography Machiine | 1 | GE |  | LOGIOPS | 196498SUO | 3000104292 | 2013-01-01 | 0 |  | 0 |  | Yes |  |  |  | Durg | 2015-07-28 | Kamnesh Kurre | Durg | DH
474 | Sonography Room | View Box film | 1 | NA |  | NA | NA | 3000104293 | 2013-01-01 | 0 |  | 0 |  | Yes |  |  |  | Durg | 2015-07-28 | Kamnesh Kurre | Durg | DH
475 | Dialysis Room | fresenius medical care hemodialysis machine | 1 | fresenius medical care |  | 40085 | 9VCANQ16 | 3000104294 | 2009-12-01 | 0 |  | 0 |  | Yes |  |  |  | Durg | 2015-07-28 | Kamnesh Kurre | Durg | DH
476 | Dialysis Room | fresenius medical care hemodialysis machine | 1 | fresenius medical care |  | 40085 | 8VCAMD79 | 3000104295 | 2009-12-01 | 0 |  | 0 |  | Yes |  |  |  | Durg | 2015-07-28 | Kamnesh Kurre | Durg | DH
477 | Dialysis Room | Blood Pressure Monitor | 1 | diamond |  | EMLI-0196043 | NA | 3000104296 | 2009-12-01 | 0 |  | 0 |  | Yes |  |  |  | Durg | 2015-07-28 | Kamnesh Kurre | Durg | DH
478 | Gynae ward | Needle Cutter | 1 | Micro sil |  | NA | NA | 3000104297 | 2008-04-01 | 0 |  | 0 |  | Yes |  |  |  | Durg | 2015-07-28 | Kamnesh Kurre | Durg | DH
479 | Gynae ward | Blood Pressure Monitor | 1 | Bhasin Sons |  | EMQ | 549027-06 | 3000104298 | 2015-09-01 | 0 |  | 0 |  | Yes |  |  |  | Durg | 2015-07-28 | Kamnesh Kurre | Durg | DH
480 | Gynae ward | Blood Pressure Monitor | 1 | Medi Care |  | MCP | 1445621 | 3000104299 | 2015-05-01 | 0 |  | 0 |  | Yes |  |  |  | Durg | 2015-07-28 | Kamnesh Kurre | Durg | DH
481 | EYE OT | Microscope eye operation | 1 | Moter wedle internan |  | MicroflexFC | 421 | 3000104300 | 2009 | 0 |  | 0 |  | Yes |  |  |  | Durg | 2015-07-28 | Kamnesh Kurre | Durg | DH
482 | EYE OT | Autoclave | 1 | NA |  | NA | NA | 3000104301 | NA | 0 |  | 0 |  | Yes |  |  |  | Durg | 2015-07-28 | Kamnesh Kurre | Durg | DH
483 | EYE OT | boyle's apparatus | 1 | Paul breathing Equ. Comp. |  | Bnegco | NA | 3000104302 | 2012 | 0 |  | 0 |  | NO |  |  |  | Durg | 2015-07-28 | Kamnesh Kurre | Durg | DH
484 | EYE OT | pulse oximeter | 1 | OXI LIFE |  | OX-300 | NA | 3000104303 | 2007-07-01 | 0 |  | 0 |  | Yes |  |  |  | Durg | 2015-07-28 | Kamnesh Kurre | Durg | DH
485 | EYE OT | Blood Pressure Monitor | 1 | diamond |  | CF/L-0196043 | 19252 | 3000104304 | 2012-07-01 | 0 |  | 0 |  | Yes |  |  |  | Durg | 2015-07-28 | Kamnesh Kurre | Durg | DH
486 | EYE OT | Blood Pressure Monitor | 1 | diamond |  | NA | NA | 3000104306 | NA | 0 |  | 0 |  | Yes |  |  |  | Durg | 2015-07-28 | Kamnesh Kurre | Durg | DH
487 | EYE OT | sterilizer | 1 | NA |  | NA | NA | 3000104305 | 2005-07-01 | 0 |  | 0 |  | Yes |  |  |  | Durg | 2015-07-28 | Kamnesh Kurre | Durg | DH
488 | EYE OT | Autoclave | 1 | Themo Tech |  | TH-7008 | NA | 3000104307 | 2009-05-01 | 0 |  | 0 |  | Yes |  |  |  | Durg | 2015-07-28 | Kamnesh Kurre | Durg | DH
489 | EYE OT | Needle Cutter | 1 | Micro Sil |  | WD100 | 2235/05-06 | 3000104308 | 2005-12-01 | 0 |  | 0 |  | Yes |  |  |  | Durg | 2015-07-28 | Kamnesh Kurre | Durg | DH
490 | EYE OT | AIR sterilizer | 1 | NA |  | NA | NA | 3000104309 | 2006-11-01 | 0 |  | 0 |  | Yes |  |  |  | Durg | 2015-07-28 | Kamnesh Kurre | Durg | DH
491 | EYE OT | AIR sterilizer | 1 | NA |  | NA | NA | 3000104310 | 2006-11-01 | 0 |  | 0 |  | Yes |  |  |  | Durg | 2015-07-28 | Kamnesh Kurre | Durg | DH
492 | EYE OT | suction machine | 1 | NA |  | NA | NA | 3000104311 | 2005-07-01 | 0 |  | 0 |  | Yes |  |  |  | Durg | 2015-07-28 | Kamnesh Kurre | Durg | DH
493 | EYE OT | Sterifog ULV Fogger | 1 | Faith INNOVATN |  | ULV FOGGER | FAI-SF1161 | 3000104312 | NA | 0 |  | 0 |  | Yes |  |  |  | Durg | 2015-07-28 | Kamnesh Kurre | Durg | DH
494 | EYE OT | fumigator | 1 | NA |  | NA | NA | 3000104313 | 2005-12-01 | 0 |  | 0 |  | Yes |  |  |  | Durg | 2015-07-28 | Kamnesh Kurre | Durg | DH
495 | Male Surgical Ward | suction machine | 1 | Dynamic |  | M-9 | NA | 3000104314 | 2013 | 0 |  | 0 |  | NO |  |  |  | Durg | 2015-07-28 | Kamnesh Kurre | Durg | DH
496 | Male Surgical Ward | sterilizer | 1 | NA |  | NA | NA | 3000104315 | 2007 | 0 |  | 0 |  | Yes |  |  |  | Durg | 2015-07-28 | Kamnesh Kurre | Durg | DH
497 | Male Surgical Ward | Needle Cutter | 1 | Micro sil |  | ND-350 | 3404 | 3000104316 | 2015-03-01 | 0 |  | 0 |  | Yes |  |  |  | Durg | 2015-07-28 | Kamnesh Kurre | Durg | DH
498 | Male Surgical Ward | Blood Pressure Monitor | 1 | NA |  | NAMATT | 76946 | 3000104323 | 2014-12-01 | 0 |  | 0 |  | Yes |  |  |  | Durg | 2015-07-28 | Kamnesh Kurre | Durg | DH
499 | Female Surgical Ward | suction machine | 1 | NA |  | NA | NA | 3000104317 | 2013-01-01 | 0 |  | 0 |  | Yes |  |  |  | Durg | 2015-07-28 | Kamnesh Kurre | Durg | DH
500 | Female Surgical Ward | Needle Cutter | 1 | HLL Life Care |  | Haemo Safe | NA | 3000104318 | 2015-04-01 | 0 |  | 0 |  | Yes |  |  |  | Durg | 2015-07-28 | Kamnesh Kurre | Durg | DH
501 | Female Surgical Ward | Blood Pressure Monitor | 1 | diamond |  | CM/L 0196043 | NA | 3000104319 | 2013-03-01 | 0 |  | 0 |  | NO |  |  |  | Durg | 2015-07-28 | Kamnesh Kurre | Durg | DH
502 | orthopedic ward | Blood Pressure Monitor | 1 | NA |  | NA | NA | 3000104320 | 2012-04-01 | 0 |  | 0 |  | NO |  |  |  | Durg | 2015-07-28 | Kamnesh Kurre | Durg | DH
503 | orthopedic ward | suction machine | 1 | NA |  | NA | NA | 3000104321 | 2015-12-01 | 0 |  | 0 |  | NO |  |  |  | Durg | 2015-07-28 | Kamnesh Kurre | Durg | DH
504 | orthopedic ward | sterilizer | 1 | NA |  | NA | NA | 3000104322 | 2007-10-01 | 0 |  | 0 |  | Yes |  |  |  | Durg | 2015-07-28 | Kamnesh Kurre | Durg | DH
505 | Female Surgical Ward | Needle Cutter | 1 | Micro sil |  | ND-350 | 3887 | 3000104324 | 2005-01-01 | 0 |  | 0 |  | NO |  |  |  | Durg | 2015-07-28 | Kamnesh Kurre | Durg | DH
506 | Female Surgical Ward | Blood Pressure Monitor | 1 | Medi Care |  | MCP | 14161896 | 3000104325 | 2015-07-01 | 0 |  | 0 |  | Yes |  |  |  | Durg | 2015-07-28 | Kamnesh Kurre | Durg | DH
507 | Female Surgical Ward | Blood Pressure Monitor | 1 | Namat Shree Ninayak Vdyog |  | NAMATT regular | 76948 | 3000104326 | 2013-03-01 | 0 |  | 0 |  | Yes |  |  |  | Durg | 2015-07-28 | Kamnesh Kurre | Durg | DH
508 | EYE OT | AIR sterilizer | 1 | Intertial Electro Midical Systey |  | TROPO | 4K54066 | 3000104327 | NA | 0 |  | 0 |  | Yes |  |  |  | Durg | 2015-07-28 | Kamnesh Kurre | Durg | DH
509 | EYE OT | Microscope eye operation | 1 | Appaswamy |  | AAOM-201I | NA | 3000104328 | 2007 | 0 |  | 0 |  | NO |  |  |  | Durg | 2015-07-28 | Kamnesh Kurre | Durg | DH
510 | EYE OT | Microscope eye operation | 1 | NA |  | Laica | NA | 3000104329 | 1996 | 0 |  | 0 |  | NO |  |  |  | Durg | 2015-07-28 | Kamnesh Kurre | Durg | DH
511 | EYE OT | AIR sterilizer | 1 | NA |  | NA | NA | 3000104330 | NA | 0 |  | 0 |  | Yes |  |  |  | Durg | 2015-07-28 | Kamnesh Kurre | Durg | DH
512 | EYE OT | Microscope eye operation | 1 | Moller wedel |  | MicroflexFC | 481 | 3000104331 | 2009 | 0 |  | 0 |  | Yes |  |  |  | Durg | 2015-07-28 | Kamnesh Kurre | Durg | DH
513 | Ascan room | keratometer | 1 | NA |  | Kashmeerasrg | NA | 3000104332 | 2012 | 0 |  | 0 |  | Yes |  |  |  | Durg | 2015-07-28 | Kamnesh Kurre | Durg | DH
514 | Ascan room | keratometer | 1 | NA |  | NA | 12693 | 3000104333 | 1996 | 0 |  | 0 |  | NO |  |  |  | Durg | 2015-07-28 | Kamnesh Kurre | Durg | DH
515 | Ascan room | keratometer | 1 | NA |  | NA | NA | 3000104334 | 2000 | 0 |  | 0 |  | NO |  |  |  | Durg | 2015-07-28 | Kamnesh Kurre | Durg | DH
516 | Ascan room | Ascan | 1 | Ulttra Sonic |  | ECHORULE 2 | 210108 | 3000104335 | 2009 | 0 |  | 0 |  | NO |  |  |  | Durg | 2015-07-28 | Kamnesh Kurre | Durg | DH
517 | Ascan room | Microscope | 1 | Leica |  | M690 | 310796018 | 3000104336 | 2009 | 0 |  | 0 |  | NO |  |  |  | Durg | 2015-07-28 | Kamnesh Kurre | Durg | DH
518 | Ascan room | yag laser | 1 | Nidek |  | YC-1600 | 61097 | 3000104337 | 2002 | 0 |  | 0 |  | Yes |  |  |  | Durg | 2015-07-28 | Kamnesh Kurre | Durg | DH
519 | Ascan room | perimeter | 1 | Appaswamy |  | AP901CTS | 394 | 3000104338 | 2013 | 0 |  | 0 |  | Yes |  |  |  | Durg | 2015-07-28 | Kamnesh Kurre | Durg | DH
520 | Ascan room | perimeter | 1 | Appaswamy |  | AP-9014 | AP-9014755 | 3000104339 | 2009 | 0 |  | 0 |  | NO |  |  |  | Durg | 2015-07-28 | Kamnesh Kurre | Durg | DH
521 | Ascan room | green laser | 1 | Appaswamy |  | AMOGH | GL0903037 | 3000104340 | 2009 | 0 |  | 0 |  | NO |  |  |  | Durg | 2015-07-28 | Kamnesh Kurre | Durg | DH
522 | Ascan room | slit lamp | 1 | NA |  | AIA1255 | 154090035 | 3000104341 | 2009 | 0 |  | 0 |  | NO |  |  |  | Durg | 2015-07-28 | Kamnesh Kurre | Durg | DH
523 | Ascan room | tonometer | 1 | Appaswamy |  | ACC002 | ATM0880409 | 3000104342 | 2009 | 0 |  | 0 |  | Yes |  |  |  | Durg | 2015-07-28 | Kamnesh Kurre | Durg | DH
524 | Ascan room | ophthalmoscope | 1 | NA |  | NA | NA | 3000104343 | 2005 | 0 |  | 0 |  | Yes |  |  |  | Durg | 2015-07-28 | Kamnesh Kurre | Durg | DH
525 | Ascan room | A Scan Ultrasonic | 1 | Ulttra Sonic |  | SU-20 | 10361 | 3000104344 | 2001 | 0 |  | 0 |  | NO |  |  |  | Durg | 2015-07-28 | Kamnesh Kurre | Durg | DH
526 | Ascan room | A Scan Ultrasonic | 1 | BIO MEDIX |  | ECHORULE 2 | 210106 | 3000104345 | 1996 | 0 |  | 0 |  | NO |  |  |  | Durg | 2015-07-28 | Kamnesh Kurre | Durg | DH
527 | Ascan room | slit lamp | 1 | CARI ZEISS |  | MEDITEC A6 | 1006293 | 3000104346 | 2009 | 0 |  | 0 |  | Yes |  |  |  | Durg | 2015-07-28 | Kamnesh Kurre | Durg | DH
528 | Burn Unit | Needle Cutter | 1 | Micro sil |  | ND-360 | 4962/03 | 3000104347 | 2005 | 0 |  | 0 |  | Yes |  |  |  | Durg | 2015-07-28 | Kamnesh Kurre | Durg | DH
529 | EYE OPD | Refrigerator | 1 | Caon |  | ACC002 | NA | 3000104348 |  | 0 |  | 0 |  | Yes |  |  |  | Durg | 2015-07-28 | Kamnesh Kurre | Durg | DH
530 | EYE OPD | sterilizer | 1 | NA |  | NA | NA | 3000104349 |  | 0 |  | 0 |  | Yes |  |  |  | Durg | 2015-07-28 | Kamnesh Kurre | Durg | DH
531 | Store | suction machine | 1 | NA |  | NA | NA | 3000104350 | 2008-01-01 | 0 |  | 0 |  | Yes |  |  |  | Durg | 2015-07-29 | Kamnesh Kurre | Durg | DH
532 | Store | suction machine | 1 | NA |  | NA | NA | 3000104351 | 2009-02-01 | 0 |  | 0 |  | Yes |  |  |  | Durg | 2015-07-29 | Kamnesh Kurre | Durg | DH
533 | Store | suction machine | 1 | NA |  | NA | NA | 3000104352 | 2011-04-01 | 0 |  | 0 |  | Yes |  |  |  | Durg | 2015-07-29 | Kamnesh Kurre | Durg | DH
534 | Store | sterilizer | 1 | Surgical Udyog |  | NA | NA | 3000104353 | 2011 | 0 |  | 0 |  | Yes |  |  |  | Durg | 2015-07-29 | Kamnesh Kurre | Durg | DH
535 | Store | sterilizer | 1 | NA |  | NA | NA | 3000104354 | 2009 | 0 |  | 0 |  | Yes |  |  |  | Durg | 2015-07-29 | Kamnesh Kurre | Durg | DH
536 | Paying Ward | Needle Cutter | 1 | Micro Sil |  | NA | NA | 3000104355 | 2014 | 0 |  | 0 |  | NO |  |  |  | Durg | 2015-07-29 | Kamnesh Kurre | Durg | DH
537 | casualty ward | suction machine | 1 | NA |  | NA | NA | 3000104357 |  | 0 |  | 0 |  | Yes |  |  |  | Durg | 2015-07-29 | Kamnesh Kurre | Durg | DH
538 | casualty ward | suction machine | 1 | NA |  | NA | NA | 3000104358 |  | 0 |  | 0 |  | Yes |  |  |  | Durg | 2015-07-29 | Kamnesh Kurre | Durg | DH
539 | casualty ward | ECG Machine | 1 | UPKRAN Enter. Pri. |  | CARDIOMIN 2K | 14J5434 | 3000104359 |  | 0 |  | 0 |  | Yes |  |  |  | Durg | 2015-07-29 | Kamnesh Kurre | Durg | DH
540 | casualty ward | Needle Cutter | 1 | SARATECH |  | SIR | 415 | 3000104360 |  | 0 |  | 0 |  | Yes |  |  |  | Durg | 2015-07-29 | Kamnesh Kurre | Durg | DH
541 | casualty ward | pulse oximeter | 1 | NA |  | M-1000 | AQ6787913 | 3000104361 |  | 0 |  | 0 |  | Yes |  |  |  | Durg | 2015-07-29 | Kamnesh Kurre | Durg | DH
542 | casualty ward | Blood Pressure Monitor | 1 | diamond |  | CM/L-0966048 | NA | 3000104362 |  | 0 |  | 0 |  | NO |  |  |  | Durg | 2015-07-29 | Kamnesh Kurre | Durg | DH
543 | casualty ward | Blood Pressure Monitor | 1 | Medi Care |  | MCP | 14C4016 | 3000104363 |  | 0 |  | 0 |  | NO |  |  |  | Durg | 2015-07-29 | Kamnesh Kurre | Durg | DH
544 | casualty ward | Blood Pressure Monitor | 1 | NA |  | NA | NA | 3000104364 |  | 0 |  | 0 |  | NO |  |  |  | Durg | 2015-07-29 | Kamnesh Kurre | Durg | DH
545 | casualty ward | Blood Pressure Monitor | 1 | 1 |  | EMU | NA | 3000104365 |  | 0 |  | 0 |  | NO |  |  |  | Durg | 2015-07-29 | Kamnesh Kurre | Durg | DH
546 | casualty ward | Blood Pressure Monitor | 1 | Shree Vinayk Udyog |  | Wamat | 75698 | 3000104366 |  | 0 |  | 0 |  | NO |  |  |  | Durg | 2015-07-29 | Kamnesh Kurre | Durg | DH
547 | casualty ward | Blood Pressure Monitor | 1 | diamond |  | NA | NA | 3000104367 |  | 0 |  | 0 |  | NO |  |  |  | Durg | 2015-07-29 | Kamnesh Kurre | Durg | DH
548 | casualty ward | sterilizer | 1 | AS-ADZ Product |  | SMR | NA | 3000104368 |  | 0 |  | 0 |  | Yes |  |  |  | Durg | 2015-07-29 | Kamnesh Kurre | Durg | DH
549 | casualty ward | Blood Pressure Monitor | 1 | Medi Care |  | MCP | 1445606 | 3000104369 |  | 0 |  | 0 |  | Yes |  |  |  | Durg | 2015-07-29 | Kamnesh Kurre | Durg | DH
550 | Dental | opg machine | 1 | allengers medical system |  | SMART PAN | 2K1307028-0 | 3000104502 |  | 0 |  | 0 |  | Yes |  |  |  | Durg | 2015-07-29 | Babu Lal Satnami | Durg | DH
551 | Dental | Dental X-ray | 1 | allengers medical system |  | 60-CBM-APR | 2K90406141X | 3000104503 |  | 0 |  | 0 |  | Yes |  |  |  | Durg | 2015-07-29 | Babu Lal Satnami | Durg | DH
552 | Dental | sterilizer | 1 | NA |  | NA | NA | 3000104504 |  | 0 |  | 0 |  | Yes |  |  |  | Durg | 2015-07-29 | Babu Lal Satnami | Durg | DH
553 | Dental | Autoclave | 1 | SHIVA |  | NA | NA | 3000104505 |  | 0 |  | 0 |  | Yes |  |  |  | Durg | 2015-07-29 | Babu Lal Satnami | Durg | DH
554 | Dental | Dental cutter motor | 1 | SAE YANG CU |  | ARATHOM | 803381 | 3000104506 |  | 0 |  | 0 |  | Yes |  |  |  | Durg | 2015-07-29 | Babu Lal Satnami | Durg | DH
555 | Dental | E-Type straight nose cone | 1 | NSK |  | EX-6 | F1105009 | 3000104507 |  | 0 |  | 0 |  | Yes |  |  |  | Durg | 2015-07-29 | Babu Lal Satnami | Durg | DH
556 | Dental | Dental cutter motor | 1 | Arathan |  | SDE-M33E | 4105027 | 3000104508 |  | 0 |  | 0 |  | Yes |  |  |  | Durg | 2015-07-29 | Babu Lal Satnami | Durg | DH
557 | Dental | Blood Pressure Monitor | 1 | Surgical Udyog |  | Premier | 8124249 | 3000104509 |  | 0 |  | 0 |  | Yes |  |  |  | Durg | 2015-07-29 | Babu Lal Satnami | Durg | DH
558 | Dental | sterilizer | 1 | NA |  | NA | NA | 3000104510 |  | 0 |  | 0 |  | Yes |  |  |  | Durg | 2015-07-29 | Babu Lal Satnami | Durg | DH
559 | Dental | sterilizer | 1 | NA |  | NA | NA | 3000104511 |  | 0 |  | 0 |  | Yes |  |  |  | Durg | 2015-07-29 | Babu Lal Satnami | Durg | DH
560 | Labour Room | Refrigerator | 1 | Vidiocon |  | NA | NA | 3000104480 | 2010 | 0 |  | 0 |  | Yes |  |  |  | Durg | 2015-07-28 | Babu Lal Satnami | Durg | DH
561 | Labour Room | sterilizer | 1 | Local |  | NA | NA | 3000104481 |  | 0 |  | 0 |  | Yes |  |  |  | Durg | 2015-07-28 | Babu Lal Satnami | Durg | DH
562 | Labour Room | Needle Cutter | 1 | SARATECH |  | SIR | 2462 | 3000104482 |  | 0 |  | 0 |  | Yes |  |  |  | Durg | 2015-07-28 | Babu Lal Satnami | Durg | DH
563 | Labour Room | Blood Pressure Monitor | 1 | Medi Care |  | MCP | 14K0061 | 3000104483 |  | 0 |  | 0 |  | Yes |  |  |  | Durg | 2015-07-28 | Babu Lal Satnami | Durg | DH
564 | Labour Room | Baby Weight Machine | 1 | Crown |  | NA | NA | 3000104484 |  | 0 |  | 0 |  | Yes |  |  |  | Durg | 2015-07-28 | Babu Lal Satnami | Durg | DH
565 | maternity ward | Resuscitation unit | 1 | Medirin |  | Intensive Warmer | NA | 3000104485 |  | 0 |  | 0 |  | NO |  |  |  | Durg | 2015-07-28 | Babu Lal Satnami | Durg | DH
566 | maternity ward | suction machine | 1 | NA |  | NA | NA | 3000104486 |  | 0 |  | 0 |  | NO |  |  |  | Durg | 2015-07-28 | Babu Lal Satnami | Durg | DH
567 | maternity ward | Blood Pressure Monitor | 1 | diamond |  | Delux | 7825 | 3000104514 |  | 0 |  | 0 |  | Yes |  |  |  | Durg | 2015-07-28 | Babu Lal Satnami | Durg | DH
568 | maternity ward | fetal heart monitor | 1 | Acostik |  | FM-101 | NA | 3000104515 |  | 0 |  | 0 |  | NO |  |  |  | Durg | 2015-07-28 | Babu Lal Satnami | Durg | DH
569 | maternity ward | fetal heart monitor | 1 | Acostik |  | FM-101 | NA | 3000104516 |  | 0 |  | 0 |  | NO |  |  |  | Durg | 2015-07-28 | Babu Lal Satnami | Durg | DH
570 | maternity ward | fetal heart monitor | 1 | Acostik |  | FM-101 | NA | 3000104517 |  | 0 |  | 0 |  | NO |  |  |  | Durg | 2015-07-28 | Babu Lal Satnami | Durg | DH
571 | maternity ward | fetal heart monitor | 1 | Acostik |  | FM-101 | NA | 3000104518 |  | 0 |  | 0 |  | NO |  |  |  | Durg | 2015-07-28 | Babu Lal Satnami | Durg | DH
572 | maternity ward | nebulizer | 1 | Nordi |  | LIFE SAVE | 224999 | 3000104519 | 2005 | 0 |  | 0 |  | Yes |  |  |  | Durg | 2015-07-28 | Babu Lal Satnami | Durg | DH
573 | maternity ward | nebulizer | 1 | NURDI |  | LIFE SAVE | 200671 | 3000104520 |  | 0 |  | 0 |  | Yes |  |  |  | Durg | 2015-07-28 | Babu Lal Satnami | Durg | DH
574 | maternity ward | fetal Gaurd | 1 | Surgi Trorics |  | Twins | NA | 3000104521 |  | 0 |  | 0 |  | NO |  |  |  | Durg | 2015-07-28 | Babu Lal Satnami | Durg | DH
575 | maternity ward | fetal Gaurd | 1 | Surgi Trorics |  | Twins | NA | 3000104522 |  | 0 |  | 0 |  | NO |  |  |  | Durg | 2015-07-28 | Babu Lal Satnami | Durg | DH
576 | maternity ward | fetal heart monitor | 1 | Acostics |  | FM107 | 6423 | 3000104523 |  | 0 |  | 0 |  | NO |  |  |  | Durg | 2015-07-28 | Babu Lal Satnami | Durg | DH
577 | maternity ward | handheld fetal doppler | 1 | Poineor 2MHz |  | NA | NA | 3000104524 |  | 0 |  | 0 |  | NO |  |  |  | Durg | 2015-07-28 | Babu Lal Satnami | Durg | DH
578 | maternity ward | laryngoscope | 1 | CITI SURG |  | NA | NA | 3000104525 | 2012-08-01 | 0 |  | 0 |  | Yes |  |  |  | Durg | 2015-07-28 | Babu Lal Satnami | Durg | DH
579 | maternity ward | laryngoscope | 1 | CITI SURG |  | NA | NA | 3000104526 | 2012-08-01 | 0 |  | 0 |  | Yes |  |  |  | Durg | 2015-07-28 | Babu Lal Satnami | Durg | DH
580 | maternity ward | laryngoscope | 1 | CITI SURG |  | NA | NA | 3000104527 | 2012-08-01 | 0 |  | 0 |  | Yes |  |  |  | Durg | 2015-07-28 | Babu Lal Satnami | Durg | DH
581 | maternity ward | laryngoscope | 1 | CITI SURG |  | NA | NA | 3000104528 | 2012-08-01 | 0 |  | 0 |  | Yes |  |  |  | Durg | 2015-07-28 | Babu Lal Satnami | Durg | DH
582 | maternity ward | laryngoscope | 1 | NA |  | NA | NA | 3000104529 | 2012-08-01 | 0 |  | 0 |  | Yes |  |  |  | Durg | 2015-07-28 | Babu Lal Satnami | Durg | DH
583 | maternity ward | Blood Pressure Monitor | 1 | CITIZEN |  | CH-432B | 5034673 | 3000104530 | 2012-08-01 | 0 |  | 0 |  | NO |  |  |  | Durg | 2015-07-28 | Babu Lal Satnami | Durg | DH
584 | maternity ward | Blood Pressure Monitor | 1 | CITIZEN |  | CH-302B | 5007623 | 3000104531 | 2012-08-01 | 0 |  | 0 |  | NO |  |  |  | Durg | 2015-07-28 | Babu Lal Satnami | Durg | DH
585 | maternity ward | Air Pump | 1 | NA |  | NA | 201 | 3000104532 | 2013-06-01 | 0 |  | 0 |  | NO |  |  |  | Durg | 2015-07-28 | Babu Lal Satnami | Durg | DH
586 | maternity ward | Weight Machine | 1 | Crown |  | VICTORIYA DX | NA | 3000104533 | 2014-05-01 | 0 |  | 0 |  | NO |  |  |  | Durg | 2015-07-28 | Babu Lal Satnami | Durg | DH
587 | maternity ward | Weight Machine | 1 | MEDI TECH |  | Perstige BR-701 | NA | 3000104534 | 2014-05-01 | 0 |  | 0 |  | yes |  |  |  | Durg | 2015-07-28 | Babu Lal Satnami | Durg | DH
588 | maternity ward | Needle Cutter | 1 | Micro Sil |  | ND100 | 2212 | 3000104535 |  | 0 |  | 0 |  | yes |  |  |  | Durg | 2015-07-28 | Babu Lal Satnami | Durg | DH
589 | maternity ward | cautry light apparatus | 1 | NA |  | DH-CAUT | NA | 3000104536 |  | 0 |  | 0 |  | NO |  |  |  | Durg | 2015-07-28 | Babu Lal Satnami | Durg | DH
590 | maternity ward | Baby Weight Machine | 1 | Crown |  | NA | NA | 3000104537 |  | 0 |  | 0 |  | NO |  |  |  | Durg | 2015-07-28 | Babu Lal Satnami | Durg | DH
591 | maternity ward | Weight Machine | 1 | OMRON |  | HN-286 | 201109-02470F | 3000104538 |  | 0 |  | 0 |  | yes |  |  |  | Durg | 2015-07-28 | Babu Lal Satnami | Durg | DH
592 | maternity ward | Needle Cutter | 1 | Micro Sil |  | ND-100 | 2551 | 3000104539 |  | 0 |  | 0 |  | yes |  |  |  | Durg | 2015-07-28 | Babu Lal Satnami | Durg | DH
593 | maternity ward | Blood Pressure Monitor | 1 | diamond |  | Regular | 6145 | 3000104540 | 2014-03-01 | 0 |  | 0 |  | NO |  |  |  | Durg | 2015-07-28 | Babu Lal Satnami | Durg | DH
594 | maternity ward | Blood Pressure Monitor | 1 | Medi Care |  | MCP | 4C4004 | 3000104541 | 2014-08-01 | 0 |  | 0 |  | NO |  |  |  | Durg | 2015-07-28 | Babu Lal Satnami | Durg | DH
595 | maternity ward | Blood Pressure Monitor | 1 | Namat Shree |  | NAMATT | NA | 3000104542 | 2014-10-01 | 0 |  | 0 |  | NO |  |  |  | Durg | 2015-07-28 | Babu Lal Satnami | Durg | DH
596 | maternity ward | Blood Pressure Monitor | 1 | NA |  | MCP | 4C4007 | 3000104543 | 2014-10-01 | 0 |  | 0 |  | NO |  |  |  | Durg | 2015-07-28 | Babu Lal Satnami | Durg | DH
597 | maternity ward | sterilizer | 1 | NA |  | NA | NA | 3000104544 | NA | 0 |  | 0 |  | NO |  |  |  | Durg | 2015-07-28 | Babu Lal Satnami | Durg | DH
598 | maternity ward | Refrigerator | 1 | LG |  | GL-225BEDG5 | 204PRJR1170036 | 3000104545 | 2013-05-01 | 0 |  | 0 |  | yes |  |  |  | Durg | 2015-07-28 | Babu Lal Satnami | Durg | DH
599 | maternity ward | AIR sterilizer | 1 | NA |  | TROPO | NA | 3000104546 | NA | 0 |  | 0 |  | NO |  |  |  | Durg | 2015-07-28 | Babu Lal Satnami | Durg | DH
600 | maternity ward | Blood Pressure Monitor | 1 | SAREEN SURGICAL |  | LIFE+ | NA | 3000104547 | NA | 0 |  | 0 |  | yes |  |  |  | Durg | 2015-07-28 | Babu Lal Satnami | Durg | DH
601 | OT | hydraulic ot table | 1 | Cognate |  | NA | NA | 3000104445 | NA | 0 |  | 0 |  | yes |  |  |  | Durg | 2015-07-28 | Babu Lal Satnami | Durg | DH
602 | OT | OT Light Shadow less | 1 | NA |  | NA | NA | 3000104446 | NA | 0 |  | 0 |  | NO |  |  |  | Durg | 2015-07-28 | Babu Lal Satnami | Durg | DH
603 | OT | Needle Cutter | 1 | Micro Sil |  | ND350 | 2964 | 3000104447 | NA | 0 |  | 0 |  | yes |  |  |  | Durg | 2015-07-28 | Babu Lal Satnami | Durg | DH
604 | OT | boyle's apparatus | 1 | Datex ohmeda |  | Boyle,s Basic | NA | 3000104448 | NA | 0 |  | 0 |  | yes |  |  |  | Durg | 2015-07-28 | Babu Lal Satnami | Durg | DH
605 | OT | pulse oximeter | 1 | OPTO SYSTEM PVT LTD |  | OXY 500 | 125-HF 5153 | 3000104449 | NA | 0 |  | 0 |  | yes |  |  |  | Durg | 2015-07-28 | Babu Lal Satnami | Durg | DH
606 | OT | Baby Weight Machine | 1 | Romon Surgical |  | 20 kg | NA | 3000104450 | NA | 0 |  | 0 |  | yes |  |  |  | Durg | 2015-07-28 | Babu Lal Satnami | Durg | DH
607 | OT | sterilizer | 1 | Faith INNOVATN |  | Sterigen Hydropep | NA | 3000104451 | 2013-07-01 | 0 |  | 0 |  | yes |  |  |  | Durg | 2015-07-28 | Babu Lal Satnami | Durg | DH
608 | OT | Autoclave | 1 | Ravi |  | NA | NA | 3000104453 | NA | 0 |  | 0 |  | yes |  |  |  | Durg | 2015-07-28 | Babu Lal Satnami | Durg | DH
609 | OT | resuscitation unit | 1 | Meditrin Instrument |  | NA | NA | 3000104454 | NA | 0 |  | 0 |  | yes |  |  |  | Durg | 2015-07-28 | Babu Lal Satnami | Durg | DH
610 | OT | Needle Cutter | 1 | Micro Sil |  | ND350 | 3289 | 3000104455 | NA | 0 |  | 0 |  | yes |  |  |  | Durg | 2015-07-28 | Babu Lal Satnami | Durg | DH
611 | OT | multi para monitor | 1 | Mediasd |  | M-1000 | AQ67B-7912 | 3000104456 | NA | 0 |  | 0 |  | yes |  |  |  | Durg | 2015-07-28 | Babu Lal Satnami | Durg | DH
612 | OT | boyle's apparatus | 1 | MPL India |  | NA | NA | 3000104457 | NA | 0 |  | 0 |  | yes |  |  |  | Durg | 2015-07-28 | Babu Lal Satnami | Durg | DH
613 | OT | light source endoscope fiber optic | 1 | NA |  | NA | NA | 3000104458 | NA | 0 |  | 0 |  | NO |  |  |  | Durg | 2015-07-28 | Babu Lal Satnami | Durg | DH
614 | OT | Blood Pressure Monitor | 1 | NOVA PHON |  | Sphugmo-Mano Meter | 204763 | 3000104459 | NA | 0 |  | 0 |  | yes |  |  |  | Durg | 2015-07-28 | Babu Lal Satnami | Durg | DH
615 | OT | suction machine | 1 | NA |  | NA | NA | 3000104460 | NA | 0 |  | 0 |  | yes |  |  |  | Durg | 2015-07-28 | Babu Lal Satnami | Durg | DH
616 | OT | hydraulic ot table | 1 | Local |  | NA | NA | 3000104461 | NA | 0 |  | 0 |  | yes |  |  |  | Durg | 2015-07-28 | Babu Lal Satnami | Durg | DH
617 | OT | OT Light Shadow less | 1 |  |  | NA | NA | 3000104462 | NA | 0 |  | 0 |  | NO |  |  |  | Durg | 2015-07-28 | Babu Lal Satnami | Durg | DH
618 | OT | hydraulic ot table | 1 |  |  | NA | NA | 3000104463 | NA | 0 |  | 0 |  | yes |  |  |  | Durg | 2015-07-28 | Babu Lal Satnami | Durg | DH
619 | OT | Mobile OT Lamp | 1 | Cognate |  | NA | NA | 3000104464 | 2015-07-01 | 0 |  | 0 |  | yes |  |  |  | Durg | 2015-07-28 | Babu Lal Satnami | Durg | DH
620 | OT | suction machine | 1 | Nayak |  | NA | NA | 3000104465 | NA | 0 |  | 0 |  | NO |  |  |  | Durg | 2015-07-28 | Babu Lal Satnami | Durg | DH
621 | Store | Blood Pressure Monitor | 1 | Namatt Shri Vinayak |  |  | NA | 3000104466 | NA | 0 |  | 0 |  | yes |  |  |  | Durg | 2015-07-28 | Babu Lal Satnami | Durg | DH
622 | Store | Blood Pressure Monitor | 1 | diamond |  | Regular | 6149 | 3000104467 | 2011 | 0 |  | 0 |  | yes |  |  |  | Durg | 2015-07-28 | Babu Lal Satnami | Durg | DH
623 | Store | Blood Pressure Monitor | 1 | Namatt Shri Vinayak |  | Regular | NA | 3000104468 | NA | 0 |  | 0 |  | yes |  |  |  | Durg | 2015-07-28 | Babu Lal Satnami | Durg | DH
624 | Store | Blood Pressure Monitor | 1 | Namatt Shri Vinayak |  | Regular | NA | 3000104469 | NA | 0 |  | 0 |  | yes |  |  |  | Durg | 2015-07-28 | Babu Lal Satnami | Durg | DH
625 | Store | Blood Pressure Monitor | 1 | diamond |  | Delux | 7833 | 3000104470 | NA | 0 |  | 0 |  | yes |  |  |  | Durg | 2015-07-28 | Babu Lal Satnami | Durg | DH
626 | Store | Blood Pressure Monitor | 1 | Emll |  | NA | NA | 3000104471 | NA | 0 |  | 0 |  | yes |  |  |  | Durg | 2015-07-28 | Babu Lal Satnami | Durg | DH
627 | Store | Fibre optic light Source | 1 | 3D Medical System |  | NA | NA | 3000104472 | NA | 0 |  | 0 |  | yes |  |  |  | Durg | 2015-07-28 | Babu Lal Satnami | Durg | DH
628 | Store | laryngoscope Adult | 1 | Anasthetics |  | NA | NA | 3000104473 | NA | 0 |  | 0 |  | yes |  |  |  | Durg | 2015-07-28 | Babu Lal Satnami | Durg | DH
629 | Store | laryngoscope Adult | 1 | Anasthetics |  | NA | NA | 3000104474 | NA | 0 |  | 0 |  | yes |  |  |  | Durg | 2015-07-28 | Babu Lal Satnami | Durg | DH
630 | Store | laryngoscope Adult | 1 | Anasthetics |  | NA | NA | 3000104475 | NA | 0 |  | 0 |  | yes |  |  |  | Durg | 2015-07-28 | Babu Lal Satnami | Durg | DH
631 | Store | laryngoscope Adult | 1 | CITI SURG |  | NA | NA | 3000104476 | NA | 0 |  | 0 |  | yes |  |  |  | Durg | 2015-07-28 | Babu Lal Satnami | Durg | DH
632 | OT | fumigator | 1 | NA |  | NA | NA | 3000104477 | NA | 0 |  | 0 |  | yes |  |  |  | Durg | 2015-07-28 | Babu Lal Satnami | Durg | DH
633 | OT | Blood Pressure Monitor | 1 | Basin Sons |  | NOVA Pham | 204760 | 3000104478 | NA | 0 |  | 0 |  | yes |  |  |  | Durg | 2015-07-28 | Babu Lal Satnami | Durg | DH
634 | OT | hydraulic ot table | 1 | NA |  | NA | NA | 3000104479 | NA | 0 |  | 0 |  | NO |  |  |  | Durg | 2015-07-28 | Babu Lal Satnami | Durg | DH
635 | TT OT | Blood Pressure Monitor | 1 | diamond |  | Delux | 43491 | 3000104487 | NA | 0 |  | 0 |  | yes |  |  |  | Durg | 2015-07-28 | Babu Lal Satnami | Durg | DH
636 | TT OT | suction machine | 1 | Zohar Surgical Enterl |  | Max Life | NA | 3000104488 | NA | 0 |  | 0 |  | yes |  |  |  | Durg | 2015-07-28 | Babu Lal Satnami | Durg | DH
637 | TT OT | Mobile OT Lamp | 1 | NA |  | NA | NA | 3000104489 | NA | 0 |  | 0 |  | yes |  |  |  | Durg | 2015-07-28 | Babu Lal Satnami | Durg | DH
638 | TT OT | Needle Cutter | 1 | Micro Sil |  | ND-360 | 5020/03 | 3000104490 | NA | 0 |  | 0 |  | yes |  |  |  | Durg | 2015-07-28 | Babu Lal Satnami | Durg | DH
639 | TT OT | fumigator | 1 | NA |  | NA | NA | 3000104491 | NA | 0 |  | 0 |  | yes |  |  |  | Durg | 2015-07-28 | Babu Lal Satnami | Durg | DH
640 | TT OT | Blood Pressure Monitor | 1 | diamond |  | Regular | 19254 | 3000104492 | NA | 0 |  | 0 |  | yes |  |  |  | Durg | 2015-07-28 | Babu Lal Satnami | Durg | DH
641 | TT OT | sterilizer | 1 | Surgical Udyog |  | SMR | NA | 3000104493 | NA | 0 |  | 0 |  | yes |  |  |  | Durg | 2015-07-28 | Babu Lal Satnami | Durg | DH
642 | TT OT | Autoclave | 1 | NA |  | NA | NA | 3000104494 | NA | 0 |  | 0 |  | yes |  |  |  | Durg | 2015-07-28 | Babu Lal Satnami | Durg | DH
643 | TT OT | system sterilizer | 1 | Yorco Scientific Udyog |  | Steri Max Protable | NA | 3000104495 | NA | 0 |  | 0 |  | yes |  |  |  | Durg | 2015-07-28 | Babu Lal Satnami | Durg | DH
644 | TT OT | Mobile OT Lamp | 1 | NA |  | NA | NA | 3000104496 | NA | 0 |  | 0 |  | yes |  |  |  | Durg | 2015-07-28 | Babu Lal Satnami | Durg | DH
645 | TT OT | hydraulic ot table | 1 | Mani Poise |  | NA | MP-185 | 3000104497 | NA | 0 |  | 0 |  | yes |  |  |  | Durg | 2015-07-28 | Babu Lal Satnami | Durg | DH
646 | TT OT | OT Light Shadow less | 1 | NA |  | NA | NA | 3000104498 | NA | 0 |  | 0 |  | NO |  |  |  | Durg | 2015-07-28 | Babu Lal Satnami | Durg | DH
647 | TT OT | Autoclave | 1 | NA |  | NA | NA | 3000104499 | NA | 0 |  | 0 |  | NO |  |  |  | Durg | 2015-07-28 | Babu Lal Satnami | Durg | DH
648 | TT OT | AIR sterilizer | 1 | Tropo |  | NA | NA | 3000104500 | NA | 0 |  | 0 |  | NO |  |  |  | Durg | 2015-07-28 | Babu Lal Satnami | Durg | DH
649 | TT OT | Autoclave | 1 | NA |  | NA | NA | 3000104501 | NA | 0 |  | 0 |  | NO |  |  |  | Durg | 2015-07-28 | Babu Lal Satnami | Durg | DH
650 | Store | Autoclave | 1 | NA |  | NA | NA | 3000076094 | 2002-01-01 | 0 |  | 0 |  | NO |  |  |  | Durg | 2015-06-27 | Kamnesh Kurre | Patan | CHC
651 | Store | centrifuge meaning | 1 | NA |  | NA | NA | 3000076095 | 2005-08-01 | 0 |  | 0 |  | NO |  |  |  | Durg | 2015-06-27 | Kamnesh Kurre | Patan | CHC
652 | Store | suction machine | 1 | Local |  | NA | NA | 3000076096 | 2003-03-01 | 0 |  | 0 |  | NO |  |  |  | Durg | 2015-06-27 | Kamnesh Kurre | Patan | CHC
653 | Store | sterilizer | 1 | Atlas |  | CM/L 1718961 | 09F102 57 | 3000076097 | 2005-08-01 | 0 |  | 0 |  | NO |  |  |  | Durg | 2015-06-27 | Kamnesh Kurre | Patan | CHC
654 | Store | Weight Machine | 1 | NA |  | NA | NA | 3000076098 | 2002-01-01 | 0 |  | 0 |  | NO |  |  |  | Durg | 2015-06-27 | Kamnesh Kurre | Patan | CHC
655 | Store | Needle Cutter | 1 | SARATECH |  | SIR | 4022 | 3000076099 | 2006-07-01 | 0 |  | 0 |  | NO |  |  |  | Durg | 2015-06-27 | Kamnesh Kurre | Patan | CHC
656 |  | Blood Pressure Monitor | 1 | Fusion | NA | NA | NA | 3000076100 | 2002-01-01 | 0 |  | 0 |  | NO |  |  |  | Durg | 2015-06-27 | Kamnesh Kurre | Patan | CHC
657 |  | electric suction apparatus | 1 | Silvii | 2014-08-01 | 7A-235 | 72 | 3000076101 | NA | 0 |  | 0 |  | NO |  |  |  | Durg | 2015-06-27 | Kamnesh Kurre | Patan | CHC
658 |  | Weight Machine | 1 | Beli Ram & Sons | NA | Krups | NA | 3000076102 | 2006-03-01 | 0 |  | 0 |  | Yes |  |  |  | Durg | 2015-06-27 | Kamnesh Kurre | Patan | CHC
659 |  | Needle Cutter | 1 | Local | NA | NA | NA | 3000076103 | 2009-05-01 | 0 |  | 0 |  | NO |  |  |  | Durg | 2015-06-27 | Kamnesh Kurre | Patan | CHC
660 |  | Weight Machine | 1 | Omega | 2012 | OTW | 7400 | 3000076104 | NA | 0 |  | 0 |  | NO |  |  |  | Durg | 2015-06-27 | Kamnesh Kurre | Patan | CHC
661 |  | Blood Pressure Monitor | 1 | diamond | 2011 | CM/L-0196043 | NA | 3000076106 | 2013-03-01 | 0 |  | 0 |  | NO |  |  |  | Durg | 2015-06-27 | Kamnesh Kurre | Patan | CHC
662 |  | fetal doppler | 1 | Dipel | NA | NA | NA | 3000076107 | 2005-02-01 | 0 |  | 0 |  | Yes |  |  |  | Durg | 2015-06-27 | Kamnesh Kurre | Patan | CHC
663 |  | digital ph meter | 1 | Tanco | NA | NA | 2K903058 | 3000076108 | NA | 0 |  | 0 |  | NO |  |  |  | Durg | 2015-06-27 | Kamnesh Kurre | Patan | CHC
664 |  | microprocessor control 230V ac for 45 sakal | 1 | NA | NA | NA | 120709 | 3000076109 | NA | 0 |  | 0 |  | Yes |  |  |  | Durg | 2015-06-27 | Kamnesh Kurre | Patan | CHC
665 |  | Blood Pressure Monitor | 1 | Infi | NA | CMIL-8522676 | 14F0435 | 3000076110 | NA | 0 |  | 0 |  | NO |  |  |  | Durg | 2015-06-27 | Kamnesh Kurre | Patan | CHC
666 |  | AIR sterilizer | 1 | NA | NA | NA | NA | 3000076111 | 2014-03-01 | 0 |  | 0 |  | NO |  |  |  | Durg | 2015-06-27 | Kamnesh Kurre | Patan | CHC
667 |  | Blood Pressure Monitor | 1 | NOVA PHON | NA | CM/L-0758968 | 1467659-01 | 3000076112 | 2002-01-01 | 0 |  | 0 |  | NO |  |  |  | Durg | 2015-06-27 | Kamnesh Kurre | Patan | CHC
668 |  | anaesthesia gas machine | 1 | bregco | NA | MVA-10 | NA | 3000076113 | 2008-04-01 | 0 |  | 0 |  | yes |  |  |  | Durg | 2015-06-27 | Kamnesh Kurre | Patan | CHC
669 |  | sterilizer | 1 | Local | NA | NA | NA | 3000076114 | 2015-08-01 | 0 |  | 0 |  | NO |  |  |  | Durg | 2015-06-27 | Kamnesh Kurre | Patan | CHC
670 |  | binoculars microscope | 1 | olypus | NA | NA | NA | 3000076115 | 2015-08-01 | 0 |  | 0 |  | NO |  |  |  | Durg | 2015-06-27 | Kamnesh Kurre | Patan | CHC
671 |  | OT Light Shadow less | 1 | Local | NA | NA | NA | 3000076116 | 2007-01-01 | 0 |  | 0 |  | NO |  |  |  | Durg | 2015-06-27 | Kamnesh Kurre | Patan | CHC
672 |  | nebulizer | 1 | MHS Medi care | NA | New-Speegneb | 63005368 | 3000076117 | 2007-01-01 | 0 |  | 0 |  | yes |  |  |  | Durg | 2015-06-27 | Kamnesh Kurre | Patan | CHC
673 | Injection Room | Needle Cutter | 1 | York | NA | NA | NA | 3000076118 | NA | 0 |  | 0 |  | yes |  |  |  | Durg | 2015-06-27 | Kamnesh Kurre | Patan | CHC
674 | Labour Room | Baby Weight Machine | 1 | Essae | 2011 | BS-250 | 25014131925 | 3000076119 | NA | 0 |  | 0 |  | yes |  |  |  | Durg | 2015-06-27 | Kamnesh Kurre | Patan | CHC
675 | Labour Room | Needle Cutter | 1 | SARATECH | NA | 100VA/60VA | NA | 3000076120 | NA | 0 |  | 0 |  | yes |  |  |  | Durg | 2015-06-27 | Kamnesh Kurre | Patan | CHC
676 | Labour Room | Blood Pressure Monitor | 1 | Supreme | NA | CM/L-8262373 | 90102040 | 3000076121 | 2014-11-01 | 0 |  | 0 |  | yes |  |  |  | Durg | 2015-06-27 | Kamnesh Kurre | Patan | CHC
677 | Labour Room | sterilizer | 1 | Local | NA | NA | NA | 3000076122 | 2014-11-01 | 0 |  | 0 |  | yes |  |  |  | Durg | 2015-06-27 | Kamnesh Kurre | Patan | CHC
678 | Labour Room | fetal doppler | 1 | Neocare | NA | DX01 | NA | 3000076123 | 2014-11-01 | 0 |  | 0 |  | yes |  |  |  | Durg | 2015-06-27 | Kamnesh Kurre | Patan | CHC
679 | Labour Room | Delivery table | 1 | USM | NA | NA | NA | 3000076124 | 2013-06-01 | 0 |  | 0 |  | yes |  |  |  | Durg | 2015-06-27 | Kamnesh Kurre | Patan | CHC
680 | Labour Room | Baby Weight Machine | 1 | RAMAN SURGICAL | NA | NA | NA | 3000076125 | NA | 0 |  | 0 |  | yes |  |  |  | Durg | 2015-06-27 | Kamnesh Kurre | Patan | CHC
681 | Labour Room | suction machine | 1 | Local | NA | NA | NA | 3000076126 | 2014-11-01 | 0 |  | 0 |  | yes |  |  |  | Durg | 2015-06-27 | Kamnesh Kurre | Patan | CHC
682 | Labour Room | radiant heat warmer | 1 | Infancy | NA | NA | NA | 3000076127 | NA | 0 |  | 0 |  | yes |  |  |  | Durg | 2015-06-27 | Kamnesh Kurre | Patan | CHC
683 | Labour Room | OT Light Shadow less | 1 | NA | NA | NA | NA | 3000076128 | NA | 0 |  | 0 |  | yes |  |  |  | Durg | 2015-06-27 | Kamnesh Kurre | Patan | CHC
684 | Labour Room | suction machine | 1 | Local | NA | NA | NA | 3000076129 | 2014-11-01 | 0 |  | 0 |  | yes |  |  |  | Durg | 2015-06-27 | Kamnesh Kurre | Patan | CHC
685 | Pathology | Refrigerator | 1 | Samsung | 2008 | RA23 | NA | 3000076130 | 2006-06-01 | 0 |  | 0 |  | yes |  |  |  | Durg | 2015-06-27 | Kamnesh Kurre | Patan | CHC
686 | Pathology | hot air oven | 1 | NA | NA | NA | NA | 3000076131 | 2008-08-01 | 0 |  | 0 |  | yes |  |  |  | Durg | 2015-06-27 | Kamnesh Kurre | Patan | CHC
687 | Pathology | centrifuge meaning | 1 | NA | NA | NA | NA | 3000076132 | 2006-03-01 | 0 |  | 0 |  | yes |  |  |  | Durg | 2015-06-27 | Kamnesh Kurre | Patan | CHC
688 | Pathology | Weight Machine | 1 | KROPS | NA | NA | NA | 3000076133 | 2009-03-01 | 0 |  | 0 |  | yes |  |  |  | Durg | 2015-06-27 | Kamnesh Kurre | Patan | CHC
689 | Pathology | Needle Cutter | 1 | YORK | NA | NA | NA | 3000076134 | 2015-04-01 | 0 |  | 0 |  | yes |  |  |  | Durg | 2015-06-27 | Kamnesh Kurre | Patan | CHC
690 | Pathology | electronic loudstar timer | 1 | WYNNER | NA | NA | NA | 3000076135 | NA | 0 |  | 0 |  | yes |  |  |  | Durg | 2015-06-27 | Kamnesh Kurre | Patan | CHC
691 | Pathology | semi auto analyzer | 1 | Erba | NA | CHEM-7 | N140915 | 3000076136 | 2015-04-01 | 0 |  | 0 |  | yes |  |  |  | Durg | 2015-06-27 | Kamnesh Kurre | Patan | CHC
692 | Pathology | binoculars microscope | 1 | Olympus | NA | CH20IBIMF | 6405948 | 3000076137 | 2006-10-01 | 0 |  | 0 |  | NO |  |  |  | Durg | 2015-06-27 | Kamnesh Kurre | Patan | CHC
693 | Pathology | binoculars microscope | 1 | Magnus | NA | NA | 4B524554 | 3000076138 | 2006-10-01 | 0 |  | 0 |  | yes |  |  |  | Durg | 2015-06-27 | Kamnesh Kurre | Patan | CHC
694 | Dressing Room | sterilizer | 1 | NA | NA | NA | NA | 3000076139 | 2013-08-01 | 0 |  | 0 |  | yes |  |  |  | Durg | 2015-06-27 | Kamnesh Kurre | Patan | CHC
695 | Dressing Room | Dressing Table | 1 | NA | NA | NA | NA | 3000076140 | NA | 0 |  | 0 |  | yes |  |  |  | Durg | 2015-06-27 | Kamnesh Kurre | Patan | CHC
696 | radiology | x ray tube head | 1 | Siemens | NA | 5304 | 12727524 | 3000076141 | NA | 0 |  | 0 |  | yes |  |  |  | Durg | 2015-06-27 | Kamnesh Kurre | Patan | CHC
697 | radiology | top table | 1 | NA | NA | NA | NA | 3000076142 | NA | 0 |  | 0 |  | yes |  |  |  | Durg | 2015-06-27 | Kamnesh Kurre | Patan | CHC
698 | radiology | view box | 1 | RKI | NA | NA | NA | 3000076143 | NA | 0 |  | 0 |  | yes |  |  |  | Durg | 2015-06-27 | Kamnesh Kurre | Patan | CHC
699 | radiology | led banner | 1 | NA | NA | NA | NA | 3000076144 | NA | 0 |  | 0 |  | yes |  |  |  | Durg | 2015-06-27 | Kamnesh Kurre | Patan | CHC
700 | Injection Room | nebulizer | 1 | MHS Medi care | NA | New-Peedneb | 63005372 | 3000076145 | 2007-01-01 | 0 |  | 0 |  | yes |  |  |  | Durg | 2015-06-27 | Kamnesh Kurre | Patan | CHC
701 | Sonography Room | Sonography Machiine | 1 | Samsung | 2014-09-01 | SAR3-Exp-2p-20 | 5010m34F900026K | 3000076146 | 2014-12-01 | 0 |  | 0 |  | yes |  |  |  | Durg | 2015-06-27 | Kamnesh Kurre | Patan | CHC
702 | OPD | Weight Machine | 1 | KROPS | NA | NA | NA | 3000076147 | 2006-03-01 | 0 |  | 0 |  | yes |  |  |  | Durg | 2015-06-27 | Kamnesh Kurre | Patan | CHC
703 | OPD | Normal Bed | 1 | NA | NA | NA | NA | 3000076148 | NA | 0 |  | 0 |  | yes |  |  |  | Durg | 2015-06-27 | Kamnesh Kurre | Patan | CHC
704 | OPD | Blood Pressure Monitor | 1 | diamond | 2013-01-01 | CM/L0196043 | NA | 3000076149 | 2013-05-01 | 0 |  | 0 |  | yes |  |  |  | Durg | 2015-06-27 | Kamnesh Kurre | Patan | CHC
705 | OPD | Blood Pressure Monitor | 1 | EMU | 2006-06-01 | Cm/L0758968 | 539246-05 | 3000076150 | 2007-09-01 | 0 |  | 0 |  | yes |  |  |  | Durg | 2015-06-27 | Kamnesh Kurre | Patan | CHC
706 | OPD | Normal Bed | 1 | NA | NA | NA | NA | 3000076151 | NA | 0 |  | 0 |  | yes |  |  |  | Durg | 2015-06-27 | Kamnesh Kurre | Patan | CHC
707 | OT | Autoclave | 1 | NA | NA | NA | NA | 3000076152 | 2013-12-01 | 0 |  | 0 |  | yes |  |  |  | Durg | 2015-06-27 | Kamnesh Kurre | Patan | CHC
708 | OT | fumigator | 1 | NA | NA | NA | NA | 3000076153 | 2002-03-01 | 0 |  | 0 |  | yes |  |  |  | Durg | 2015-06-27 | Kamnesh Kurre | Patan | CHC
709 | OT | anaesthesia apparatus | 1 | NA | NA | NA | NA | 3000076154 | 2015-03-01 | 0 |  | 0 |  | yes |  |  |  | Durg | 2015-06-27 | Kamnesh Kurre | Patan | CHC
710 | OT | pulse oximeter | 1 | BPL | NA | 551-M-001 | FGTA4H1086 | 3000076155 | Jul--7 | 0 |  | 0 |  | yes |  |  |  | Durg | 2015-06-27 | Kamnesh Kurre | Patan | CHC
711 | OT | suction machine | 1 | NA | NA | NA | NA | 3000076156 | 2014-10-01 | 0 |  | 0 |  | yes |  |  |  | Durg | 2015-06-27 | Kamnesh Kurre | Patan | CHC
712 | OT | Blood Pressure Monitor | 1 | INFI | NA | CM/L8522676 | 13A072 | 3000076157 | 2013-03-01 | 0 |  | 0 |  | yes |  |  |  | Durg | 2015-06-27 | Kamnesh Kurre | Patan | CHC
713 | OT | AIR sterilizer | 1 | NA | NA | NA | NA | 3000076158 | 2014-03-01 | 0 |  | 0 |  | yes |  |  |  | Durg | 2015-06-27 | Kamnesh Kurre | Patan | CHC
714 | OT | stabilizer | 1 | NA | NA | NA | NA | 3000076159 | NA | 0 |  | 0 |  | yes |  |  |  | Durg | 2015-06-27 | Kamnesh Kurre | Patan | CHC
715 | OT | hydraulic ot table | 1 | Technomed | NA | NA | NA | 3000076160 | 2015-06-01 | 0 |  | 0 |  | yes |  |  |  | Durg | 2015-06-27 | Kamnesh Kurre | Patan | CHC
716 | OT | cautery machine | 1 | Technomed | NA | 250B | 581 | 3000076161 | NA | 0 |  | 0 |  | yes |  |  |  | Durg | 2015-06-27 | Kamnesh Kurre | Patan | CHC
717 | OT | air purifier | 1 | NA | NA | NA | NA | 3000076162 | NA | 0 |  | 0 |  | yes |  |  |  | Durg | 2015-06-27 | Kamnesh Kurre | Patan | CHC
718 | OT | trolly table | 1 | NA | NA | NA | NA | 3000076163 | NA | 0 |  | 0 |  | yes |  |  |  | Durg | 2015-06-27 | Kamnesh Kurre | Patan | CHC
719 | OT | spotlight | 1 | NA | NA | NA | NA | 3000076164 | 2005-08-01 | 0 |  | 0 |  | yes |  |  |  | Durg | 2015-06-27 | Kamnesh Kurre | Patan | CHC
720 | OT | fetal doppler | 1 | Vocmin | 2013 | FD-200B | FD2B130403519 | 3000076165 | 2015-06-01 | 0 |  | 0 |  | yes |  |  |  | Durg | 2015-06-27 | Kamnesh Kurre | Patan | CHC
721 | OT | Autoclave | 1 | NA | NA | NA | NA | 3000076166 | NA | 0 |  | 0 |  | yes |  |  |  | Durg | 2015-06-27 | Kamnesh Kurre | Patan | CHC
722 | maternity ward | delivery table | 1 | NA | NA | NA | NA | 3000076167 | NA | 0 |  | 0 |  | yes |  |  |  | Durg | 2015-06-27 | Kamnesh Kurre | Patan | CHC
723 | maternity ward | I B Stand Table | 1 | NA | NA | NA | NA | 3000076168 | NA | 0 |  | 0 |  | yes |  |  |  | Durg | 2015-06-27 | Kamnesh Kurre | Patan | CHC
724 | Male Ward | Normal Bed | 1 | NA | NA | NA | NA | 3000076169 | 2014-11-01 | 0 |  | 0 |  | yes |  |  |  | Durg | 2015-06-27 | Kamnesh Kurre | Patan | CHC
725 | female ward | Normal Bed | 1 | NA | NA | NA | NA | 3000076170 | 2014-11-01 | 0 |  | 0 |  | yes |  |  |  | Durg | 2015-06-27 | Kamnesh Kurre | Patan | CHC
726 | OPD | dental chair with compressor | 1 | Chosa | NA | NA | NA | 3000076171 | 2014-12-01 | 0 |  | 0 |  | yes |  |  |  | Durg | 2015-06-27 | Kamnesh Kurre | Patan | CHC
727 | BMO Room | Blood Pressure Monitor | 1 | Line |  | CM/L9421877 | 98330 | 3000076172 | NA | 0 |  | 0 |  | yes |  |  |  | Durg | 2015-06-27 | Kamnesh Kurre | Patan | CHC
728 | Injection Room | Nebulizer Machine | 1 | Prollx |  | CN-01WD | 016715 | 3000101521 | 04/08 | 0 |  | 0 | NA | Yes |  |  |  | Durg | 2015-07-31 | Ajeet Singh & Sher Singh | Jewara | PHC
729 | Injection Room | Needle Cutter | 1 | Saratech |  | 100VA/60W | NA | 3000101522 | 06/09 | 0 |  | 0 | NA | Yes |  |  |  | Durg | 2015-07-31 | Ajeet Singh & Sher Singh | Jewara | PHC
730 | Injection Room | Autocalve | 1 | Local |  | NA | Na | 3000101523 | 01/08 | 0 |  | 0 | NA | No |  |  |  | Durg | 2015-07-31 | Ajeet Singh & Sher Singh | Jewara | PHC
731 | Injection Room | Baby Weight Maching | 1 | Crwon |  | NA | NA | 3000101524 | 06/02 | 0 |  | 0 | NA | Yes |  |  |  | Durg | 2015-07-31 | Ajeet Singh & Sher Singh | Jewara | PHC
732 | Injection Room | Pulseoxymeter | 1 | MD300 |  | Na | Na | 3000101525 | 04/08 | 0 |  | 0 | NA | Yes |  |  |  | Durg | 2015-07-31 | Ajeet Singh & Sher Singh | Jewara | PHC
733 | Labour Room | Manual Doppler | 1 | Easy care |  | ECFDT | 0197 | 3000101526 | 12/14 | 0 |  | 0 | NA | Yes |  |  |  | Durg | 2015-07-31 | Ajeet Singh & Sher Singh | Jewara | PHC
734 | Labour Room | Sterilizer (Single phase) | 1 | Atlas |  | NA | 09F10262 | 3000101527 | 09/08 | 0 |  | 0 | NA | Yes |  |  |  | Durg | 2015-07-31 | Ajeet Singh & Sher Singh | Jewara | PHC
735 | Labour Room | Needle Cutter | 1 | Saratech |  | 100VA/60W | NA | 3000101528 | 06/09 | 0 |  | 0 | NA | Yes |  |  |  | Durg | 2015-07-31 | Ajeet Singh & Sher Singh | Jewara | PHC
736 | Doctor's Room | BP Apparatus | 1 | Omron |  | HEM7203 | 20121106050VG | 3000101529 | 03/13 | 0 |  | 0 | NA | Yes |  |  |  | Durg | 2015-07-31 | Ajeet Singh & Sher Singh | Jewara | PHC
737 | RMA'S Room | BP Apparatus | 1 | Diamond |  | NA | NA | 3000101530 | 09/13 | 0 |  | 0 | NA | Yes |  |  |  | Durg | 2015-07-31 | Ajeet Singh & Sher Singh | Jewara | PHC
738 | RMA'S Room | BP Apparatus | 1 | NA |  | NA | NA | 3000101531 | 04/12 | 0 |  | 0 | NA | No |  |  |  | Durg | 2015-07-31 | Ajeet Singh & Sher Singh | Jewara | PHC
739 | RMA'S Room | Suction Machine | 1 | NA |  | NA | NA | 3000101532 | 07/13 | 0 |  | 0 | NA | Yes |  |  |  | Durg | 2015-07-31 | Ajeet Singh & Sher Singh | Jewara | PHC
740 | RMA'S Room | Freeze | 1 | EDEN |  | UAS-22512012 | VAS-225 | 3000101533 | 09/12 | 0 |  | 0 | NA | Yes |  |  |  | Durg | 2015-07-31 | Ajeet Singh & Sher Singh | Jewara | PHC
741 | Doctor's Room | BP Apparatus | 1 | Daimon |  | CM/L0196043 | NA | 3000101446 | NA | 0 |  | 0 | NA | Yes |  | 1 | 15 | Durg | 2015-07-31 | Ajeet Singh & Sher Singh | Vaishali Nagar | PHC
742 | Injection Room | Feetal / Heart Monitor Doppler | 1 | Dopel |  | DFM051 | NA | 3000101447 | 04/09 | 0 |  | 0 | NA | No |  |  |  | Durg | 2015-07-31 | Ajeet Singh & Sher Singh | Vaishali Nagar | PHC
743 | Injection Room | Needle Cutter | 1 | Saratech |  | 100VA/60W | NA | 3000101448 | 04/13 | 0 |  | 0 | NA | Yes |  |  |  | Durg | 2015-07-31 | Ajeet Singh & Sher Singh | Vaishali Nagar | PHC
744 | Injection Room | Baby Weight Machine | 1 | Braun |  | NA | NA | 3000101449 | NA | 0 |  | 0 | NA | Yes |  |  |  | Durg | 2015-07-31 | Ajeet Singh & Sher Singh | Vaishali Nagar | PHC
745 | Injection Room | BP Apparatus | 1 | Aamatt |  | CM/L832547 | 0788 | 3000101450 | NA | 0 |  | 0 | NA | No |  |  |  | Durg | 2015-07-31 | Ajeet Singh & Sher Singh | Vaishali Nagar | PHC
746 | Injection Room | Manual Hab Cutter | 1 | Neels |  | NA | NA | 3000101451 | NA | 0 |  | 0 | NA | Yes |  |  |  | Durg | 2015-07-31 | Ajeet Singh & Sher Singh | Vaishali Nagar | PHC
747 | Doctor's Room (4) | BP Apparatus | 1 | Daimon |  | 111200811-0502 | NA | 3000101452 | NA | 0 |  | 0 | NA | Yes |  |  |  | Durg | 2015-07-31 | Ajeet Singh & Sher Singh | Vaishali Nagar | PHC
748 | Doctor's Room (4) | Suction Machine | 1 | Dr. Yes |  | Delux | NA | 3000101453 | NA | 0 |  | 0 | NA | Yes |  |  |  | Durg | 2015-07-31 | Ajeet Singh & Sher Singh | Vaishali Nagar | PHC
749 | Labour/ Dressing ward | Sterilizer (Small) | 1 | Atlas |  | 09FL0201 | NA | 3000101454 | NA | 0 |  | 0 | NA | Yes |  |  |  | Durg | 2015-07-31 | Ajeet Singh & Sher Singh | Vaishali Nagar | PHC
750 | Labour Room | BP Appratus with stand | 1 | Diamond |  | 03033 | NA | 3000101455 | NA | 0 |  | 0 | NA | No |  |  |  | Durg | 2015-07-31 | Ajeet Singh & Sher Singh | Vaishali Nagar | PHC
751 | Labour Room | Needle Destroyer | 1 | Nulife |  | NA | Ngm15445 | 3000101456 | NA | 0 |  | 0 | NA | Yes |  |  |  | Durg | 2015-07-31 | Ajeet Singh & Sher Singh | Vaishali Nagar | PHC
752 | Labour Room | Baby Weight Machine | 1 | Crown |  | NA | NA | 3000101457 | 09/10 | 0 |  | 0 | NA | Yes |  |  |  | Durg | 2015-07-31 | Ajeet Singh & Sher Singh | Vaishali Nagar | PHC
753 | Labour Room | Fetal Doppler | 1 | Eurodopp |  | NA | NA | 3000101458 | 02/14 | 0 |  | 0 | NA | Yes |  |  |  | Durg | 2015-07-31 | Ajeet Singh & Sher Singh | Vaishali Nagar | PHC
754 | Labour Room | Portable Suction Machine (1 Jar) | 1 | NA |  | NA | NA | 3000101459 | 04/13 | 0 |  | 0 | NA | Yes |  |  |  | Durg | 2015-07-31 | Ajeet Singh & Sher Singh | Vaishali Nagar | PHC
755 | Labour Room | Pulse meter | 1 | Local |  | NA | NA | 3000101460 | 04/09 | 0 |  | 0 | NA | Yes |  |  |  | Durg | 2015-07-31 | Ajeet Singh & Sher Singh | Vaishali Nagar | PHC
756 | Lab | Centrifuse Machine (8Tubes) | 1 | Local |  | NA | NA | 3000101461 | 04/09 | 0 |  | 0 | NA | Yes |  |  |  | Durg | 2015-07-31 | Ajeet Singh & Sher Singh | Vaishali Nagar | PHC
757 | Lab | Needle Destroyer | 1 | Saratech |  | NA | NA | 3000101462 | 04/13 | 0 |  | 0 | NA | Yes |  |  |  | Durg | 2015-07-31 | Ajeet Singh & Sher Singh | Vaishali Nagar | PHC
758 | Lab | Glucometer | 1 | Accuchek |  | NA | GN20357399 | 3000101463 | 04/15 | 0 |  | 0 | NA | Yes |  |  |  | Durg | 2015-07-31 | Ajeet Singh & Sher Singh | Vaishali Nagar | PHC
759 | Lab | Microscope Binocular | 1 | Blisco |  | NA | NA | 3000101464 | 02/13 | 0 |  | 0 | NA | Yes |  |  |  | Durg | 2015-07-31 | Ajeet Singh & Sher Singh | Vaishali Nagar | PHC
760 | Lab | Microscope monoscope | 1 | Magax |  | MLX | NA | 3000101465 | 03/19 | 0 |  | 0 | NA | No |  |  |  | Durg | 2015-07-31 | Ajeet Singh & Sher Singh | Vaishali Nagar | PHC
761 | Lab | Photo Colon mater | 1 | Delux Labretories |  | 112 | 200906247 | 3000101466 | 11/09 | 0 |  | 0 | NA | Yes |  |  |  | Durg | 2015-07-31 | Ajeet Singh & Sher Singh | Vaishali Nagar | PHC
762 | Lab | Harmomdea | 1 | Sahli |  | NA | NA | 3000101467 | 04/13 | 0 |  | 0 | NA | Yes |  |  |  | Durg | 2015-07-31 | Ajeet Singh & Sher Singh | Vaishali Nagar | PHC
763 | Lab | Autoclave (Medium) | 1 | Local |  | NA | NA | 3000101468 | 07/13 | 0 |  | 0 | NA | Yes |  |  |  | Durg | 2015-07-31 | Ajeet Singh & Sher Singh | Vaishali Nagar | PHC
764 | Pharmacy | Nebulizer Machine | 1 | Prollx |  | CN-01WD | 017446 | 3000101469 | 04/08 | 0 |  | 0 | NA | Yes |  |  |  | Durg | 2015-07-31 | Ajeet Singh & Sher Singh | Vaishali Nagar | PHC
765 | Pharmacy | BP Apparatus | 1 | EML |  | NA | 54575306 | 3000101470 | 07/12 | 0 |  | 0 | NA | No |  |  |  | Durg | 2015-07-31 | Ajeet Singh & Sher Singh | Vaishali Nagar | PHC
766 | Pharmacy | Refrezgator | 1 | Samsung |  | RA-218-2009 | 3124TZ101327M | 3000101471 | NA | 0 |  | 0 | NA | Yes |  |  |  | Durg | 2015-07-31 | Ajeet Singh & Sher Singh | Vaishali Nagar | PHC
767 | Store | Autoclave (Medium) | 1 | Local |  | NA | NA | 3000101472 | NA | 0 |  | 0 | NA | No |  |  |  | Durg | 2015-07-31 | Ajeet Singh & Sher Singh | Vaishali Nagar | PHC
768 | OPD (5) | BP Apparatus | 1 | Diamond |  | NA | 32845 | 3000098561 | NA | 0 |  | 0 | NA | Yes |  | 1 | 9 | Durg | 2015-07-31 | Ajeet Singh & Sher Singh | Junwani Khamarya | PHC
769 | OPD (5) | Fetal Doppler | 1 | Comin |  | FD200D | FD2D140812197 | 3000098562 | NA | 0 |  | 0 | NA | Yes |  |  |  | Durg | 2015-07-31 | Ajeet Singh & Sher Singh | Junwani Khamarya | PHC
770 | Dressing Room | Needle Destroyer | 1 | Haemo Safe |  | HL202 | NA | 3000098563 | NA | 0 |  | 0 | NA | Yes |  |  |  | Durg | 2015-07-31 | Ajeet Singh & Sher Singh | Junwani Khamarya | PHC
771 | Dressing Room | Sterilizer (Small) | 1 | Rexco |  | NA | NA | 3000098564 | NA | 0 |  | 0 | NA | Yes |  |  |  | Durg | 2015-07-31 | Ajeet Singh & Sher Singh | Junwani Khamarya | PHC
772 | Delivery Room | Baby Weight Balance | 1 | Crown |  | NA | NA | 3000098565 | NA | 0 |  | 0 | NA | Yes |  |  |  | Durg | 2015-07-31 | Ajeet Singh & Sher Singh | Junwani Khamarya | PHC
773 | Store Room | Auto Clav Small 10 Lt. | 1 | NA | 2007 | NA | NA | 3000076016 | NA | 0 |  |  |  | yes |  |  |  | Durg | 2015-07-20 | Kamnesh Kumar | PHC Batrel (Patan) | PHC
774 | Store Room | Fumigator | 1 | NA | NA | NA | NA | 3000076017 | NA | 0 |  |  |  | yes |  |  |  | Durg | 2015-07-20 | Kamnesh Kumar | PHC Batrel (Patan) | PHC
775 | Store Room | Suction Machine foot | 1 | Shiva Gaoues | NA | NA | NA | 3000076018 | NA | 0 |  |  |  | No |  |  |  | Durg | 2015-07-20 | Kamnesh Kumar | PHC Batrel (Patan) | PHC
776 | Store Room | Blood Pressure Monitor (Murcury) | 1 | Omega gold 2000 | NA | CE 0197 | NA | 3000076019 | NA | 0 |  |  |  | No |  |  |  | Durg | 2015-07-20 | Kamnesh Kumar | PHC Batrel (Patan) | PHC
777 | Store Room | sterilizer | 1 | NA | 2006-11-01 | NA | NA | 3000076020 | NA | 0 |  |  |  | No |  |  |  | Durg | 2015-07-20 | Kamnesh Kumar | PHC Batrel (Patan) | PHC
778 | Store Room | weight machine | 1 | Lotus | 2012 | NA | 2002-01-27 | 3000076021 | NA | 0 |  |  |  | yes |  | 1 | 1 | Durg | 2015-07-20 | Kamnesh Kumar | PHC Batrel (Patan) | PHC
779 | Labour room | Delivery Table | 1 | NA | NA | NA | NA | 3000076022 | NA | 0 |  |  |  | yes |  |  |  | Durg | 2015-07-20 | Kamnesh Kumar | PHC Batrel (Patan) | PHC
780 |  | Needle cutter | 1 | Saratech | 2014 | NA | NA | 3000076023 | NA | 0 |  |  |  | yes |  |  |  | Durg | 2015-07-20 | Kamnesh Kumar | PHC Batrel (Patan) | PHC
781 |  | Blood Pressure Monitor (Murcury) | 1 | Omron | 2015 | HEM-7203 | 9754794-94666 | 3000076024 | NA | 0 |  |  |  | yes |  |  |  | Durg | 2015-07-20 | Kamnesh Kumar | PHC Batrel (Patan) | PHC
782 |  | sterilizer | 1 | Atlas | 2008 | CM/L1718961 | 99P10213 | 3000076025 | NA | 0 |  |  |  | yes |  |  |  | Durg | 2015-07-20 | Kamnesh Kumar | PHC Batrel (Patan) | PHC
783 |  | Auto Clav Big | 1 | Crown | NA | NA | IS-3624-1967 | 3000076026 | NA | 0 |  |  |  | yes |  |  |  | Durg | 2015-07-20 | Kamnesh Kumar | PHC Batrel (Patan) | PHC
784 |  | Suction Machine | 1 | BIO Plus | NA | NA | NA | 3000076027 | NA | 0 |  |  |  | yes |  |  |  | Durg | 2015-07-20 | Kamnesh Kumar | PHC Batrel (Patan) | PHC
785 |  | Oxygen Cylinder | 1 | NA | NA | NA | 7285PT-ITP 250FP150 | 3000076028 | NA | 0 |  |  |  | yes |  |  |  | Durg | 2015-07-20 | Kamnesh Kumar | PHC Batrel (Patan) | PHC
786 | Doctor Room | X-Ray Illumimator | 1 | NA | NA | NA | NA | 3000076029 | NA | 0 |  |  |  | yes |  |  |  | Durg | 2015-07-20 | Kamnesh Kumar | PHC Batrel (Patan) | PHC
787 | Doctor Room | Ultrasound Doppler | 1 | Dipel | NA | DFM051 | NA | 3000076030 | NA | 0 |  |  |  | yes |  |  |  | Durg | 2015-07-20 | Kamnesh Kumar | PHC Batrel (Patan) | PHC
788 | Medicine Room | Refrigerator | 1 | Godrej | 2010 | GON/185 | NA | 3000076031 | NA | 0 |  |  |  | yes |  |  |  | Durg | 2015-07-20 | Kamnesh Kumar | PHC Batrel (Patan) | PHC
789 | Doctor Room | Blood Pressure Monitor (Murcury) | 1 | Dimond |  | NA | CM/L 0196043 | 3000098421 | NA | 0 |  |  |  | yes |  | 1 | 7 | Durg | 2015-08-01 | Ajeet Singh | Khursipar | UPHC
790 | Delivari room | Baby Weight Machine | 1 | Docber Barun |  | NA | NA | 3000098420 | NA | 0 |  |  |  | yes |  |  |  | Durg | 2015-08-01 | Ajeet Singh | Khursipar | UPHC
791 | Delivari room | Fetal doppler | 1 | Dipel |  | DFM-051 | NA | 3000098419 | NA | 0 |  |  |  | yes |  |  |  | Durg | 2015-08-01 | Ajeet Singh | Khursipar | UPHC
792 | Delivari room | sterilizer | 1 | Sona |  | NA | NA | 3000098418 | NA | 0 |  |  |  | yes |  |  |  | Durg | 2015-08-01 | Ajeet Singh | Khursipar | UPHC
793 |  | Shadowless Lamp(Moveable) | 1 | Local |  | NA | NA | 3000098413 | NA | 0 |  |  |  | yes |  |  |  | Durg | 2015-08-01 | Ajeet Singh | Khursipar | UPHC
794 |  | Suction Machine Big | 1 | NA |  | NA | NA | 3000098414 | NA | 0 |  |  |  | yes |  |  |  | Durg | 2015-08-01 | Ajeet Singh | Khursipar | UPHC
795 |  | Centrifuge | 1 | Nayak |  | NA | NA | 3000098417 | NA | 0 |  |  |  | yes |  |  |  | Durg | 2015-08-01 | Ajeet Singh | Khursipar | UPHC
796 |  | Haemometer | 1 | Superior |  | NA | NA | 3000098416 | NA | 0 |  |  |  | yes |  |  |  | Durg | 2015-08-01 | Ajeet Singh | Khursipar | UPHC
797 |  | Refrigerator | 1 | LG |  | GL254AT3 | 211NRWS055697 | 3000098415 | NA | 0 |  |  |  | yes |  |  |  | Durg | 2015-08-01 | Ajeet Singh | Khursipar | UPHC
798 | Pathology Lab | Microscope Binoculars | 1 | Purjob Scientific |  | MAG NUS | NA | 3000076392 | 07/2006 | 0 |  |  |  | yes |  | 1 | 0 | Durg | 2015-08-01 | Ajeet Singh | Khursipar | UPHC
799 | Pathology Lab | Microscope Binoculars | 1 | NA |  | Blisco | NA | 3000076393 | 07/2006 | 0 |  |  |  | yes |  |  |  | Durg | 2015-08-01 | Ajeet Singh | Khursipar | UPHC
800 | Delivari ward | Air Sterlizer | 1 | NA |  | NA | NA | 3000076394 | 07/2006 | 0 |  |  |  | yes |  |  |  | Durg | 2015-08-01 | Ajeet Singh | Khursipar | UPHC
801 | Delivari ward | Air Sterilizer 5 Ltr. | 1 | NA |  | NA | NA | 3000076395 | 08/2006 | 0 |  |  |  | yes |  |  |  | Durg | 2015-08-01 | Ajeet Singh | Khursipar | UPHC
802 | Delivari ward | Air Sterilizer 10 Ltr. | 1 | NA |  | Jainco | NA | 3000076396 | 08/2006 | 0 |  |  |  | yes |  |  |  | Durg | 2015-08-01 | Ajeet Singh | Khursipar | UPHC
803 | Delivari ward | Sadoless Lamp (4 Light) | 1 |  |  | Na | NA | 3000076397 | 2014 | 0 |  |  |  | No |  |  |  | Durg | 2015-08-01 | Ajeet Singh | Khursipar | UPHC
804 | Hall | Weight Machine 130 kg | 1 | Beli Ram Son's |  | Krups | NA | 3000076398 | 2013 | 0 |  |  |  | yes |  |  |  | Durg | 2015-08-01 | Ajeet Singh | Khursipar | UPHC
805 | Hall | Suction Machine Electronic | 1 | Olex |  | 7E-A | NA | 3000076399 | 2015 | 0 |  |  |  | yes |  |  |  | Durg | 2015-08-01 | Ajeet Singh | Khursipar | UPHC
806 | Hall | BP Machine Murcury | 1 | Daimond |  | Regular | NA | 3000076400 | NA | 0 |  |  |  | No |  |  |  | Durg | 2015-08-01 | Ajeet Singh | Khursipar | UPHC
807 | Hall | Fetals Heart Beat Monitor | 1 | NA |  | Mico | NA | 3000076401 | 2006 | 0 |  |  |  | No |  |  |  | Durg | 2015-08-01 | Ajeet Singh | Khursipar | UPHC
808 | Store Room | Water Bath Air Pump | 1 | NA |  | Life line | 201 | 3000104370 | NA | 0 |  |  |  | yes |  |  |  | Durg | 2015-07-30 | Kamnesh Kumar | Supela | CHC
809 | Labour room | Baby Incubutor 230 | 1 | Meditrine |  | NA | NA | 3000104371 | 2006-04-01 | 0 |  |  |  | No |  |  |  | Durg | 2015-07-30 | Kamnesh Kumar | Supela | CHC
810 | Labour room | Baby Incubutor 230 | 1 | Meditrine |  | NA | NA | 3000104372 | 2006-04-01 | 0 |  |  |  | No |  |  |  | Durg | 2015-07-30 | Kamnesh Kumar | Supela | CHC
811 | Labour room | BP Machine Murcury | 1 | Bhasin Sons Pvt.ltd. |  | Novaphon | 101347 | 3000104373 | NA | 0 |  |  |  | No |  |  |  | Durg | 2015-07-30 | Kamnesh Kumar | Supela | CHC
812 | Labour room | BP Machine Murcury | 1 |  |  | Mle | NA | 3000104374 | NA | 0 |  |  |  | No |  |  |  | Durg | 2015-07-30 | Kamnesh Kumar | Supela | CHC
813 | Store Room | weight Machine 120 Kg | 1 | NA | NA | NA | NA | 3000076068 | 2013-03-01 | 0 |  |  |  | No |  |  | 2 | Durg | 2015-07-22 | Kamnesh Kumar | CHC Jheet | CHC
814 | Store Room | Sterilizer Small | 1 | NA | NA | NA | NA | 3000076069 | NA | 0 |  |  |  | No |  |  |  | Durg | 2015-07-22 | Kamnesh Kumar | CHC Jheet | CHC
815 | Store Room | Delivery kit | 1 | NA | NA | NA | NA | 3000076070 | 2013-03-01 | 0 |  |  |  | Yes |  |  |  | Durg | 2015-07-22 | Kamnesh Kumar | CHC Jheet | CHC
816 | Store Room | Blood Pressure Monitor (Murcury) | 1 | Extra care | NA | NA | NA | 3000076071 | 2013-03-01 | 0 |  |  |  | Yes |  |  |  | Durg | 2015-07-22 | Kamnesh Kumar | CHC Jheet | CHC
817 | Labour Room | Sterilizer Small | 1 | NA | NA | NA | NA | 3000076072 | NA | 0 |  |  |  | Yes |  |  |  | Durg | 2015-07-22 | Kamnesh Kumar | CHC Jheet | CHC
818 | Labour Room | fetal doppler | 1 | NA | NA | NA | NA | 3000076073 | 2012-07-01 | 0 |  |  |  | Yes |  |  |  | Durg | 2015-07-22 | Kamnesh Kumar | CHC Jheet | CHC
819 | Labour Room | Suction Machine | 1 | Raman Surgical | NA | NA | NA | 3000076074 | 2012-07-01 | 0 |  |  |  | Yes |  |  |  | Durg | 2015-07-22 | Kamnesh Kumar | CHC Jheet | CHC
820 | Labour Room | Baby weight Machine | 1 | NA | NA | NA | NA | 3000076075 | 2014-03-01 | 0 |  |  |  | Yes |  |  |  | Durg | 2015-07-22 | Kamnesh Kumar | CHC Jheet | CHC
821 | Labour Room | Obstetric Table | 1 | NA | NA | NA | NA | 3000076076 | Oct.-13 | 0 |  |  |  | Yes |  |  |  | Durg | 2015-07-22 | Kamnesh Kumar | CHC Jheet | CHC
822 | Labour Room | Autoclave Machine | 1 | NA | NA | NA | NA | 3000076077 | NA | 0 |  |  |  | Yes |  |  |  | Durg | 2015-07-22 | Kamnesh Kumar | CHC Jheet | CHC
823 | Labour Room | Phototherapy infant | 1 | NA | NA | NA | NA | 3000076078 | 2014-03-01 | 0 |  |  |  | Yes |  |  |  | Durg | 2015-07-22 | Kamnesh Kumar | CHC Jheet | CHC
824 | Doctor Room | Blood Pressure Monitor (Murcury) | 1 | Diomond | 2013-02-01 | CM/L 0196043 | NA | 3000076079 | 2014-03-01 | 0 |  |  |  | Yes |  |  |  | Durg | 2015-07-22 | Kamnesh Kumar | CHC Jheet | CHC
825 | Doctor Room | Refrigrator | 1 | Godrej | 2012 | GFE25 Smt3N | NA | 3000076080 | Oct.-12 | 0 |  |  |  | Yes |  |  |  | Durg | 2015-07-22 | Kamnesh Kumar | CHC Jheet | CHC
826 | Doctor Room | Weight Machine 130 kg | 1 | Export | NA | Putes | NA | 3000076081 | 2013-07-01 | 0 |  |  |  | Yes |  |  |  | Durg | 2015-07-22 | Kamnesh Kumar | CHC Jheet | CHC
827 | Pathology Lab | Centrefuge Machine | 1 | NA | NA | NA | NA | 3000076082 | Nov.2014 | 0 |  |  |  | NO |  |  |  | Durg | 2015-07-22 | Kamnesh Kumar | CHC Jheet | CHC
828 | Pathology Lab | Needle Cutter | 1 | Satatech | NA | 100Va | NA | 3000076083 | 2014-11-01 | 0 |  |  |  | Yes |  |  |  | Durg | 2015-07-22 | Kamnesh Kumar | CHC Jheet | CHC
829 | Pathology Lab | Microscope (Binucear) | 1 | Olympus | NA | 520185 | 4951 | 3000076084 | 2014-07-01 | 0 |  |  |  | NO |  |  |  | Durg | 2015-07-22 | Kamnesh Kumar | CHC Jheet | CHC
830 |  | Blood Glucometer | 1 | Akkiscanzeet |  | 6267C | MT00014084 | 3000076085 | 2014-05-01 | 0 |  |  |  | Yes |  |  |  | Durg | 2015-07-22 | Kamnesh Kumar | CHC Jheet | CHC
831 |  | Microscope (Binucear) | 1 | Blisco |  | CM/L 9474292 | NA | 3000076086 | 2015-07-01 | 1 |  |  |  | Yes |  |  |  | Durg | 2015-07-22 | Kamnesh Kumar | CHC Jheet | CHC
832 | Store Room | Weight Machine 120 kg | 1 | Lous |  | NA | 2002-01-27 | 3000076087 | NA | 1 |  |  |  | Yes |  |  |  | Durg | 2015-07-22 | Kamnesh Kumar | CHC Jheet | CHC
833 | Store Room | Air Sterlizer 220 | 1 | NA |  | NA | NA | 3000076088 | Nov.2014 | 0 |  |  |  | Yes |  |  |  | Durg | 2015-07-22 | Kamnesh Kumar | CHC Jheet | CHC
834 | Store Room | Centrefuge Machine | 1 | NA |  | NA | NA | 3000076089 | 2014-11-01 | 0 |  |  |  | Yes |  |  |  | Durg | 2015-07-22 | Kamnesh Kumar | CHC Jheet | CHC
835 | Store Room | Needle cutter | 1 | Saratech |  | 100VA/60VA | NA | 3000076090 | NA | 0 |  |  |  | Yes |  |  |  | Durg | 2015-07-22 | Kamnesh Kumar | CHC Jheet | CHC
836 | Store Room | Autoclave Machine | 1 | Eletrogard |  | NA | NA | 3000076091 | NA | 0 |  |  |  | No |  |  |  | Durg | 2015-07-22 | Kamnesh Kumar | CHC Jheet | CHC
837 | Store Room | Weight Machine 120 kg | 1 | NA |  | NA | NA | 3000076092 | NA | 0 |  |  |  | No |  |  |  | Durg | 2015-07-22 | Kamnesh Kumar | CHC Jheet | CHC
838 | Store Room | Blood Pressure Monitor (Murcury) | 1 | Lifeline |  | CM/L9421877 | NA | 3000076093 | NA | 0 |  |  |  | No |  |  |  | Durg | 2015-07-22 | Kamnesh Kumar | CHC Jheet | CHC
839 | Store Room | Blood Pressure Monitor (Murcury) | 1 | Suprene Surgical |  | Ashoka Max | 98134502 | 3000076402 | 2015-06-01 | 0 |  |  |  | Yes |  |  |  | Durg | 2015-08-04 | Kamnesh Kumar | UPHC Kosanager | UPHC
840 | Store Room | glucometer | 1 | Lifescan |  | One Touch | Sagwe3rg | 3000101660 | 2015-06-01 | 0 |  |  |  | Yes |  |  |  | Durg | 2015-08-04 | Kamnesh Kumar | UPHC Kosanager | UPHC
841 | Store Room | Blood Pressure Monitor (Murcury) | 1 | Meedi Care |  | MCP | 14C4002 | 3000101661 | Aug.2014 | 0 |  |  |  | No |  |  |  | Durg | 2015-08-04 | Kamnesh Kumar | UPHC Kosanager | UPHC
842 | Delivari room | glucometer | 1 | Roche |  | Accu-Chek | GU04567942 | 3000101723 | 2015-06-01 | 0 |  |  |  | Yes |  |  |  | Durg | 2015-08-05 | Kamnesh Kumar | UPHC Potiyakala | UPHC
843 | Delivari room | Fumigator | 1 | NA |  | NA | NA | 3000101724 | 2015-05-01 | 0 |  |  |  | Yes |  |  |  | Durg | 2015-08-05 | Kamnesh Kumar | UPHC Potiyakala | UPHC
844 | Delivari room | Needle cutter | 1 | NA |  | SAI+ life | NA | 3000101725 | NA | 0 |  |  |  | Yes |  |  |  | Durg | 2015-08-05 | Kamnesh Kumar | UPHC Potiyakala | UPHC
845 | Delivari room | Blood Pressure Monitor (Murcury) | 1 | Diomond |  | Regular | 31059 | 3000101726 | NA | 0 |  |  |  | Yes |  | 1 | 1 | Durg | 2015-08-05 | Kamnesh Kumar | UPHC Potiyakala | UPHC
846 | Doctor Room | Weight Machine 130 kg | 1 | NA |  | NA | NA | 3000101727 | NA | 0 |  |  |  | Yes |  |  |  | Durg | 2015-08-05 | Kamnesh Kumar | UPHC Potiyakala | UPHC
847 | Doctor Room | OT Light | 1 | NA |  | NA | NA | 3000101728 | 2015-05-01 | 0 |  |  |  | Yes |  |  |  | Durg | 2015-08-05 | Kamnesh Kumar | UPHC Potiyakala | UPHC
848 | Store Room | Refrigrator 240 Lital | 1 | LG |  | GL-3252VPG4 | NA | 3000076342 | 2015-06-01 | 0 |  |  |  | Yes |  | 1 | 1 | Durg | 2015-08-03 | Kamnesh Kumar | PHC Medesara | PHC
849 | Vaccine Room | Weight Machine 120 kg | 1 | NA |  | KROPS | NA | 3000076343 | NA | 0 |  |  |  | Yes |  |  |  | Durg | 2015-08-03 | Kamnesh Kumar | PHC Medesara | PHC
850 | Store Room | Baby weight Machine | 1 | NA |  | Crown | NA | 3000076344 | NA | 0 |  |  |  | Yes |  |  |  | Durg | 2015-08-03 | Kamnesh Kumar | PHC Medesara | PHC
851 | Store Room | Sterilizer Small | 1 | NA |  | NA | NA | 3000076345 | NA | 0 |  |  |  | Yes |  |  |  | Durg | 2015-08-03 | Kamnesh Kumar | PHC Medesara | PHC
852 | Labour Room | Weight Machine 130 kg | 1 | NA |  | NA | NA | 3000076346 | NA | 0 |  |  |  | No |  |  |  | Durg | 2015-08-03 | Kamnesh Kumar | PHC Medesara | PHC
853 | Doctor Room | Blood Pressure Monitor (Murcury) | 1 | Diomond |  | Regular | NA | 3000076347 | NA | 0 |  |  |  | Yes |  |  |  | Durg | 2015-08-03 | Kamnesh Kumar | PHC Pendrawan | PHC
854 | Pathology Lab | Sterilizer (3 ltrs.) | 1 | Bhagwati Industries |  | NA | NA | 3000076348 | 2012 | 0 |  |  |  | Yes |  |  |  | Durg | 2015-08-03 | Kamnesh Kumar | PHC Pendrawan | PHC
855 | Pathology Lab | Centrefuge Machine (6 tubes) | 1 | NA |  | REMI | NA | 3000076349 | 2014 | 0 |  |  |  | Yes |  |  |  | Durg | 2015-08-03 | Kamnesh Kumar | PHC Pendrawan | PHC
856 | Pathology Lab | Microscope (Monocular) | 1 | MAGNUS |  | MLX | NA | 3000076350 | 2014 | 0 |  |  |  | Yes |  |  |  | Durg | 2015-08-03 | Kamnesh Kumar | PHC Pendrawan | PHC
857 | Delivari room | Baby weight Machine | 1 | NA |  | Crown | NA | 3000076351 | 2013-03-01 | 0 |  |  |  | Yes |  |  |  | Durg | 2015-08-03 | Kamnesh Kumar | PHC Pendrawan | PHC
858 | Delivari room | Suction Machine foot | 1 | NA |  | NA | NA | 3000076352 | 2012-09-01 | 0 |  |  |  | Yes |  |  |  | Durg | 2015-08-03 | Kamnesh Kumar | PHC Pendrawan | PHC
859 | IPD Ward | Blood Pressure Monitor (Stand) | 1 | NA |  | NA | NA | 3000076353 | NA | 0 |  |  |  | No |  |  |  | Durg | 2015-08-03 | Kamnesh Kumar | PHC Pendrawan | PHC
860 | IPD Ward | Needle cutter | 1 | Linco scienfic |  | ND-350 | 2239 | 3000076354 | NA | 0 |  |  |  | Yes |  |  |  | Durg | 2015-08-03 | Kamnesh Kumar | PHC Pendrawan | PHC
861 | IPD Ward | Blood Pressure Monitor (Murcury) | 1 | Diomond |  | Regular | NA | 3000076355 | 2012-05-01 | 0 |  |  |  | Yes |  |  |  | Durg | 2015-08-03 | Kamnesh Kumar | PHC Pendrawan | PHC
862 | IPD Ward | Refrigrator | 1 | Sumsung |  | RT2534 BACSE/TL | NA | 3000076356 | 2012-11-01 | 0 |  |  |  | Yes |  |  |  | Durg | 2015-08-03 | Kamnesh Kumar | PHC Pendrawan | PHC
863 | IPD Ward | Weight Machine 130 kg | 1 | NA |  | NA | NA | 3000076357 | 2012-10-01 | 0 |  |  |  | Yes |  |  |  | Durg | 2015-08-03 | Kamnesh Kumar | PHC Pendrawan | PHC
864 | Doctor Room | Weight Machine 130 kg | 1 | NA |  | Pulex | NA | 3000076358 | 2013-03-01 | 0 |  |  |  | Yes |  |  |  | Durg | 2015-08-03 | Kamnesh Kumar | PHC Pendrawan | PHC
865 | Doctor Room | fetal doppler | 1 | Jain Surgical Traders |  | Jainco 03 | NA | 3000076359 | 2012-05-01 | 0 |  |  |  | Yes |  |  |  | Durg | 2015-08-03 | Kamnesh Kumar | PHC Pendrawan | PHC
866 | Eye Department | Eye Chart (Vision) | 1 | NA |  | NA | NA | 3000076360 | 2012-09-01 | 0 |  |  |  | Yes |  |  |  | Durg | 2015-08-03 | Kamnesh Kumar | PHC Pendrawan | PHC
867 | Store Room | Blood Pressure Monitor (Murcury) | 1 | Diomond |  | Regular | NA | 3000076361 | 2012-05-01 | 0 |  |  |  | Yes |  |  |  | Durg | 2015-08-03 | Kamnesh Kumar | PHC Pendrawan | PHC
868 | Injection room | Nebulizer | 1 | Omron |  | Cump AIR | NA | 3000076362 | 2013-03-01 | 0 |  |  |  | Yes |  |  |  | Durg | 2015-08-03 | Kamnesh Kumar | PHC Pendrawan | PHC
869 | Pathology Lab | Glucometer | 1 | Bayen Health Care |  | Ascensia Entrst | AES000862300 | 3000076363 | 2012-05-01 | 0 |  |  |  | Yes |  |  |  | Durg | 2015-08-03 | Kamnesh Kumar | PHC Pendrawan | PHC
870 | Labor OT | Infant warmer | 1 | Zeal Medical pvt | NA | NA | HW2008/2614/115 | 3000104691 | 2015-01-01 | 1 | 2016-01-01 | 0 |  | yes |  |  |  | Durg | 30/7/2015 | Babulal | Kumhari | CHC
871 | Labor OT | Baby weight machine | 1 | crown | NA | NA | NA | 3000104692 | NA | 0 |  | 0 |  | yes |  |  |  | Durg | 30/7/2015 | Babulal | Kumhari | CHC
872 | Labor OT | suction machine(foot) | 1 | local | NA | NA | NA | 3000104693 | NA | 0 |  | 0 |  | yes |  |  |  | Durg | 30/7/2015 | Babulal | Kumhari | CHC
873 | labor ot | fumigator | 1 | local | NA | NA | NA | 3000104694 | NA | 0 |  | 0 |  | yes |  |  |  | Durg | 30/7/2015 | Babulal | Kumhari | CHC
874 | Labor OT | delivery teble | 1 | NA | NA | NA | NA | 3000104695 | NA | 0 |  | 0 |  | yes |  |  |  | Durg | 30/7/2015 | Babulal | Kumhari | CHC
875 | Labor OT | Foetal doppler | 1 | NISCO | NA | NA | NA | 3000104696 | NA | 0 |  | 0 |  | yes |  |  |  | Durg | 30/7/2015 | Babulal | Kumhari | CHC
876 | Labor OT | Foetal heart moniter | 1 | Easy care | NA | ECFDT-106 | DTCEL3065 | 3000104697 | NA | 0 |  | 0 |  | NO |  |  |  | Durg | 30/7/2015 | Babulal | Kumhari | CHC
877 | Labor OT | steriliser | 1 | Atlas | NA | NA | 09F10118 | 3000104698 | NA | 0 |  | 0 |  | yes |  |  |  | Durg | 30/7/2015 | Babulal | Kumhari | CHC
878 | Labor OT | Autoclave | 1 | NA | NA | NA | NA | 3000104699 | NA | 0 |  | 0 |  | yes |  |  |  | Durg | 30/7/2015 | Babulal | Kumhari | CHC
879 | Labor OT | phototherapy | 1 | Infancy care | NA | NA | NA | 3000104700 | NA | 0 |  | 0 |  | yes |  |  |  | Durg | 30/7/2015 | Babulal | Kumhari | CHC
880 | General ward | suction machine | 1 | Shiva | NA | NA | NA | 3000104701 | NA | 0 |  | 0 |  | yes |  |  |  | Durg | 30/7/2015 | Babulal | Kumhari | CHC
881 | OPD | nebuliser | 1 | OMRON | NA | comp A-IR | 694300 | 3000104702 | NA | 0 |  | 0 |  | yes |  |  |  | Durg | 30/7/2015 | Babulal | Kumhari | CHC
882 | OPD | BP apparatus | 1 | life line | NA | Ultra portable | 79831 | 3000104703 | NA | 0 |  | 0 |  | yes |  |  |  | Durg | 30/7/2015 | Babulal | Kumhari | CHC
883 | OPD | BP apparatus | 1 | Diamonds | NA | regular | 32687 | 3000104704 | NA | 0 |  | 0 |  | yes |  |  |  | Durg | 30/7/2015 | Babulal | Kumhari | CHC
884 | OPD | BP apparatus | 1 | Diamonds | NA | regular | 32683 | 3000104705 | NA | 0 |  | 0 |  | yes |  |  |  | Durg | 30/7/2015 | Babulal | Kumhari | CHC
885 | Injection Room | needle cutter | 1 | york | NA | NA | NA | 3000104706 | NA | 0 |  | 0 |  | yes |  |  |  | Durg | 30/7/2015 | Babulal | Kumhari | CHC
886 | Injection Room | BP apparatus | 1 | Diamonds | NA | regular | 32694 | 3000104707 | NA | 0 |  | 0 |  | yes |  |  |  | Durg | 30/7/2015 | Babulal | Kumhari | CHC
887 | pathology | binocular microscope | 1 | BLISCO | NA | NA | NA | 3000104708 | NA | 0 |  | 0 |  | yes |  |  |  | Durg | 30/7/2015 | Babulal | Kumhari | CHC
888 | pathology | binocular microscope | 1 | BLISCO | NA | NA | NA | 3000104709 | NA | 0 |  | 0 |  | yes |  |  |  | Durg | 30/7/2015 | Babulal | Kumhari | CHC
889 | pathology | glucometer | 1 | roche | NA | Accu chek(active) | GC14454511 | 3000104710 | NA | 0 |  | 0 |  | yes |  |  |  | Durg | 30/7/2015 | Babulal | Kumhari | CHC
890 | Labrotory | adult weight machine | 1 | Dr.beliram &sons | NA | krups | NA | 3000104711 | NA | 0 |  | 0 |  | yes |  |  |  | Durg | 30/7/2015 | Babulal | Kumhari | CHC
891 | Labrotory | adult weight machine | 1 | Nactor life science | NA | dr.trust | NA | 3000104712 | NA | 0 |  | 0 |  | yes |  |  |  | Durg | 30/7/2015 | Babulal | Kumhari | CHC
892 | Labrotory | centrifuge | 1 | NA | NA | NA | NA | 3000104713 | NA | 0 |  | 0 |  | yes |  |  |  | Durg | 30/7/2015 | Babulal | Kumhari | CHC
893 | Labrotory | centrifuge | 1 | Godrej | NA | RDEDGE185CHTM | NA | 3000104714 | NA | 0 |  | 0 |  | yes |  |  |  | Durg | 30/7/2015 | Babulal | Kumhari | CHC
894 | Labrotory | steriliser | 1 | Atlas | NA | NA | 240 | 3000104715 | NA | 0 |  | 0 |  | yes |  |  |  | Durg | 30/7/2015 | Babulal | Kumhari | CHC
895 | OPD | BP apparatus(mercury) | 1 | Diamonds | NA | regular | 32764 | 3000104749 | 2014-03-01 | 0 |  | 0 |  | yes |  |  |  | Durg | 2015-03-08 | Babulal | Surdung | PHC
896 | OPD | BP apparatus(mercury) | 1 | Diamonds | NA | regular | 32768 | 3000104750 | 2014-03-01 | 0 |  | 0 |  | yes |  |  |  | Durg | 2015-03-08 | Babulal | Surdung | PHC
897 | OPD | adult weight machine | 1 | doctor beli ram&sons | NA | krups | NA | 3000104751 | NA | 0 |  | 0 |  | yes |  |  |  | Durg | 2015-03-08 | Babulal | Surdung | PHC
898 | OPD | glucometer | 1 | DR.morepen glucome | NA | BG-03 Auto | NA | 3000104752 | 2015-04-01 | 1 | 2016-04-01 | 0 |  | yes |  |  |  | Durg | 2015-03-08 | Babulal | Surdung | PHC
899 | Injection Room | nebuliser | 1 | Aero-MAC | NA | NBB02-A20 | 123035-349 | 3000104753 | NA | 0 |  | 0 |  | yes |  |  |  | Durg | 2015-03-08 | Babulal | Surdung | PHC
900 | Injection Room | needle cutter | 1 | saratech | NA | S1R | 3038 | 3000104754 | 2013 | 0 |  | 0 |  | yes |  |  |  | Durg | 2015-03-08 | Babulal | Surdung | PHC
901 | Vaccine ROOM | domestic reffrigerator | 1 | Samsung | NA | RT2534BACRR | NA | 3000104755 | 2010 | 0 |  | 0 |  | yes |  |  |  | Durg | 2015-03-08 | Babulal | Surdung | PHC
902 | Vaccine ROOM | Autoclave | 1 | life + | NA | 20 hrs | 9130411 | 3000104756 | NA | 0 |  | 0 |  | yes |  |  |  | Durg | 2015-03-08 | Babulal | Surdung | PHC
903 | Vaccine ROOM | steriliser | 1 | NA | NA | NA | NA | 3000104757 | 2002 | 0 |  | 0 |  | NO |  |  |  | Durg | 2015-03-08 | Babulal | Surdung | PHC
904 | Vaccine ROOM | autoclave | 1 | NA | NA | NA | NA | 3000104758 | NA | 0 |  | 0 |  | NO |  |  |  | Durg | 2015-03-08 | Babulal | Surdung | PHC
905 | Labor Room | Baby weight machine | 1 | Docbel | NA | Brown | NA | 3000104759 | NA | 0 |  | 0 |  | yes |  |  |  | Durg | 2015-03-08 | Babulal | Surdung | PHC
906 | Labor Room | suction machine | 1 | master care | NA | NA | NA | 3000104760 | NA | 0 |  | 0 |  | yes |  |  |  | Durg | 2015-03-08 | Babulal | Surdung | PHC
907 | Labor Room | Foetal doppler | 1 | mico | NA | NA | NA | 3000104761 | NA | 0 |  | 0 |  | yes |  |  |  | Durg | 2015-03-08 | Babulal | Surdung | PHC
908 | Labor Room | BP appratus(mercury) | 1 | Diamonds | NA | regular | 1279 | 3000104762 | 2014-09-01 | 1 | 2016-09-01 | 0 |  | yes |  |  |  | Durg | 2015-03-08 | Babulal | Surdung | PHC
909 | Labor Room | steriliser | 1 | NA | NA | NA | NA | 3000104763 | NA | 0 |  | 0 |  | yes |  |  |  | Durg | 2015-03-08 | Babulal | Surdung | PHC
910 | Labor Room | needle destroyer | 1 | microsil | NA | ND-360 | 1800 | 3000104764 | NA | 0 |  | 0 |  | yes |  |  |  | Durg | 2015-03-08 | Babulal | Surdung | PHC
911 | pathology | binocular microscope | 1 | BLISCO | NA | NA | NA | 3000104765 | NA | 0 |  | 0 |  | yes |  |  |  | Durg | 2015-03-08 | Babulal | Surdung | PHC
912 | Labrotory | centrifuge(4 tube) | 1 | Coslab | NA | NA | NA | 3000104766 | NA | 0 |  | 0 |  | yes |  |  |  | Durg | 2015-03-08 | Babulal | Surdung | PHC
913 | Labrotory | BP apparatus(mercury) | 1 | Diamonds | NA | regular | 32764 seal pack | 3000104767 | NA | 0 |  | 0 |  | yes |  |  |  | Durg | 2015-03-08 | Babulal | Surdung | PHC
914 | Labrotory | adult weight machine | 1 | neetar cesueves | NA | dr.trust | NA | 3000104768 | NA | 0 |  | 0 |  | yes |  |  |  | Durg | 2015-03-08 | Babulal | Surdung | PHC
915 |  | steriliser | 1 | NA | NA | NA | NA | 3000104769 | NA | 0 |  | 0 |  | NO |  |  |  | Durg | 2015-03-08 | Babulal | Surdung | PHC
916 |  | Foetal heart moniter | 1 | Easy care | NA | ECEFDT-106 | DTCEL-02924 | 3000104770 | 2015-04-01 | 1 | 2016-04-01 | 0 |  | yes |  |  |  | Durg | 2015-03-08 | Babulal | Surdung | PHC
917 | OT | Autoclave | 1 | Shiva | NA | NA | NA | 3000101607 | 2015-04-01 | 1 |  | 0 |  | yes |  |  |  | Durg | 2015-03-08 | Manish Rout | Ahiwara | CHC
918 | OT | autoclave | 1 | fisher | NA | NA | NA | 3000101608 | 2015-02-01 | 1 |  | 0 |  | yes |  |  |  | Durg | 2015-03-08 | Manish Rout | Ahiwara | CHC
919 | OT | steriliser | 1 | local | NA | NA | NA | 3000101609 | 2006-04-01 | 0 |  | 0 |  | yes |  |  |  | Durg | 2015-03-08 | Manish Rout | Ahiwara | CHC
920 | OT | OT Table(hydraullic) | 1 | local | NA | NA | NA | 3000101610 | 2002-03-01 | 0 |  | 0 |  | yes |  |  |  | Durg | 2015-03-08 | Manish Rout | Ahiwara | CHC
921 | OT | suction machine | 1 | Shiva | NA | NA | NA | 3000101611 | 2006-05-01 | 0 |  | 0 |  | NO |  |  |  | Durg | 2015-03-08 | Manish Rout | Ahiwara | CHC
922 | OT | shadow less lamp | 1 | local | NA | NA | NA | 3000101612 | 2005-08-01 | 0 |  | 0 |  | yes |  |  |  | Durg | 2015-03-08 | Manish Rout | Ahiwara | CHC
923 | OT | shadow less lamp | 1 | local | NA | NA | NA | 3000101613 | NA | 0 |  | 0 |  | yes |  |  |  | Durg | 2015-03-08 | Manish Rout | Ahiwara | CHC
924 | OT | cautray machine | 1 | medical level eq. | NA | EX250 | 5416 | 3000101614 | 2015-02-01 | 1 |  | 0 |  | yes |  |  |  | Durg | 2015-03-08 | Manish Rout | Ahiwara | CHC
925 | OT | pulse oxymeter | 1 | OPTO | NA | Oxy-500A | NA | 3000101615 | 2006-11-01 | 0 |  | 0 |  | yes |  |  |  | Durg | 2015-03-08 | Manish Rout | Ahiwara | CHC
926 | OT | pulse oxymeter | 1 | BPL | NA | clear sign C7 | FGTA4K1197 | 3000101616 | NA | 0 |  | 0 |  | yes |  |  |  | Durg | 2015-03-08 | Manish Rout | Ahiwara | CHC
927 | OT | Boyl,s appratus | 1 | PRIME | NA | CR054 | NA | 3000101617 | 2015-02-01 | 1 |  | 0 |  | yes |  |  |  | Durg | 2015-03-08 | Manish Rout | Ahiwara | CHC
928 | OT | BP apparatus | 1 | Diamonds | NA | NA | 3035 | 3000101618 | NA | 0 |  | 0 |  | yes |  |  |  | Durg | 2015-03-08 | Manish Rout | Ahiwara | CHC
929 | OT | autoclave | 1 | Shiva | NA | NA | NA | 3000101619 | 2014-03-01 | 0 |  | 0 |  | yes |  |  |  | Durg | 2015-03-08 | Manish Rout | Ahiwara | CHC
930 | OT | needle destroyer | 1 | sahlife | NA | NA | NA | 3000101620 | NA | 0 |  | 0 |  | yes |  |  |  | Durg | 2015-03-08 | Manish Rout | Ahiwara | CHC
931 | OT | U.v light | 1 | local | NA | NA | NA | 3000101621 | 2015-03-01 | 1 |  | 0 |  | yes |  |  |  | Durg | 2015-03-08 | Manish Rout | Ahiwara | CHC
932 | OT | larangescope | 1 | citysurg | NA | NA | NA | 3000101623 | 2015-03-01 | 1 |  | 0 |  | yes |  |  |  | Durg | 2015-03-08 | Manish Rout | Ahiwara | CHC
933 | OT | larangescope | 1 | local | NA | NA | NA | 3000101622 | 2015-03-01 | 1 |  | 0 |  | yes |  |  |  | Durg | 2015-03-08 | Manish Rout | Ahiwara | CHC
934 | Store ROOM | autoclave | 1 | HIMSON | NA | NA | NA | 3000101624 | NA | 0 |  | 0 |  | NO |  |  |  | Durg | 2015-03-08 | Manish Rout | Ahiwara | CHC
935 | Injection Room | needle destroyer | 1 | saratech | NA | NA | NA | 3000101625 | NA | 0 |  | 0 |  | yes |  |  |  | Durg | 2015-03-08 | Manish Rout | Ahiwara | CHC
936 | Injection Room | nebuliser | 1 | ARIANNe | NA | NA | 122670 | 3000101626 | 2006-04-01 | 0 |  | 0 |  | yes |  |  |  | Durg | 2015-03-08 | Manish Rout | Ahiwara | CHC
937 | Injection Room | BP apparatus | 1 | Namatt | NA | NA | 78813 | 3000101627 | 2005-11-01 | 0 |  | 0 |  | NO |  |  |  | Durg | 2015-03-08 | Manish Rout | Ahiwara | CHC
938 | Injection Room | needle destroyer | 1 | SAI+LIFE | NA | NA | NA | 3000101628 | NA | 0 |  | 0 |  | NO |  |  |  | Durg | 2015-03-08 | Manish Rout | Ahiwara | CHC
939 | Injection Room | nebuliser | 1 | smart care | NA | NA | 3595 | 3000101629 | 2006-04-01 | 0 |  | 0 |  | NO |  |  |  | Durg | 2015-03-08 | Manish Rout | Ahiwara | CHC
940 | pathology | maemometer | 1 | sahlife | NA | NA | NA | 3000101630 | 2015-06-01 | 1 |  | 0 |  | yes |  |  |  | Durg | 2015-03-08 | Manish Rout | Ahiwara | CHC
941 | pathology | semianalyser | 1 | ERBA | NA | NA | NA | 3000101631 | 2014-10-01 | 0 |  | 0 |  | yes |  |  |  | Durg | 2015-03-08 | Manish Rout | Ahiwara | CHC
942 | Labrotory | needle destroyer | 1 | SAI+LIFE | NA | NA | NA | 3000101632 | 2015-05-01 | 1 |  | 0 |  | yes |  |  |  | Durg | 2015-03-08 | Manish Rout | Ahiwara | CHC
943 | Labrotory | refrigerator | 1 | relvonator | NA | KWP163 | 1106120-5101847 | 3000101633 | 2013-05-01 | 0 |  | 0 |  | yes |  |  |  | Durg | 2015-03-08 | Manish Rout | Ahiwara | CHC
944 | Labrotory | centrifuge(4 tube) | 1 | local | NA | NA | NA | 3000101634 | NA | 0 |  | 0 |  | yes |  |  |  | Durg | 2015-03-08 | Manish Rout | Ahiwara | CHC
945 | Labrotory | haemometer | 1 | SAHLI | NA | NA | NA | 3000101635 | 2015-06-01 | 1 |  | 0 |  | yes |  |  |  | Durg | 2015-03-08 | Manish Rout | Ahiwara | CHC
946 | Labrotory | haemometer | 1 | SAHLI | NA | NA | NA | 3000101636 | 2015-06-01 | 1 |  | 0 |  | yes |  |  |  | Durg | 2015-03-08 | Manish Rout | Ahiwara | CHC
947 | Labrotory | glucometer | 1 | one touch | NA | NA | SAGQT0C5 | 3000101637 | 2015-06-01 | 1 |  | 0 |  | yes |  |  |  | Durg | 2015-03-08 | Manish Rout | Ahiwara | CHC
948 | Labrotory | binocular microscope | 1 | Olympus | NA | CH200BIMF | 6H05951 | 3000101638 | 2006-11-01 | 0 |  | 0 |  | yes |  |  |  | Durg | 2015-03-08 | Manish Rout | Ahiwara | CHC
949 | Labrotory | binocular microscope | 1 | Olympus | NA | MLXB | 518990 | 3000101639 | NA | 0 |  | 0 |  | yes |  |  |  | Durg | 2015-03-08 | Manish Rout | Ahiwara | CHC
950 | Injection Room | steriliser | 1 | REXLO | NA | NA | NA | 3000101640 | NA | 0 |  | 0 |  | yes |  |  |  | Durg | 2015-03-08 | Manish Rout | Ahiwara | CHC
951 | Labor ward | Infant warmer | 1 | local | NA | NA | NA | 3000101641 | NA | 0 |  | 0 |  | yes |  |  |  | Durg | 2015-03-08 | Manish Rout | Ahiwara | CHC
952 | Labor ward | suction machine | 1 | Shiva | NA | NA | NA | 3000101642 | 2006-05-01 | 0 |  | 0 |  | yes |  |  |  | Durg | 2015-03-08 | Manish Rout | Ahiwara | CHC
953 | labor ward | heat connector | 1 | navya | NA | NA | NA | 3000101643 | NA | 0 |  | 0 |  | yes |  |  |  | Durg | 2015-03-08 | Manish Rout | Ahiwara | CHC
954 | Labor ward | phototherapy | 1 | local | NA | NA | NA | 3000101644 | 2006-04-01 | 0 |  | 0 |  | yes |  |  |  | Durg | 2015-03-08 | Manish Rout | Ahiwara | CHC
955 | labor ward | Baby weight machine | 1 | crown | NA | NA | NA | 3000101645 | 2006-04-01 | 0 |  | 0 |  | yes |  |  |  | Durg | 2015-03-08 | Manish Rout | Ahiwara | CHC
956 | Labor ward | Baby weight machine | 1 | crown | NA | NA | NA | 3000101646 | 2006-01-01 | 0 |  | 0 |  | yes |  |  |  | Durg | 2015-03-08 | Manish Rout | Ahiwara | CHC

## Bemetara (hidden)
S. No. | Department | Equipment Name | Qty. | Manufacturer | Year of Manufacturer | Model | Equipment S.No. | Barcode Sticker | Installation date (m-yy) | Under Warranty (Y=1/ N=0) | Warranty Upto (m-yy) | AMC / CMC (Y=1,N=0) | AMC/CMC upto (m/yy) | Working status |  | Medical (Radiologist/Pathologist etc) | Paramedical (LT/Radiographer/technician etc) | District | Date | Name of Consultant | Facility Name | Facility Type | Remark
1 | 2 | 3 | 4 | 5 | 6 | 7 | 8 | 9 | 10 | 11 | 12 | 13 | 14 | 15 | 16 | 17 | 18 | 19 | 20 | 21 | 22 | 23 | 24
1 | Doctor Room | Blood Pressure Monitor (Digital) | 1 | Nova Chek | NA | STBP1033 | 1306455-2 | 3000101229 | NA | 0 | NA | 0 | NA | Yes |  | 3 | 6 | Bemetara | 2015-07-24 | Manish Rout | Berla | CHC
2 | Pathology Lab | Syringe Needle Destroyer | 1 | Microsil | NA | ND-360 | NA | 3000101230 | 2012-11-01 | 0 | NA | 0 | NA | Yes |  |  |  | Bemetara | 2015-07-24 | Manish Rout | Berla | CHC
3 | Pathology Lab | Incubator Bacteriology | 1 | NA | NA | NA | NA | 3000101231 | NA | 0 | NA | 0 | NA | No |  |  |  | Bemetara | 2015-07-24 | Manish Rout | Berla | CHC
4 | Pathology Lab | Centrifuge Machine(8 Tubes) | 1 | Local | NA | NA | NA | 3000101232 | NA | 0 | NA | 0 | NA | Yes |  |  |  | Bemetara | 2015-07-24 | Manish Rout | Berla | CHC
5 | Pathology Lab | Heamometer | 1 | Sahli | NA | NA | NA | 3000101233 | 2014-08-01 | 1 | 2015-08-01 | 0 | NA | Yes |  |  |  | Bemetara | 2015-07-24 | Manish Rout | Berla | CHC
6 | Pathology Lab | Glucometer | 1 | OMRON | NA | HGM112 | 22132261606 | 3000101234 | 2014-08-01 | 1 | 2015-08-01 | 0 | NA | Yes |  |  |  | Bemetara | 2015-07-24 | Manish Rout | Berla | CHC
7 | Pathology Lab | Hot air oven | 1 | Universal | NA | NA | NA | 3000101235 | 2014-08-01 | 1 | 2015-08-02 | 0 | NA | Yes |  |  |  | Bemetara | 2015-07-24 | Manish Rout | Berla | CHC
8 | Pathology Lab | Microscope (Binocular) | 1 | Olympus | NA | OH2OIBIMF | 61105955 | 3000101236 | 2014-08-01 | 1 | 2015-08-03 | 0 | NA | Yes |  |  |  | Bemetara | 2015-07-24 | Manish Rout | Berla | CHC
9 | Pathology Lab | Microscope (Binocular) | 1 | Magnus | NA | MLX-BCH201BIMF | 518598 | 3000101237 | NA | 0 | NA | 0 | NA | Yes |  |  |  | Bemetara | 2015-07-24 | Manish Rout | Berla | CHC
10 | Pathology Lab | Weight Balance (micro) | 1 | Local | NA | NA | NA | 3000101238 | NA | 0 | NA | 0 | NA | No |  |  |  | Bemetara | 2015-07-24 | Manish Rout | Berla | CHC
11 | Pathology Lab | Syringe Needle Destroyer | 1 | SAI + LIFE | NA | NA | NA | 3000101239 | 2012-11-01 | 0 | NA | 0 | NA | Yes |  |  |  | Bemetara | 2015-07-24 | Manish Rout | Berla | CHC
12 | Pathology Lab | Centrifuge Machine (6 Tubes) | 1 | Coslab | NA | NA | NA | 3000101240 | NA | 0 | NA | 0 | NA | Yes |  |  |  | Bemetara | 2015-07-24 | Manish Rout | Berla | CHC
13 | Pathology Lab | Refrigerator | 1 | Samsung | NA | RA23/2008 | 039247AQ6007960 | 3000101241 | NA | 0 | NA | 0 | NA | Yes |  |  |  | Bemetara | 2015-07-24 | Manish Rout | Berla | CHC
14 | Dental | Dental Chair | Dental Chair | Chesa | NA | Akash | NA | 3000101242 | 2015-01-01 | 1 | 2016-01-01 | 0 | NA | Yes |  |  |  | Bemetara | 2015-07-24 | Manish Rout | Berla | CHC
15 | Dental | Blood Pressure Monitor (Mercury) | 1 | Omega | NA | Gold 2000 | NA | 3000101243 | 2014-01-01 | 0 | NA | 0 | NA | Yes |  |  |  | Bemetara | 2015-07-24 | Manish Rout | Berla | CHC
16 | Cold chain | ILR | 1 | Haier | NA | HBC70 | BD0580E010061 | 3000101244 | NA | 0 | NA | 0 | NA | No |  |  |  | Bemetara | 2015-07-24 | Manish Rout | Berla | CHC
17 | Injection Room | Syringe Needle Destroyer | 1 | Haemosafe | NA | NA | NA | 3000101245 | 2012-11-01 | 0 | NA | 0 | NA | Yes |  |  |  | Bemetara | 2015-07-24 | Manish Rout | Berla | CHC
18 | Injection Room | Nebulizer | 1 | Ariane | NA | CF0051 | 123267/2005 | 3000101246 | 2013-04-01 | 0 | NA | 0 | NA | Yes |  |  |  | Bemetara | 2015-07-24 | Manish Rout | Berla | CHC
19 | Injection Room | Suction Machine | 1 | Shiva | NA | NA | NA | 3000101247 | 2014-05-01 | 0 | NA | 0 | NA | Yes |  |  |  | Bemetara | 2015-07-24 | Manish Rout | Berla | CHC
20 | Dressing Room | Sterilizer (Big) | 1 | Rexlco | NA | NA | NA | 3000101248 | 2014-08-01 | 0 | NA | 0 | NA | Yes |  |  |  | Bemetara | 2015-07-24 | Manish Rout | Berla | CHC
21 | X-ray | X-ray machine (60ma) Analog | 1 | Siemens | NA | 6305 | 12744 | 3000101249 | 1997-02-01 | 0 | NA | 0 | NA | Yes |  |  |  | Bemetara | 2015-07-24 | Manish Rout | Berla | CHC
22 | Labour Room | Blood Pressure Monitor (Digital) | 1 | Ultra Casio | NA | SJD-BP-1002 | SJD2006070120 | 3000101250 | 2007-01-01 | 0 | NA | 0 | NA | Yes |  |  |  | Bemetara | 2015-07-24 | Manish Rout | Berla | CHC
23 | Major OT | OT Table (Hydrulic) | 1 | Local | NA | NA | NA | 3000101251 | 2005-03-01 | 0 | NA | 0 | NA | No |  |  |  | Bemetara | 2015-07-24 | Manish Rout | Berla | CHC
24 | Major OT | OT Table (Hydrulic) | 1 | Local | NA | NA | NA | 3000101252 | 2005-03-01 | 0 | NA | 0 | NA | No |  |  |  | Bemetara | 2015-07-24 | Manish Rout | Berla | CHC
25 | Major OT | Autoclave machine (Big) | 1 | Ravi | NA | NA | NA | 3000101253 | 2013-03-01 | 0 | NA | 0 | NA | Yes |  |  |  | Bemetara | 2015-07-24 | Manish Rout | Berla | CHC
26 | Major OT | Autoclave machine (Big) | 1 | Duke | NA | NA | NA | 3000101254 | 2015-02-01 | 1 | 2016-02-01 | 0 | NA | Yes |  |  |  | Bemetara | 2015-07-24 | Manish Rout | Berla | CHC
27 | Major OT | Autoclave machine (Big) | 1 | Duke | NA | NA | NA | 3000101255 | 2009-04-01 | 0 | NA | 0 | NA | No |  |  |  | Bemetara | 2015-07-24 | Manish Rout | Berla | CHC
28 | Major OT | Autoclave machine (Small) | 1 | SNI | NA | NA | NA | 3000101256 | 2009-04-01 | 0 | NA | 0 | NA | No |  |  |  | Bemetara | 2015-07-24 | Manish Rout | Berla | CHC
29 | Major OT | Autoclave machine (Small) | 1 | SNI | NA | NA | NA | 3000101257 | 2009-04-01 | 0 | NA | 0 | NA | No |  |  |  | Bemetara | 2015-07-24 | Manish Rout | Berla | CHC
30 | Major OT | Sterilizer (Big) | 1 | Atlas | NA | NA | 09F/0179 | 3000101258 | 2014-01-01 | 0 | NA | 0 | NA | No |  |  |  | Bemetara | 2015-07-24 | Manish Rout | Berla | CHC
31 | Major OT | Sterilizer (Big) | 1 | Atlas | NA | NA | 09F/0247 | 3000101259 | 2014-01-01 | 0 | NA | 0 | NA | Yes |  |  |  | Bemetara | 2015-07-24 | Manish Rout | Berla | CHC
32 | RMA Room | Weight Machine(Adult) | 1 | Local | NA | NA | NA | 3000101334 | 2013-06-01 | 0 | NA | 0 | NA | Yes |  |  |  | Bemetara | 2015-07-24 | Manish Rout | Berla | CHC
33 | Injection Room | Weight Machine(Adult) | 1 | Local | NA | NA | NA | 3000101335 | 2014-07-01 | 0 | NA | 0 | NA | Yes |  |  |  | Bemetara | 2015-07-24 | Manish Rout | Berla | CHC
34 | Doctor Room | Weight Machine(Adult) | 1 | Local | NA | NA | NA | 3000101336 | 2014-01-01 | 0 | NA | 0 | NA | Yes |  |  |  | Bemetara | 2015-07-24 | Manish Rout | Berla | CHC
35 | Central Store Room | Sterilizer (Big) | 1 | Rexlco | NA | NA | NA | 3000101265 | 2015-02-01 | 1 | 2016-02-01 | 0 | NA | PACK |  |  |  | Bemetara | 2015-07-24 | Manish Rout | Berla | CHC
36 | Central Store Room | Sterilizer (Big) | 1 | Rexlco | NA | NA | NA | 3000101260 | 2015-02-01 | 1 | 2016-02-01 | 0 | NA | PACK |  |  |  | Bemetara | 2015-07-24 | Manish Rout | Berla | CHC
37 | Central Store Room | Sterilizer (Big) | 1 | Rexlco | NA | NA | NA | 3000101267 | 2015-02-01 | 1 | 2016-02-01 | 0 | NA | PACK |  |  |  | Bemetara | 2015-07-24 | Manish Rout | Berla | CHC
38 | Central Store Room | Sterilizer (Big) | 1 | Rexlco | NA | NA | NA | 3000101268 | 2015-02-01 | 1 | 2016-02-01 | 0 | NA | PACK |  |  |  | Bemetara | 2015-07-24 | Manish Rout | Berla | CHC
39 | Central Store Room | Centrifuge Machine(8 Tubes) | 1 | Coslab | NA | NA | NA | 3000101269 | 2015-07-04 | 0 | NA | 0 | NA | Yes |  |  |  | Bemetara | 2015-07-24 | Manish Rout | Berla | CHC
40 | Central Store Room | Blood Pressure Monitor (Mercury) | 1 | Life Line | NA | NA | 19076 | 3000101293 | 2014-01-01 | 0 | NA | 0 | NA | No |  |  |  | Bemetara | 2015-07-24 | Manish Rout | Berla | CHC
41 | Central Store Room | Blood Pressure Monitor (Mercury) | 1 | Pioneer | NA | NA | NA | 3000101340 | 2014-01-01 | 0 | NA | 0 | NA | No |  |  |  | Bemetara | 2015-07-24 | Manish Rout | Berla | CHC
42 | Central Store Room | Blood Pressure Monitor (Mercury) | 1 | Diamond | NA | NA | B56350 | 3000101266 | 2013-08-01 | 0 | NA | 0 | NA | No |  |  |  | Bemetara | 2015-07-24 | Manish Rout | Berla | CHC
43 | Central Store Room | Blood Pressure Monitor (Mercury) | 1 | Diamond | NA | NA | 11797 | 3000101261 | 2013-08-01 | 0 | NA | 0 | NA | No |  |  |  | Bemetara | 2015-07-24 | Manish Rout | Berla | CHC
44 | Central Store Room | Blood Pressure Monitor (Mercury) | 1 | Omega | NA | NA | NA | 3000101262 | 2013-08-01 | 0 | NA | 0 | NA | No |  |  |  | Bemetara | 2015-07-24 | Manish Rout | Berla | CHC
45 | Central Store Room | Blood Pressure Monitor (Mercury) | 1 | EMU | NA | NA | 53073/10-04 | 3000101263 | 2013-08-01 | 0 | NA | 0 | NA | No |  |  |  | Bemetara | 2015-07-24 | Manish Rout | Berla | CHC
46 | Central Store Room | Blood Pressure Monitor (Mercury) | 1 | Omega | NA | Gold 2000 | NA | 3000101264 | 2013-08-01 | 0 | NA | 0 | NA | No |  |  |  | Bemetara | 2015-07-24 | Manish Rout | Berla | CHC
47 | Central Store Room | Suction Machine (Foot operated) | 1 | Shiva | NA | NA | NA | 3000101270 | NA | 0 | NA | 0 | NA | PACK |  |  |  | Bemetara | 2015-07-24 | Manish Rout | Berla | CHC
48 | Central Store Room | Suction Machine (Foot operated) | 1 | Shiva | NA | NA | NA | 3000101271 | NA | 0 | NA | 0 | NA | PACK |  |  |  | Bemetara | 2015-07-24 | Manish Rout | Berla | CHC
49 | Central Store Room | Blood Pressure Monitor (Stand) | 1 | Lifex | NA | NA | 9811941 | 3000101272 | 2013-08-01 | 0 | NA | 0 | NA | Yes |  |  |  | Bemetara | 2015-07-24 | Manish Rout | Berla | CHC
50 | Central Store Room | Blood Pressure Monitor (Stand) | 1 | Premier | NA | NA | 9513455 | 3000101273 | 2013-08-01 | 1 | 2016-05-01 | 0 | NA | Yes |  |  |  | Bemetara | 2015-07-24 | Manish Rout | Berla | CHC
51 | Central Store Room | Blood Pressure Monitor (Stand) | 1 | Premier | NA | NA | 9813451 | 3000101274 | 2015-05-01 | 1 | 2016-05-01 | 0 | NA | Yes |  |  |  | Bemetara | 2015-07-24 | Manish Rout | Berla | CHC
52 | Central Store Room | Sterilizer(Auto) | 1 | Local | NA | NA | NA | 3000101275 | 2007-06-01 | 0 | NA | 0 | NA | Yes |  |  |  | Bemetara | 2015-07-24 | Manish Rout | Berla | CHC
53 | Central Store Room | Infrared Lamp | 1 | Local | NA | NA | NA | 3000101276 | 2012-11-01 | 0 | NA | 0 | NA | PACK |  |  |  | Bemetara | 2015-07-24 | Manish Rout | Berla | CHC
54 | Central Store Room | Infrared Lamp | 1 | Local | NA | NA | NA | 3000101277 | 2012-11-01 | 0 | NA | 0 | NA | PACK |  |  |  | Bemetara | 2015-07-24 | Manish Rout | Berla | CHC
55 | Central Store Room | Infrared Lamp | 1 | Local | NA | NA | NA | 3000101278 | 2012-11-01 | 0 | NA | 0 | NA | PACK |  |  |  | Bemetara | 2015-07-24 | Manish Rout | Berla | CHC
56 | Central Store Room | weight machine Height Scale(Baby) | 1 | Crown | NA | NA | NA | 3000101279 | 2015-05-01 | 1 | 2016-05-01 | 0 | NA | Yes |  |  |  | Bemetara | 2015-07-24 | Manish Rout | Berla | CHC
57 | Central Store Room | weight machine Height Scale(Baby) | 1 | Crown | NA | NA | NA | 3000101280 | 2015-05-01 | 0 | NA | 0 | NA | Yes |  |  |  | Bemetara | 2015-07-24 | Manish Rout | Berla | CHC
58 | Central Store Room | weight machine Height Scale(Baby) | 1 | Crown | NA | NA | NA | 3000101281 | 2015-05-01 | 0 | NA | 0 | NA | Yes |  |  |  | Bemetara | 2015-07-24 | Manish Rout | Berla | CHC
59 | Central Store Room | weight machine Height Scale(Baby) | 1 | Crown | NA | NA | NA | 3000101282 | 2015-05-01 | 0 | NA | 0 | NA | Yes |  |  |  | Bemetara | 2015-07-24 | Manish Rout | Berla | CHC
60 | Central Store Room | weight machine Height Scale(Baby) | 1 | Crown | NA | NA | NA | 3000101283 | 2015-05-01 | 0 | NA | 0 | NA | Yes |  |  |  | Bemetara | 2015-07-24 | Manish Rout | Berla | CHC
61 | Central Store Room | weight machine Height Scale(Baby) | 1 | Crown | NA | NA | NA | 3000101284 | 2015-05-01 | 0 | NA | 0 | NA | Yes |  |  |  | Bemetara | 2015-07-24 | Manish Rout | Berla | CHC
62 | Central Store Room | weight machine Height Scale(Baby) | 1 | Crown | NA | NA | NA | 3000101285 | 2015-05-01 | 0 | NA | 0 | NA | Yes |  |  |  | Bemetara | 2015-07-24 | Manish Rout | Berla | CHC
63 | Central Store Room | weight machine Height Scale(Baby) | 1 | Crown | NA | NA | NA | 3000101286 | 2015-05-01 | 0 | NA | 0 | NA | Yes |  |  |  | Bemetara | 2015-07-24 | Manish Rout | Berla | CHC
64 | Central Store Room | weight machine Height Scale(Baby) | 1 | Crown | NA | NA | NA | 3000101287 | 2015-05-01 | 1 | 2016-05-01 | 0 | NA | PACK |  |  |  | Bemetara | 2015-07-24 | Manish Rout | Berla | CHC
65 | Central Store Room | weight machine Height Scale(Baby) | 1 | Crown | NA | NA | NA | 3000101288 | 2015-05-01 | 0 | NA | 0 | NA | PACK |  |  |  | Bemetara | 2015-07-24 | Manish Rout | Berla | CHC
66 | Central Store Room | weight machine Height Scale(Baby) | 1 | Crown | NA | NA | NA | 3000101289 | 2005-06-01 | 0 | NA | 0 | NA | No |  |  |  | Bemetara | 2015-07-24 | Manish Rout | Berla | CHC
67 | Central Store Room | Pulse oximeter | 1 | Lotus | NA | Lotus 700 | 070301-240 | 3000101290 | 2005-12-01 | 0 | NA | 0 | NA | Yes |  |  |  | Bemetara | 2015-07-24 | Manish Rout | Berla | CHC
68 | Central Store Room | Pulse oximeter | 1 | Opto | NA | Oxy500/500A | NA | 3000101291 | 2007-12-01 | 0 | NA | 0 | NA | Yes |  |  |  | Bemetara | 2015-07-24 | Manish Rout | Berla | CHC
69 | Central Store Room | Pulse oximeter | 1 | Local | NA | MD300 | 0731070087 | 3000101292 | 2007-12-01 | 0 | NA | 0 | NA | Yes |  |  |  | Bemetara | 2015-07-24 | Manish Rout | Berla | CHC
70 | Central Store Room | Pulse oximeter | 1 | Local | NA | NA | 0731070094 | 3000101294 | 2006-11-01 | 0 | NA | 0 | NA | No |  |  |  | Bemetara | 2015-07-24 | Manish Rout | Berla | CHC
71 | Central Store Room | Syringe Needle Destroyer | 1 | Local | NA | NA | NA | 3000101295 | 2015-05-01 | 1 | 2016-05-01 | 0 | NA | Yes |  |  |  | Bemetara | 2015-07-24 | Manish Rout | Berla | CHC
72 | Central Store Room | Syringe Needle Destroyer | 1 | Local | NA | NA | NA | 3000101296 | 2015-05-01 | 1 | 2016-05-01 | 0 | NA | Yes |  |  |  | Bemetara | 2015-07-24 | Manish Rout | Berla | CHC
73 | Central Store Room | Syringe Needle Destroyer | 1 | Local | NA | NA | NA | 3000101297 | 2015-05-01 | 1 | 2016-05-01 | 0 | NA | PACK |  |  |  | Bemetara | 2015-07-24 | Manish Rout | Berla | CHC
74 | Central Store Room | Syringe Needle Destroyer | 1 | Local | NA | NA | NA | 3000101298 | 2015-05-01 | 1 | 2016-05-01 | 0 | NA | PACK |  |  |  | Bemetara | 2015-07-24 | Manish Rout | Berla | CHC
75 | Central Store Room | Syringe Needle Destroyer | 1 | Local | NA | NA | NA | 3000101299 | 2015-05-01 | 1 | 2016-05-01 | 0 | NA | PACK |  |  |  | Bemetara | 2015-07-24 | Manish Rout | Berla | CHC
76 | Central Store Room | Nebulizer | 1 | Ashoka | NA | NA | NA | 3000101300 | 2015-02-01 | 1 | 2016-02-01 | 0 | NA | PACK |  |  |  | Bemetara | 2015-07-24 | Manish Rout | Berla | CHC
77 | Central Store Room | Nebulizer | 1 | New Speed NEB | NA | NA | 063005371 | 3000101301 | 2007-01-01 | 0 | NA | 0 | NA | PACK |  |  |  | Bemetara | 2015-07-24 | Manish Rout | Berla | CHC
78 | Central Store Room | Nebulizer | 1 | Ashoka | NA | AS-01 | NA | 3000101302 | 2007-01-01 | 0 | NA | 0 | NA | No |  |  |  | Bemetara | 2015-07-24 | Manish Rout | Berla | CHC
79 | Central Store Room | Glucometer | 1 | Local | NA | NA | NA | 3000101304 | 2007-04-01 | 0 | NA | 0 | NA | PACK |  |  |  | Bemetara | 2015-07-24 | Manish Rout | Berla | CHC
80 | Central Store Room | ECG Machine | 1 | Clarity | NA | ECG-SC | RCHA12060079 | 3000101303 | 2007-01-01 | 0 | NA | 0 | NA | PACK |  |  |  | Bemetara | 2015-07-24 | Manish Rout | Berla | CHC
81 | Central Store Room | Foetal Heart Monitor | 1 | Crown | NA | NA | NA | 3000101305 | 2005-08-01 | 0 | NA | 0 | NA | No |  |  |  | Bemetara | 2015-07-24 | Manish Rout | Berla | CHC
82 | Central Store Room | Calorimeter (Degital) | 1 | Local | NA | NA | NA | 3000101306 | 2007-04-01 | 0 | NA | 0 | NA | PACK |  |  |  | Bemetara | 2015-07-24 | Manish Rout | Berla | CHC
83 | Central Store Room | Syringe Needle Destroyer | 1 | Local | NA | NA | NA | 3000101307 | 2006-08-01 | 0 | NA | 0 | NA | PACK |  |  |  | Bemetara | 2015-07-24 | Manish Rout | Berla | CHC
84 | Central Store Room | Sterilizer(Auto) | 1 | Local | NA | NA | NA | 3000101308 | 2007-06-01 | 0 | NA | 0 | NA | PACK |  |  |  | Bemetara | 2015-07-24 | Manish Rout | Berla | CHC
85 | Central Store Room | Sterilizer(Auto) | 1 | Local | NA | NA | NA | 3000101309 | 2007-06-01 | 0 | NA | 0 | NA | PACK |  |  |  | Bemetara | 2015-07-24 | Manish Rout | Berla | CHC
86 | Central Store Room | Foetal Doppler Machine | 1 | Local | NA | NA | NA | 3000101310 | 2007-06-01 | 0 | NA | 0 | NA | No |  |  |  | Bemetara | 2015-07-24 | Manish Rout | Berla | CHC
87 | Central Store Room | Sterilizer (Big) | 1 | Rexlco | NA | NA | NA | 3000101311 | 2014-05-01 | 0 | NA | 0 | NA | No |  |  |  | Bemetara | 2015-07-24 | Manish Rout | Berla | CHC
88 | Central Store Room | Sterilizer (Big) | 1 | Rexlco | NA | NA | NA | 3000101312 | 2014-05-01 | 0 | NA | 0 | NA | No |  |  |  | Bemetara | 2015-07-24 | Manish Rout | Berla | CHC
89 | Central Store Room | Sterilizer (Big) | 1 | Rexlco | NA | NA | NA | 3000101313 | 2014-05-01 | 0 | NA | 0 | NA | No |  |  |  | Bemetara | 2015-07-24 | Manish Rout | Berla | CHC
90 | Central Store Room | Sterilizer (Big) | 1 | Rexlco | NA | NA | NA | 3000101314 | 2014-05-01 | 0 | NA | 0 | NA | No |  |  |  | Bemetara | 2015-07-24 | Manish Rout | Berla | CHC
91 | Central Store Room | Sterilizer (Big) | 1 | Rexlco | NA | NA | NA | 3000101315 | 2014-05-01 | 0 | NA | 0 | NA | No |  |  |  | Bemetara | 2015-07-24 | Manish Rout | Berla | CHC
92 | Central Store Room | Sterilizer (Medium) | 1 | Local | NA | NA | NA | 3000101316 | 2013-03-01 | 0 | NA | 0 | NA | No |  |  |  | Bemetara | 2015-07-24 | Manish Rout | Berla | CHC
93 | Central Store Room | Sterilizer (Medium) | 1 | Local | NA | NA | NA | 3000101317 | 2013-03-01 | 0 | NA | 0 | NA | No |  |  |  | Bemetara | 2015-07-24 | Manish Rout | Berla | CHC
94 | Central Store Room | Suction Machine | 1 | Shiva | NA | NA | NA | 3000101318 | 2012-11-01 | 0 | NA | 0 | NA | No |  |  |  | Bemetara | 2015-07-24 | Manish Rout | Berla | CHC
95 | Central Store Room | weight machine Digital (Baby) | 1 | Essae | NA | IND109110/497 | 2501413793 | 3000101319 | 2014-03-01 | 0 | NA | 0 | NA | No |  |  |  | Bemetara | 2015-07-24 | Manish Rout | Berla | CHC
96 | Central Store Room | Weight Balance (micro) | 1 | Local | NA | NA | NA | 3000101320 | 2012-11-01 | 0 | NA | 0 | NA | Yes |  |  |  | Bemetara | 2015-07-24 | Manish Rout | Berla | CHC
97 | Central Store Room | Suction Machine (Foot operated) | 1 | Shiva | NA | NA | NA | 3000101321 | 2012-11-01 | 0 | NA | 0 | NA | No |  |  |  | Bemetara | 2015-07-24 | Manish Rout | Berla | CHC
98 | Central Store Room | Suction Machine (Foot operated) | 1 | Shiva | NA | NA | NA | 3000101322 | 2014-08-01 | 0 | NA | 0 | NA | Yes |  |  |  | Bemetara | 2015-07-24 | Manish Rout | Berla | CHC
99 | Central Store Room | Suction Machine (Foot operated) | 1 | YOGA+CARE | NA | NA | NA | 3000101323 | 2014-08-01 | 0 | NA | 0 | NA | Yes |  |  |  | Bemetara | 2015-07-24 | Manish Rout | Berla | CHC
100 | Central Store Room | OT Light Shadowless (Four Dome) | 1 | Local | NA | NA | NA | 3000101324 | 2005-08-01 | 0 | NA | 0 | NA | No |  |  |  | Bemetara | 2015-07-24 | Manish Rout | Berla | CHC
101 | Central Store Room | OT Light Shadowless (Single Dome) | 1 | Local | NA | NA | NA | 3000101325 | 2007-01-01 | 0 | NA | 0 | NA | No |  |  |  | Bemetara | 2015-07-24 | Manish Rout | Berla | CHC
102 | Labour Room | RADIANT HEAT WARMER | 1 | SS Tachnomed | NA | NA | NA | 3000101326 | 2015-05-01 | 1 | 2016-05-01 | 0 | NA | Yes |  |  |  | Bemetara | 2015-07-24 | Manish Rout | Berla | CHC
103 | Labour Room | Phototherapy (TubeLight) | 1 | Plastotech | NA | NA | NA | 3000101327 | 2015-05-01 | 1 | 2016-05-01 | 0 | NA | Yes |  |  |  | Bemetara | 2015-07-24 | Manish Rout | Berla | CHC
104 | Labour Room | OT Table (Hydrulic) | 1 | Local | NA | NA | NA | 3000101328 | NA | 0 | NA | 0 | NA | Yes |  |  |  | Bemetara | 2015-07-24 | Manish Rout | Berla | CHC
105 | Labour Room | Suction Machine | 1 | Stana | NA | NA | NA | 3000101330 | 2014-05-01 | 0 | NA | 0 | NA | Yes |  |  |  | Bemetara | 2015-07-24 | Manish Rout | Berla | CHC
106 | Labour Room | weight machine Height Scale(Baby) | 1 | Zedeef | NA | NA | NA | 3000101331 | NA | 0 | NA | 0 | NA | Yes |  |  |  | Bemetara | 2015-07-24 | Manish Rout | Berla | CHC
107 | Labour Room | Syringe Needle Destroyer | 1 | Microsil | NA | ND-360 | NA | 3000101332 | NA | 0 | NA | 0 | NA | Yes |  |  |  | Bemetara | 2015-07-24 | Manish Rout | Berla | CHC
108 | Labour Room | Foetal Doppler Machine | 1 | Local | NA | NA | NA | 3000101333 | NA | 0 | NA | 0 | NA | Yes |  |  |  | Bemetara | 2015-07-24 | Manish Rout | Berla | CHC
109 | Labour Room | OT Table (Hydrulic) | 1 | Local | NA | NA | NA | 3000101329 | NA | 0 | NA | 0 | NA | Yes |  |  |  | Bemetara | 2015-07-24 | Manish Rout | Berla | CHC
110 | OPD | Blood Pressure Monitor (Mercury) | 1 | Diamond | NA | 1533-90 | 0196043 | 3000098023 | NA | 0 | NA | 0 | NA | Yes |  | 1 | 7 | Bemetara | 2015-07-11 | Sher Singh Dalai | Jewra | PHC
111 | OPD | Refrigerator | 1 | Whirlpool | NA | 70117 | INC14140-7439 | 3000098024 | NA | 0 | NA | 0 | NA | Yes |  |  |  | Bemetara | 2015-07-11 | Sher Singh Dalai | Jewra | PHC
112 | OPD | Syringe Needle Destroyer | 1 | Microsil | NA | ND-360 | 2078 | 3000098025 | 2013-08-01 | 0 | NA | 0 | NA | Yes |  |  |  | Bemetara | 2015-07-11 | Sher Singh Dalai | Jewra | PHC
113 | OPD | Suction Machine | 1 | Local | NA | NA | NA | 3000098026 | 2013-08-01 | 0 | NA | 0 | NA | No |  |  |  | Bemetara | 2015-07-11 | Sher Singh Dalai | Jewra | PHC
114 | OPD | Sterilizer (Medium) | 1 | Local | NA | NA | NA | 3000098027 | NA | 0 | NA | 0 | NA | Yes |  |  |  | Bemetara | 2015-07-11 | Sher Singh Dalai | Jewra | PHC
115 | Labour Room | weight machine Height Scale(Baby) | 1 | DUCBEL BRAUN | NA | NA | NA | 3000098028 | NA | 0 | NA | 0 | NA | Yes |  |  |  | Bemetara | 2015-07-11 | Sher Singh Dalai | Jewra | PHC
116 | Labour Room | Foetal Heart Monitor | 1 | Dopplex | NA | Doppex | M2010 | 3000098029 | 2013-08-01 | 0 | NA | 0 | NA | Yes |  |  |  | Bemetara | 2015-07-11 | Sher Singh Dalai | Jewra | PHC
117 | Labour Room | Suction Machine | 1 | Local | NA | Local | NA | 3000098030 | 2015-01-01 | 0 | NA | 0 | NA | No |  |  |  | Bemetara | 2015-07-11 | Sher Singh Dalai | Jewra | PHC
118 | OPD | Blood Pressure Monitor (Mercury) | 1 | Diamond | NA | NA | NA | 3000098039 | NA | 0 | NA | 0 | NA | No |  |  |  | Bemetara | 2015-07-11 | Sher Singh Dalai | Jewra | PHC
119 | Central Store Room | weight machine Height Scale(Baby) | 1 | Crown | NA | NA | NA | 3000098031 | 2015-06-01 | 0 | NA | 0 | NA | Yes |  |  |  | Bemetara | 2015-07-11 | Sher Singh Dalai | Jewra | PHC
120 | Central Store Room | Sterilizer (Medium) | 1 | Local | NA | NA | NA | 3000098036 | 2015-04-01 | 0 | NA | 0 | NA | Yes |  |  |  | Bemetara | 2015-07-11 | Sher Singh Dalai | Jewra | PHC
121 | Central Store Room | Sterilizer (Medium) | 1 | Local | NA | NA | NA | 3000098037 | 2015-04-01 | 0 | NA | 0 | NA | Yes |  |  |  | Bemetara | 2015-07-11 | Sher Singh Dalai | Jewra | PHC
122 | Central Store Room | Needle Cutter (Manual) | 1 | LIFE CARE | NA | NA | NA | 3000098032 | 2013-08-01 | 0 | NA | 0 | NA | Yes |  |  |  | Bemetara | 2015-07-11 | Sher Singh Dalai | Jewra | PHC
123 | Central Store Room | Needle Cutter (Manual) | 1 | LIFE CARE | NA | NA | NA | 3000098033 | 2013-08-01 | 0 | NA | 0 | NA | Yes |  |  |  | Bemetara | 2015-07-11 | Sher Singh Dalai | Jewra | PHC
124 | Central Store Room | Syringe Needle Destroyer | 1 | Saratech | NA | S1R | NA | 3000098035 | 2014-07-01 | 0 | NA | 0 | NA | Yes |  |  |  | Bemetara | 2015-07-11 | Sher Singh Dalai | Jewra | PHC
125 | Central Store Room | Heamometer | 1 | Sahli | NA | NA | NA | 3000098040 | 2014-03-01 | 0 | NA | 0 | NA | Yes |  |  |  | Bemetara | 2015-07-11 | Sher Singh Dalai | Jewra | PHC
126 | Central Store Room | Heamometer | 1 | Sahli | NA | NA | NA | 3000098041 | 2015-03-01 | 0 | NA | 0 | NA | Yes |  |  |  | Bemetara | 2015-07-11 | Sher Singh Dalai | Jewra | PHC
127 | Central Store Room | Sterilizer (Medium) | 1 | Local | NA | NA | NA | 3000098038 | 2015-04-01 | 0 | NA | 0 | NA | Yes |  |  |  | Bemetara | 2015-07-11 | Sher Singh Dalai | Jewra | PHC
128 | Central Store Room | Syringe Needle Destroyer | 1 | SAI + LIFE | NA | NA | NA | 3000098034 | 2013-08-01 | 0 | NA | 0 | NA | Yes |  |  |  | Bemetara | 2015-07-11 | Sher Singh Dalai | Jewra | PHC
129 | Central Store Room | Suction Machine | 1 | Local | NA | NA | NA | 3000098224 | 2014-08-01 | 1 | 2015-08-01 | 0 | NA | Yes |  | 0 | 3 | Bemetara | 2015-07-16 | Sher Singh Dalai | Kathotiya | PHC
130 | Central Store Room | Glucometer | 1 | One Touch | NA | NA | SAFKMK4T | 3000098227 | 2013-02-01 | 0 | NA | 0 | NA | Yes |  |  |  | Bemetara | 2015-07-16 | Sher Singh Dalai | Kathotiya | PHC
131 | Eye | Tonometer | 1 | Rester Sumsung | NA | 5113SCHUTEC | N05113 | 3000098225 | 2014-12-01 | 1 | 2015-12-01 | 0 | NA | Yes |  |  |  | Bemetara | 2015-07-16 | Sher Singh Dalai | Kathotiya | PHC
132 | Gyn opd | Syringe Needle Destroyer | 1 | Saratech | NA | S1R | NA | 3000098226 | NA | 0 | NA | 0 | NA | Yes |  |  |  | Bemetara | 2015-07-16 | Sher Singh Dalai | Kathotiya | PHC
133 | Injection Room | Blood Pressure Monitor (Mercury) | 1 | Namatt | NA | IS-3390 | 53105 | 3000098220 | NA | 0 | NA | 0 | NA | Yes |  |  |  | Bemetara | 2015-07-16 | Sher Singh Dalai | Kathotiya | PHC
134 | Female Ward | Blood Pressure Monitor (Digital) | 1 | Hicks | NA | NI70 | 1308620 | 3000098221 | NA | 0 | NA | 0 | NA | Yes |  |  |  | Bemetara | 2015-07-16 | Sher Singh Dalai | Kathotiya | PHC
135 | Female Ward | Heamometer | 1 | Sahli | NA | NA | NA | 3000098228 | 2014-03-01 | 0 | NA | 0 | NA | Yes |  |  |  | Bemetara | 2015-07-16 | Sher Singh Dalai | Kathotiya | PHC
136 | OPD | Blood Pressure Monitor (Digital) | 1 | OMRON | NA | HEM7113 | 20121206910V4 | 3000098212 | NA | 0 | NA | 0 | NA | Yes |  |  |  | Bemetara | 2015-07-16 | Sher Singh Dalai | Kathotiya | PHC
137 | Injection Room | Syringe Needle Destroyer | 1 | Saratech | NA | S1R | NA | 3000098213 | 2013-02-01 | 0 | NA | 0 | NA | Yes |  |  |  | Bemetara | 2015-07-16 | Sher Singh Dalai | Kathotiya | PHC
138 | Injection Room | Nebulizer | 1 | Hemodoz | NA | Hemoneb | IN0303131201657 | 3000098214 | 2013-02-01 | 0 | NA | 0 | NA | Yes |  |  |  | Bemetara | 2015-07-16 | Sher Singh Dalai | Kathotiya | PHC
139 | Injection Room | Heamometer | 1 | Sahli | NA | NA | NA | 3000098217 | 2012-03-01 | 0 | NA | 0 | NA | Yes |  |  |  | Bemetara | 2015-07-16 | Sher Singh Dalai | Kathotiya | PHC
140 | Injection Room | Heamometer | 1 | Sahli | NA | NA | NA | 3000098216 | 2012-03-01 | 0 | NA | 0 | NA | No |  |  |  | Bemetara | 2015-07-16 | Sher Singh Dalai | Kathotiya | PHC
141 | Minor OT | Sterilizer (Medium) | 1 | Local | NA | NA | NA | 3000098215 | Na | 0 | NA | 0 | NA | Yes |  |  |  | Bemetara | 2015-07-16 | Sher Singh Dalai | Kathotiya | PHC
142 | Female Ward | Foetal Heart Monitor | 1 | Rurodopp. | NA | NA | NA | 3000098219 | 2013-02-01 | 0 | NA | 0 | NA | Yes |  |  |  | Bemetara | 2015-07-16 | Sher Singh Dalai | Kathotiya | PHC
143 | Sterilzation Room | O2 Cylinder | 1 | Namatt | NA | NA | NA | 3000098222 | 2014-06-01 | 0 | NA | 0 | NA | Yes |  |  |  | Bemetara | 2015-07-16 | Sher Singh Dalai | Kathotiya | PHC
144 | Labour Room | weight machine Height Scale(Baby) | 1 | Kohu | NA | NA | NA | 3000098223 | 2013-02-01 | 0 | NA | 0 | NA | Yes |  |  |  | Bemetara | 2015-07-16 | Sher Singh Dalai | Kathotiya | PHC
145 | Injection Room | Syringe Needle Destroyer | 1 | Mediwaves | NA | NA | NA | 30000101343 | 2009-12-01 | 0 | NA | 0 | NA | Yes |  |  |  | Bemetara | 2015-07-15 | Manish Rout | Parpodi | PHC
146 | Pathology Lab | Refrigerator | 1 | Samsung | NA | RA21/2009 | 04574ZAS900279Z | 30000101344 | 2009-06-01 | 0 | NA | 0 | NA | Yes |  |  |  | Bemetara | 2015-07-15 | Manish Rout | Parpodi | PHC
147 | Pathology Lab | Centrifuge Machine (6 Tubes) | 1 | Coslab | NA | NA | NA | 30000101345 | NA | 0 | NA | 0 | NA | Yes |  |  |  | Bemetara | 2015-07-15 | Manish Rout | Parpodi | PHC
148 | Pathology Lab | Microscope (Binocular) | 1 | Magnus | NA | MLX-BCH201BIMF | 4B524582 | 30000101346 | NA | 0 | NA | 0 | NA | Yes |  |  |  | Bemetara | 2015-07-15 | Manish Rout | Parpodi | PHC
149 | OPD | Blood Pressure Monitor (Mercury) | 1 | Lifex | NA | CM/L 8262373 | 9302027 | 30000101341 | 2009-11-01 | 0 | NA | 0 | NA | Yes |  |  |  | Bemetara | 2015-07-15 | Manish Rout | Parpodi | PHC
150 | OPD | ILR | 1 | Vest Frost | NA | MK144 | 65116145 | 30000101347 | 2007-04-01 | 0 | NA | 0 | NA | Yes |  |  |  | Bemetara | 2015-07-15 | Manish Rout | Parpodi | PHC
151 | OPD | Weight Machine(Adult) | 1 | Krups | NA | NA | NA | 30000101348 | NA | 0 | NA | 0 | NA | Yes |  |  |  | Bemetara | 2015-07-15 | Manish Rout | Parpodi | PHC
152 | Eye | Blood Pressure Monitor (Digital) | 1 | Omron | NA | HEM7120 | 20131207478VGI | 30000101342 | NA | 0 | NA | 0 | NA | Yes |  |  |  | Bemetara | 2015-07-15 | Manish Rout | Parpodi | PHC
153 | Central Store Room | ILR | 1 | Haier | NA | HBC70 | BD0580E0100BQ4A80258 | 30000101357 | NA | 0 | NA | 0 | NA | No |  |  |  | Bemetara | 2015-07-15 | Manish Rout | Parpodi | PHC
154 | Labour Room | Suction Machine | 1 | Shiva | NA | NA | NA | 30000101349 | NA | 0 | NA | 0 | NA | No |  |  |  | Bemetara | 2015-07-15 | Manish Rout | Parpodi | PHC
155 | Labour Room | weight machine Height Scale(Baby) | 1 | Visco | NA | NA | NA | 30000101350 | NA | 0 | NA | 0 | NA | Yes |  |  |  | Bemetara | 2015-07-15 | Manish Rout | Parpodi | PHC
156 | Labour Room | Foetal Heart Monitor | 1 | Ashoka | NA | ND-101 | NA | 30000101354 | 2013-10-01 | 0 | NA | 0 | NA | Yes |  |  |  | Bemetara | 2015-07-15 | Manish Rout | Parpodi | PHC
157 | Labour Room | Sterilizer (Medium) | 1 | Local | NA | NA | NA | 30000101353 | 2007-04-01 | 0 | NA | 0 | NA | Yes |  |  |  | Bemetara | 2015-07-15 | Manish Rout | Parpodi | PHC
158 | Labour Room | Syringe Needle Destroyer | 1 | Saratech | NA | S1R | NA | 30000101352 | 2007-04-01 | 0 | NA | 0 | NA | Yes |  |  |  | Bemetara | 2015-07-15 | Manish Rout | Parpodi | PHC
159 | Labour Room | Blood Pressure Monitor (Digital) | 1 | Hicks | NA | NA | NA | 30000101351 | NA | 0 | NA | 0 | NA | No |  |  |  | Bemetara | 2015-07-15 | Manish Rout | Parpodi | PHC
160 | Nurse/ Duty Room | Sterilizer (Medium) | 1 | Local | NA | NA | NA | 30000101359 | NA | 0 | NA | 0 | NA | No |  |  |  | Bemetara | 2015-07-15 | Manish Rout | Parpodi | PHC
161 | Injection Room | Suction Machine | 1 | Shiva | NA | NA | NA | 30000101358 | 2014-08-01 | 0 | NA | 0 | NA | Yes |  |  |  | Bemetara | 2015-07-15 | Manish Rout | Parpodi | PHC
162 | Eye | Blood Pressure Monitor (Digital) | 1 | Liprind/ Telmikind | NA | REFCH-432 | 1106057 | 30000101362 | 2009-11-01 | 0 | NA | 0 | NA | Yes |  |  |  | Bemetara | 2015-07-15 | Manish Rout | Parpodi | PHC
163 | Central Store Room | Weight Machine(Adult) | 1 | Krups | NA | NA | NA | 30000101356 | 2007-04-01 | 0 | NA | 0 | NA | No |  |  |  | Bemetara | 2015-07-15 | Manish Rout | Parpodi | PHC
164 | Central Store Room | Blood Pressure Monitor (Stand) | 1 | Micro Life | NA | CM/L8262373 | 90102030 | 30000101355 | NA | 0 | NA | 0 | NA | No |  |  |  | Bemetara | 2015-07-15 | Manish Rout | Parpodi | PHC
165 | Central Store Room | Glucometer | 1 | Micro Life | NA | 11/09 | NA | 30000101363 | NA | 0 | NA | 0 | NA | Yes |  |  |  | Bemetara | 2015-07-15 | Manish Rout | Parpodi | PHC
166 | Central Store Room | Autoclave Machine (Medium) | 1 | Supreme | NA | NA | NA | 30000101360 | 2009-04-01 | 0 | NA | 0 | NA | Yes |  |  |  | Bemetara | 2015-07-15 | Manish Rout | Parpodi | PHC
167 | Central Store Room | Autoclave Machine (Medium) | 1 | Local | NA | NA | NA | 30000101361 | 2009-04-01 | 0 | NA | 0 | NA | No |  |  |  | Bemetara | 2015-07-15 | Manish Rout | Parpodi | PHC
168 | X-ray | X-ray machine (60ma) Analog | 1 | Allengers | NA | Na | 2K141130887-X | 30000101072 | 2014-12-01 | 1 | 2015-12-01 | 0 | NA | Yes |  |  |  | Bemetara | 2015-07-14 | Manish Rout | Khandsara | PHC
169 | Doctor Room | Blood Pressure Monitor (Mercury) | 1 | Namatt | NA | NA | 078890 | 30000101074 | 2013-08-01 | 0 | NA | 0 | NA | Yes |  |  |  | Bemetara | 2015-07-14 | Manish Rout | Khandsara | PHC
170 | Labour Room | weight machine Height Scale(Baby) | 1 | Crown | NA | NA | NA | 30000101081 | 2014-04-01 | 0 | NA | 0 | NA | No |  |  |  | Bemetara | 2015-07-14 | Manish Rout | Khandsara | PHC
171 | Labour Room | RADIANT HEAT WARMER | 1 | Tiana | NA | NA | NA | 30000101069 | 2015-06-01 | 1 | 2016-06-01 | 0 | NA | Yes |  |  |  | Bemetara | 2015-07-14 | Manish Rout | Khandsara | PHC
172 | Injection Room | Nebulizer | 1 | Ashoka | NA | AS-01 | NA | 30000101080 | 2015-06-01 | 1 | 2016-06-01 | 0 | NA | Yes |  |  |  | Bemetara | 2015-07-14 | Manish Rout | Khandsara | PHC
173 | Labour Room | Syringe Needle Destroyer | 1 | Microsil | NA | ND-360 | NA | 30000101083 | 2013-06-01 | 0 | NA | 0 | NA | Yes |  |  |  | Bemetara | 2015-07-14 | Manish Rout | Khandsara | PHC
174 | Labour Room | Sterilizer (Medium) | 1 | Microsil | NA | NA | NA | 30000101070 | 2014-05-01 | 0 | NA | 0 | NA | Yes |  |  |  | Bemetara | 2015-07-14 | Manish Rout | Khandsara | PHC
175 | Labour Room | Suction Machine | 1 | Shiva | NA | NA | NA | 30000101068 | 2014-07-01 | 1 | 2015-07-01 | 0 | NA | Yes |  |  |  | Bemetara | 2015-07-14 | Manish Rout | Khandsara | PHC
176 | Doctor Room | Blood Pressure Monitor (Mercury) | 1 | Omega | NA | Gold 2000 | NA | 30000101076 | NA | 0 | NA | 0 | NA | Yes |  |  |  | Bemetara | 2015-07-14 | Manish Rout | Khandsara | PHC
177 | Doctor Room | Glucometer | 1 | ACCUCHEK | NA | CE0088 | 06656846 | 30000101079 | NA | 0 | NA | 0 | NA | Yes |  |  |  | Bemetara | 2015-07-14 | Manish Rout | Khandsara | PHC
178 | Pathology Lab | Microscope (Binocular) | 1 | Magnus | NA | MLX-BCH201BIMF | 22625 | 30000101086 | NA | 0 | NA | 0 | NA | No |  |  |  | Bemetara | 2015-07-14 | Manish Rout | Khandsara | PHC
179 | Pathology Lab | Microscope (Binocular) | 1 | Magnus | NA | MLX-BCH201BIMF | NA | 30000101087 | Na | 0 | NA | 0 | NA | No |  |  |  | Bemetara | 2015-07-14 | Manish Rout | Khandsara | PHC
180 | Pathology Lab | Centrifuse Machine(4 Tubes) | 1 | Local | NA | NA | NA | 30000101088 | NA | 0 | NA | 0 | NA | Yes |  |  |  | Bemetara | 2015-07-14 | Manish Rout | Khandsara | PHC
181 | Central Store Room | Nebulizer | 1 | Ashoka | NA | AS-01 | NA | 30000101089 | 2012-08-01 | 0 | NA | 0 | NA | Yes |  |  |  | Bemetara | 2015-07-14 | Manish Rout | Khandsara | PHC
182 | Labour Room | Foetal Heart Monitor | 1 | Dipel | NA | DFM051 | NA | 30000101075 | 2012-01-01 | 0 | NA | 0 | NA | Yes |  |  |  | Bemetara | 2015-07-14 | Manish Rout | Khandsara | PHC
183 | Central Store Room | Sterilizer (Medium) | 1 | Dipel | NA | NA | NA | 30000101058 | 2014-05-01 | 0 | NA | 0 | NA | Yes |  |  |  | Bemetara | 2015-07-14 | Manish Rout | Khandsara | PHC
184 | Injection Room | Sterilizer (Medium) | 1 | Dipel | NA | NA | NA | 30000101082 | 2014-05-01 | 0 | NA | 0 | NA | Yes |  |  |  | Bemetara | 2015-07-14 | Manish Rout | Khandsara | PHC
185 | Central Store Room | Suction Machine | 1 | NA | NA | NA | NA | 30000101056 | 2012-01-01 | 0 | NA | 0 | NA | No |  |  |  | Bemetara | 2015-07-14 | Manish Rout | Khandsara | PHC
186 | Central Store Room | Sterilizer (Big) | 1 | NA | NA | NA | NA | 30000101057 | NA | 0 | NA | 0 | NA | No |  |  |  | Bemetara | 2015-07-14 | Manish Rout | Khandsara | PHC
187 | Central Store Room | Blood Pressure Monitor (Mercury) | 1 | Gold Supreme | NA | NA | 98118096 | 30000101061 | 2011-03-01 | 0 | NA | 0 | NA | No |  |  |  | Bemetara | 2015-07-14 | Manish Rout | Khandsara | PHC
188 | Central Store Room | Pulse oximeter | 1 | Local | NA | NA | NA | 30000101077 | 2013-09-01 | 0 | NA | 0 | NA | No |  |  |  | Bemetara | 2015-07-14 | Manish Rout | Khandsara | PHC
189 | Doctor Room | Refrigerator | 1 | LG | NA | NA | 101NRMG118675 | 30000101078 | 2011-03-01 | 0 | NA | 0 | NA | Yes |  |  |  | Bemetara | 2015-07-14 | Manish Rout | Khandsara | PHC
190 | Labour Room | Foetal Heart Monitor | 1 | Dipel | NA | DFM051 | 20075A065 | 30000101065 | 2012-01-01 | 0 | NA | 0 | NA | Yes |  |  |  | Bemetara | 2015-07-14 | Manish Rout | Khandsara | PHC
191 | Labour Room | Foetal Doppler Machine | 1 | Local | NA | NA | NA | 30000101085 | 2011-01-01 | 0 | NA | 0 | NA | No |  |  |  | Bemetara | 2015-07-14 | Manish Rout | Khandsara | PHC
192 | Pathology Lab | Microscope (Binocular) | 1 | Magnus | NA | MLX-BCH201BIMF | 6H05956 | Missing | NA | 0 | NA | 0 | NA | Yes |  |  |  | Bemetara | 2015-07-14 | Manish Rout | Khandsara | PHC
193 | Central Store Room | Blood Pressure Monitor (Mercury) | 1 | Namatt | NA | NA | 07889 | 30000101060 | 2011-03-01 | 0 | NA | 0 | NA | No |  |  |  | Bemetara | 2015-07-14 | Manish Rout | Khandsara | PHC
194 | Central Store Room | Blood Pressure Monitor (Mercury) | 1 | EMU | NA | NA | 44368 | 30000101062 | 2011-03-01 | 0 | NA | 0 | NA | No |  |  |  | Bemetara | 2015-07-14 | Manish Rout | Khandsara | PHC
195 | Central Store Room | Blood Pressure Monitor (Stand) | 1 | Local | NA | NA | NA | 30000101063 | 2012-01-01 | 0 | NA | 0 | NA | No |  |  |  | Bemetara | 2015-07-14 | Manish Rout | Khandsara | PHC
196 | Central Store Room | Blood Pressure Monitor (Stand) | 1 | Local | NA | NA | NA | 30000101064 | 2012-01-01 | 0 | NA | 0 | NA | No |  |  |  | Bemetara | 2015-07-14 | Manish Rout | Khandsara | PHC
197 | Labour Room | weight machine Height Scale(Baby) | 1 | Crown | NA | NA | NA | 30000101066 | 2014-04-01 | 0 | NA | 0 | NA | Yes |  |  |  | Bemetara | 2015-07-14 | Manish Rout | Khandsara | PHC
198 | Labour Room | Syringe Needle Destroyer | 1 | Microsil | NA | ND-360 | NA | 30000101071 | 2013-06-01 | 0 | NA | 0 | NA | Yes |  |  |  | Bemetara | 2015-07-14 | Manish Rout | Khandsara | PHC
199 | Doctor Room | Weight Machine(Adult) | 1 | Prestige | NA | NA | NA | 30000101073 | 2014-04-01 | 0 | NA | 0 | NA | Yes |  |  |  | Bemetara | 2015-07-14 | Manish Rout | Khandsara | PHC
200 | Central Store Room | Sterilizer (Medium) | 1 | Prestige | NA | NA | NA | 30000101059 | 2014-05-01 | 0 | NA | 0 | NA | Yes |  |  |  | Bemetara | 2015-07-14 | Manish Rout | Khandsara | PHC
201 | Eye | Tonometer | 1 | Rester Sumsung | NA | 5113SCHUTEC | NA | 30000101084 | 2015-01-01 | 1 | 2016-01-01 | 0 | NA | No |  |  |  | Bemetara | 2015-07-14 | Manish Rout | Khandsara | PHC
202 | Labour Room | Blood Pressure Monitor (Stand) | 1 | Premier | NA | NA | NA | 30000101067 | 2012-01-01 | 0 | NA | 0 | NA | No |  |  |  | Bemetara | 2015-07-14 | Manish Rout | Khandsara | PHC
203 | Pharmacy | Blood Pressure Monitor (Mercury) | 1 | Diamond | NA | 153390 | NA | 3000098066 | 2012-07-01 | 0 | NA | 0 | NA | Yes |  |  |  | Bemetara | 2015-07-13 | Sher Singh Dalai | Temri | PHC
204 | Pathology Lab | Sterilizer (Medium) | 1 | ATLAS | NA | Singal Phase | NA | 3000098067 | 2012-12-01 | 0 | NA | 0 | NA | Yes |  |  |  | Bemetara | 2015-07-13 | Sher Singh Dalai | Temri | PHC
205 | Pathology Lab | Syringe Needle Destroyer | 1 | Saratech | NA | S1R | NA | 3000098068 | NA | 0 | NA | 0 | NA | Yes |  |  |  | Bemetara | 2015-07-13 | Sher Singh Dalai | Temri | PHC
206 | Pathology Lab | Centrifuge Machine(8 Tubes) | 1 | NA | NA | NA | NA | 3000098080 | 2013-05-01 | 0 | NA | 0 | NA | Yes |  |  |  | Bemetara | 2015-07-13 | Sher Singh Dalai | Temri | PHC
207 | Pathology Lab | Microscope (Binocular) | 1 | Magnus | NA | MLX-BCH201BIMF | 4B 524645 | 3000098081 | 2014-09-01 | 1 | 2016-09-01 | 0 | NA | Yes |  |  |  | Bemetara | 2015-07-13 | Sher Singh Dalai | Temri | PHC
208 | Pathology Lab | Glucometer | 1 | OMRON | NA | Hantpia | 351741645 | 3000098082 | NA | 0 | NA | 0 | NA | Yes |  | 0 1 | 0 6 | Bemetara | 2015-07-13 | Sher Singh Dalai | Temri | PHC
209 | Labour Room | Foetal Heart Monitor | 1 | Dipel | NA | DFM051 | NA | 3000098069 | NA | 0 | NA | 0 | NA | Yes |  | 0 1 | 0 6 | Bemetara | 2015-07-13 | Sher Singh Dalai | Temri | PHC
210 | Labour Room | RADIANT HEAT WARMER | 1 | Crown | NA | 1509001 | NA | 3000098070 | 2013-12-01 | 0 | NA | 0 | NA | NO |  | 0 1 | 0 6 | Bemetara | 2015-07-13 | Sher Singh Dalai | Temri | PHC
211 | Labour Room | Blood Pressure Monitor (Mercury) | 1 | Diamond | NA | NA | NA | 3000098071 | 2007-07-01 | 0 | NA | 0 | NA | Yes |  | 0 1 | 0 6 | Bemetara | 2015-07-13 | Sher Singh Dalai | Temri | PHC
212 | Central Store Room | ILR | 1 | Vest Frost | NA | MK144 | 65116572 | 3000098072 | 2007-07-01 | 0 | NA | 0 | NA | Yes |  | 0 1 | 0 6 | Bemetara | 2015-07-13 | Sher Singh Dalai | Temri | PHC
213 | Central Store Room | Suction Machine | 1 | Local | NA | NA | NA | 3000098073 | 2015-03-01 | 0 | NA | 0 | NA | Yes |  | 0 1 | 0 6 | Bemetara | 2015-07-13 | Sher Singh Dalai | Temri | PHC
214 | Central Store Room | Sterilizer (Medium) | 1 | Local | NA | NA | NA | 3000098074 | 2015-05-01 | 0 | NA | 0 | NA | NO |  | 0 1 | 0 6 | Bemetara | 2015-07-13 | Sher Singh Dalai | Temri | PHC
215 | Central Store Room | Sterilizer (Medium) | 1 | Local | NA | NA | NA | 3000098075 | 2015-05-01 | 0 | NA | 0 | NA | NO |  | 0 1 | 0 6 | Bemetara | 2015-07-13 | Sher Singh Dalai | Temri | PHC
216 | OPD | RADIANT HEAT WARMER | 1 | DUCBEL BRAUN | NA | NA | NA | 3000098076 | 2011-05-01 | 0 | NA | 0 | NA | NO |  | 0 1 | 0 6 | Bemetara | 2015-07-13 | Sher Singh Dalai | Temri | PHC
217 | OPD | Foetal Heart Monitor | 1 | Dipel | NA | DFM051 | NA | 3000098077 | NA | 0 | NA | 0 | NA | Yes |  | 0 1 | 0 6 | Bemetara | 2015-07-13 | Sher Singh Dalai | Temri | PHC
218 | OPD | Syringe Needle Destroyer | 1 | Saratech | NA | S1R | 8436 | 3000098079 | NA | 0 | NA | 0 | NA | NO |  | 0 1 | 0 6 | Bemetara | 2015-07-13 | Sher Singh Dalai | Temri | PHC
219 | OPD | Heamometer | 1 | Sahli | NA | NA | NA | 3000098078 | NA | 0 | NA | 0 | NA | Yes |  | 0 1 | 0 6 | Bemetara | 2015-07-13 | Sher Singh Dalai | Temri | PHC
220 | OPD | Nebulizer | 1 | OMRON | NA | NEC 25 | 664770 | 3000098083 | NA | 0 | NA | 0 | NA | NO |  | 0 1 | 0 6 | Bemetara | 2015-07-13 | Sher Singh Dalai | Temri | PHC
221 | Blood Bank | Blood Bank Donor Couch | 1 | Labtop | NA | LOC-11 | 14034115 | 3000098257 | 2014-03-01 | 1 | 2016-03-01 | 0 | NA | Yes |  |  |  | Bemetara | 2015-07-09 | Manish Rout/Sher Singh Dalai | Bemetara | DH
222 | Blood Bank | Blood Bank Refrigarator | 1 | Meditech | NA | MTBBR 2 | M 786525313 | 3000098292 | 2014-05-01 | 1 | 2017-05-01 | 0 | NA | Yes |  |  |  | Bemetara | 2015-07-09 | Manish Rout/Sher Singh Dalai | Bemetara | DH
223 | Blood Bank | Blood Bank Refrigarator | 1 | Meditech | NA | MTBBR 4 | M 786525534 | 3000098291 | 2014-05-01 | 1 | 2017-05-01 | 0 | NA | Yes |  |  |  | Bemetara | 2015-07-09 | Manish Rout/Sher Singh Dalai | Bemetara | DH
224 | Blood Bank | Blood Bank Refrigarator | 1 | Meditech | NA | MTBBR 4 | M 786525314 | 3000098293 | 2014-05-01 | 1 | 2017-05-01 | 0 | NA | Yes |  |  |  | Bemetara | 2015-07-09 | Manish Rout/Sher Singh Dalai | Bemetara | DH
225 | Blood Bank | Blood Bank Refrigarator | 1 | Meditech | NA | MTBBR 4 | M 786525313 | 3000098294 | 2014-05-01 | 1 | 2017-05-01 | 0 | NA | Yes |  |  |  | Bemetara | 2015-07-09 | Manish Rout/Sher Singh Dalai | Bemetara | DH
226 | Blood Bank | Centifuge Machine (16 Tube) | 1 | REMI | NA | R-8C | DHLC-5767 | 3000098259 | 2014-07-01 | 1 | 2017-07-01 | 0 | NA | Yes |  |  |  | Bemetara | 2015-07-09 | Manish Rout/Sher Singh Dalai | Bemetara | DH
227 | Blood Bank | Tube Sealer | 1 | Labtop | NA | CGMSC | 11034128 | 3000098260 | 2014-03-01 | 1 | 2016-03-01 | 0 | NA | NO |  |  |  | Bemetara | 2015-07-09 | Manish Rout/Sher Singh Dalai | Bemetara | DH
228 | Blood Bank | Blood Collection Monitor | 1 | Meditech | NA | MTBCM 03 | M786525311 | 3000098258 | NA | 0 | NA | 0 | NA | Yes |  |  |  | Bemetara | 2015-07-09 | Manish Rout/Sher Singh Dalai | Bemetara | DH
229 | Blood Bank | Autoclave machine (Small) | 1 | Local | NA | NA | NA | 3000098261 | NA | 0 | NA | 0 | NA | PACK |  |  |  | Bemetara | 2015-07-09 | Manish Rout/Sher Singh Dalai | Bemetara | DH
230 | Blood Bank | Water Bath (sterilizer) | 1 | Local | NA | NA | NA | 3000098297 | NA | 0 | NA | 0 | NA | Yes |  |  |  | Bemetara | 2015-07-09 | Manish Rout/Sher Singh Dalai | Bemetara | DH
231 | Pathology Lab | Hot Air Oven | 1 | Local | NA | NA | NA | 3000098299 | NA | 0 | NA | 0 | NA | NO |  |  |  | Bemetara | 2015-07-09 | Manish Rout/Sher Singh Dalai | Bemetara | DH
232 | Pathology Lab | Incubator Bacteriology | 1 | Local | NA | NA | NA | 3000098235 | NA | 0 | NA | 0 | NA | Yes |  |  |  | Bemetara | 2015-07-09 | Manish Rout/Sher Singh Dalai | Bemetara | DH
233 | Pathology Lab | Semi Auto Analyzer | 1 | ACCUCHEK | NA | AT 112 | 1305026 | 3000098236 | 2013-10-01 | 1 | 2015-10-01 | 0 | NA | Yes |  |  |  | Bemetara | 2015-07-09 | Manish Rout/Sher Singh Dalai | Bemetara | DH
234 | Pathology Lab | Syringe Needle Destroyer | 1 | SAI + LIFE | NA | NA | NA | 3000098242 | NA | 0 | NA | 0 | NA | Yes |  |  |  | Bemetara | 2015-07-09 | Manish Rout/Sher Singh Dalai | Bemetara | DH
235 | Pathology Lab | Syringe Needle Destroyer | 1 | SAI + LIFE | NA | NA | NA | 3000098251 | NA | 0 | NA | 0 | NA | NO |  |  |  | Bemetara | 2015-07-09 | Manish Rout/Sher Singh Dalai | Bemetara | DH
236 | Pathology Lab | Refrigerator | 1 | Whirlpool | NA | NA | NA | 3000098253 | NA | 0 | NA | 0 | NA | Yes |  |  |  | Bemetara | 2015-07-09 | Manish Rout/Sher Singh Dalai | Bemetara | DH
237 | Pathology Lab | Weight Balance (micro) | 1 | K.Roy | NA | NA | NA | 3000098254 | NA | 0 | NA | 0 | NA | Yes |  |  |  | Bemetara | 2015-07-09 | Manish Rout/Sher Singh Dalai | Bemetara | DH
238 | Blood Bank | Autoclave machine (Small) | 1 | Local | NA | NA | NA | 3000098250 | NA | 0 | NA | 0 | NA | Yes |  |  |  | Bemetara | 2015-07-09 | Manish Rout/Sher Singh Dalai | Bemetara | DH
239 | Blood Bank | Water Bath (sterilizer) | 1 | Local | NA | NA | NA | 3000098296 | NA | 0 | NA | 0 | NA | PACK |  |  |  | Bemetara | 2015-07-09 | Manish Rout/Sher Singh Dalai | Bemetara | DH
240 | Blood Bank | Hot Air Oven | 1 | Local | NA | NA | NA | 3000098244 | NA | 0 | NA | 0 | NA | NO |  |  |  | Bemetara | 2015-07-09 | Manish Rout/Sher Singh Dalai | Bemetara | DH
241 | Pathology Lab | Centrifuse Machine(4 Tubes) | 1 | Local | NA | NA | NA | 3000098237 | 2015-07-01 | 1 | 2016-07-01 | 0 | NA | Yes |  |  |  | Bemetara | 2015-07-09 | Manish Rout/Sher Singh Dalai | Bemetara | DH
242 | Pathology Lab | Centrifuse Machine(4 Tubes) | 1 | Local | NA | NA | NA | 3000098238 | NA | 0 | NA | 0 | NA | Yes |  |  |  | Bemetara | 2015-07-09 | Manish Rout/Sher Singh Dalai | Bemetara | DH
243 | Blood Bank | Microscope (Binocular) | 1 | Labo-MED | NA | NA | 140570330 | 3000098239 | 2014-05-01 | 1 | 2017-05-01 | 0 | NA | Yes |  |  |  | Bemetara | 2015-07-09 | Manish Rout/Sher Singh Dalai | Bemetara | DH
244 | Pathology Lab | Microscope (Binocular) | 1 | Magnus | NA | MLX-BCH201BIMF | 519815 | 3000098340 | NA | 0 | NA | 0 | NA | Yes |  |  |  | Bemetara | 2015-07-09 | Manish Rout/Sher Singh Dalai | Bemetara | DH
245 | Pathology Lab | Microscope (Monocular) | 1 | Yagnus | NA | MLX | IND/5908 | 3000098241 | NA | 0 | NA | 0 | NA | Yes |  |  |  | Bemetara | 2015-07-09 | Manish Rout/Sher Singh Dalai | Bemetara | DH
246 | Pathology Lab | Cell Counter (Manual) | 1 | SONAR | NA | NA | NA | 3000098243 | NA | 0 | NA | 0 | NA | Yes |  |  |  | Bemetara | 2015-07-09 | Manish Rout/Sher Singh Dalai | Bemetara | DH
247 | Pathology Lab | VDRL Shaker | 1 | Local | NA | NA | NA | 3000098252 | NA | 0 | NA | 0 | NA | Yes |  |  |  | Bemetara | 2015-07-09 | Manish Rout/Sher Singh Dalai | Bemetara | DH
248 | Pathology Lab | Water Bath (sterilizer) | 1 | Local | NA | NA | NA | 3000098295 | NA | 0 | NA | 0 | NA | PACK |  |  |  | Bemetara | 2015-07-09 | Manish Rout/Sher Singh Dalai | Bemetara | DH
249 | X-ray | X-Ray Machine(300ma) Analog | 1 | Allengers | NA | 325 | 2K120930445/X | 3000098232 | 2013-01-01 | 0 | 2015-07-01 | 0 | NA | Yes |  |  |  | Bemetara | 2015-07-09 | Manish Rout/Sher Singh Dalai | Bemetara | DH
250 | Pathology Lab | Centrifuse Machine(4 Tubes) | 1 | Local | NA | FC | NA | 3000098245 | NA | 0 | NA | 0 | NA | Yes |  |  |  | Bemetara | 2015-07-09 | Manish Rout/Sher Singh Dalai | Bemetara | DH
251 | Pathology Lab | Centrifuse Machine(4 Tubes) | 1 | Local | NA | NA | NA | 3000098246 | NA | 0 | NA | 0 | NA | Yes |  |  |  | Bemetara | 2015-07-09 | Manish Rout/Sher Singh Dalai | Bemetara | DH
252 | Pathology Lab | Centrifuse Machine(4 Tubes) | 1 | Local | NA | NA | NA | 3000098247 | NA | 0 | NA | 0 | NA | Yes |  |  |  | Bemetara | 2015-07-09 | Manish Rout/Sher Singh Dalai | Bemetara | DH
253 | Radiology | Sonography | 1 | L & T | NA | NA | t -813 | 3000098333 | NA | 0 | NA | 0 | NA | NO |  |  |  | Bemetara | 2015-07-09 | Manish Rout/Sher Singh Dalai | Bemetara | DH
254 | Major OT | Blood Pressure Monitor (Digital) | 1 | Supreme | NA | CM/L 8262373 | 9554567 | 3000101364 | NA | 0 | NA | 0 | NA | Yes |  |  |  | Bemetara | 2015-07-09 | Manish Rout/Sher Singh Dalai | Bemetara | DH
255 | Major OT | OT Table (Hydrulic) | 1 | Local | NA | NA | NA | 3000101365 | NA | 0 | NA | 0 | NA | Yes |  |  |  | Bemetara | 2015-07-09 | Manish Rout/Sher Singh Dalai | Bemetara | DH
256 | Major OT | OT Light Shadowless (Single Dome) | 1 | Local | NA | NA | NA | 3000101367 | NA | 0 | NA | 0 | NA | Yes |  |  |  | Bemetara | 2015-07-09 | Manish Rout/Sher Singh Dalai | Bemetara | DH
257 | Major OT | OT Light Shadowless (Single Dome) | 1 | Local | NA | NA | NA | 3000101368 | NA | 0 | NA | 0 | NA | NO |  |  |  | Bemetara | 2015-07-09 | Manish Rout/Sher Singh Dalai | Bemetara | DH
258 | Major OT | Suction Machine | 1 | Local | NA | NA | NA | 3000101369 | NA | 0 | NA | 0 | NA | Yes |  |  |  | Bemetara | 2015-07-09 | Manish Rout/Sher Singh Dalai | Bemetara | DH
259 | Major OT | Anaesthisia Work Station | 1 | Allies | NA | Jupiter Plus | 2002757 | 3000101370 | NA | 0 | NA | 0 | NA | Yes |  |  |  | Bemetara | 2015-07-09 | Manish Rout/Sher Singh Dalai | Bemetara | DH
260 | Major OT | Anaesthisia Work Station | 1 | Allies | NA | Jupiter (+) | 1730 | 3000101371 | NA | 0 | NA | 0 | NA | Yes |  |  |  | Bemetara | 2015-07-09 | Manish Rout/Sher Singh Dalai | Bemetara | DH
261 | Major OT | Sterilizer (Medium) | 1 | Local | NA | NA | NA | 3000098264 | NA | 0 | NA | 0 | NA | Yes |  |  |  | Bemetara | 2015-07-09 | Manish Rout/Sher Singh Dalai | Bemetara | DH
262 | Major OT | Sterilizer (Medium) | 1 | Local | NA | NA | NA | 3000098264 | NA | 0 | NA | 0 | NA | Yes |  |  |  | Bemetara | 2015-07-09 | Manish Rout/Sher Singh Dalai | Bemetara | DH
263 | Major OT | Air Sterilizer | 1 | Local | NA | NA | NA | 3000098266 | NA | 0 | NA | 0 | NA | Yes |  |  |  | Bemetara | 2015-07-09 | Manish Rout/Sher Singh Dalai | Bemetara | DH
264 | Major OT | OT Light Shadowless (Four Dome) | 1 | Local | NA | NA | NA | 3000098267 | NA | 0 | NA | 0 | NA | NO |  |  |  | Bemetara | 2015-07-09 | Manish Rout/Sher Singh Dalai | Bemetara | DH
265 | Major OT | Microscope (Binocular) | 1 | NA | NA | F170 | 6635522373 | 3000101374 | NA | 0 | NA | 0 | NA | Yes |  | 3 | 4 | Bemetara | 2015-07-09 | Manish Rout/Sher Singh Dalai | Bemetara | DH
266 | Major OT | Autoclave (Portable) | 1 | Local | NA | NA | NA | 3000098268 | NA | 0 | NA | 0 | NA | Yes |  |  |  | Bemetara | 2015-07-09 | Manish Rout/Sher Singh Dalai | Bemetara | DH
267 | Major OT | Autoclave (Portable) | 1 | Local | NA | NA | NA | 3000098269 | NA | 0 | NA | 0 | NA | NO |  |  |  | Bemetara | 2015-07-09 | Manish Rout/Sher Singh Dalai | Bemetara | DH
268 | Major OT | Examination Table (Hydrometer) | 1 | Local | NA | NA | NA | 3000101372 | NA | 0 | NA | 0 | NA | Yes |  |  |  | Bemetara | 2015-07-09 | Manish Rout/Sher Singh Dalai | Bemetara | DH
269 | LR Pedeatric Baby Ward | RADIANT HEAT WARMER | 1 | PHOENIX | NA | OCW 100 | 6430 | 3000101373 | 2015-07-01 | 1 | 2018-07-01 | 0 | NA | Yes |  |  |  | Bemetara | 2015-07-09 | Manish Rout/Sher Singh Dalai | Bemetara | DH
270 | Dental | Blood Pressure Monitor (Stand) | 1 | Premier | NA | NA | 98134518 | 3000101408 | NA | 0 | NA | 0 | NA | Yes |  |  |  | Bemetara | 2015-07-09 | Manish Rout/Sher Singh Dalai | Bemetara | DH
271 | Major OT | Portable Sterilizer | 1 | Shanti Udyog | NA | Stari max | NA | 3000098272 | NA | 0 | NA | 0 | NA | Yes |  |  |  | Bemetara | 2015-07-09 | Manish Rout/Sher Singh Dalai | Bemetara | DH
272 | Major OT | Sterilizer | 1 | STERINAX | NA | NA | NA | 30000101375 | NA | 0 | NA | 0 | NA | Yes |  |  |  | Bemetara | 2015-07-09 | Manish Rout/Sher Singh Dalai | Bemetara | DH
273 | Major OT | Syringe Needle Destroyer | 1 | Microsil | NA | ND-360 | NA | 3000098271 | NA | 0 | NA | 0 | NA | Yes |  |  |  | Bemetara | 2015-07-09 | Manish Rout/Sher Singh Dalai | Bemetara | DH
274 | Eye | Suction Machine | 1 | Master Care | NA | NA | NA | 3000098283 | NA | 0 | NA | 0 | NA | Yes |  |  |  | Bemetara | 2015-07-09 | Manish Rout/Sher Singh Dalai | Bemetara | DH
275 | Eye | Sterilizer (Medium) | 1 | Local | NA | NA | NA | 3000098286 | NA | 0 | NA | 0 | NA | Yes |  |  |  | Bemetara | 2015-07-09 | Manish Rout/Sher Singh Dalai | Bemetara | DH
276 | Eye | Blood Pressure Monitor (Mercury) | 1 | Microsil | NA | NA | NA | 3000098282 | NA | 0 | NA | 0 | NA | Yes |  |  |  | Bemetara | 2015-07-09 | Manish Rout/Sher Singh Dalai | Bemetara | DH
277 | Eye | Nebulizer | 1 | Ashoka | NA | AS01 | NA | 3000098285 | NA | 0 | NA | 0 | NA | Yes |  |  |  | Bemetara | 2015-07-09 | Manish Rout/Sher Singh Dalai | Bemetara | DH
278 | Pathology Lab | Heamometer | 1 | Sahli | NA | NA | NA | 3000098256 | NA | 0 | NA | 0 | NA | Yes |  |  |  | Bemetara | 2015-07-09 | Manish Rout/Sher Singh Dalai | Bemetara | DH
279 | OPD | Blood Pressure Monitor (Stand) | 1 | Premier | NA | CNL 823454 | NA | 30000101392 | NA | 0 | NA | 0 | NA | NO |  |  |  | Bemetara | 2015-07-10 | Manish Rout/Sher Singh Dalai | Bemetara | DH
280 | OPD(Eye) | Microscope Slit Lamp(Binocular) | 1 | Appa swamy | NA | 1511140009 | NA | 30000101395 | 2014-02-01 | 1 | 2017-12-01 | 0 | NA | Yes |  |  |  | Bemetara | 2015-07-10 | Manish Rout/Sher Singh Dalai | Bemetara | DH
281 | OPD | ENT Lamp | 1 | Local | NA | NA | NA | 3000098301 | NA | 0 | NA | 0 | NA | Yes |  |  |  | Bemetara | 2015-07-10 | Manish Rout/Sher Singh Dalai | Bemetara | DH
282 | OPD | Automatic Perimeter | 1 | Appa swamy | NA | NA | NA | 3000101396 | NA | 0 | NA | 0 | NA | Yes |  |  |  | Bemetara | 2015-07-10 | Manish Rout/Sher Singh Dalai | Bemetara | DH
283 | OPD (ECG) | Blood Pressure Monitor (Mercury) | 1 | MICO | NA | NA | NA | 3000098302 | NA | 0 | NA | 0 | NA | Yes |  |  |  | Bemetara | 2015-07-10 | Manish Rout/Sher Singh Dalai | Bemetara | DH
284 | OPD (ECG) | ECG Machine | 1 | Shen zen Mindrey | NA | Benestr 3 | NA | 300098313 | 2014-06-01 | 1 | 2017-06-01 | 0 | NA | Yes |  |  |  | Bemetara | 2015-07-10 | Manish Rout/Sher Singh Dalai | Bemetara | DH
285 | OPD (Eye) | Microscope Slit Lamp(Binocular) | 1 | Carl ZEISS | NA | MW18 | FK 45003236 | 3000101397 | NA | 0 | NA | 0 | NA | NO |  |  |  | Bemetara | 2015-07-10 | Manish Rout/Sher Singh Dalai | Bemetara | DH
286 | OPD (2) | weight machine Height Scale(Baby) | 1 | Crown | NA | MW18 | 989631 | 3000101393 | NA | 0 | NA | 0 | NA | NO |  |  |  | Bemetara | 2015-07-10 | Manish Rout/Sher Singh Dalai | Bemetara | DH
287 | OPD (2) | Examination Table (Hydrometer) | 1 | Crown | NA | MW18 | 989631 | 3000101394 | NA | 0 | NA | 0 | NA | Yes |  |  |  | Bemetara | 2015-07-10 | Manish Rout/Sher Singh Dalai | Bemetara | DH
288 | OPD (Eye) | Examination Table (Hydrometer) | 1 | Crown | NA | MW18 | 989631 | 3000101398 | NA | 0 | NA | 0 | NA | Yes |  |  |  | Bemetara | 2015-07-10 | Manish Rout/Sher Singh Dalai | Bemetara | DH
289 | Major OT | Leproscope | 1 | Kanal Store B | NA | NA | 80004427 | 3000098273 | 2014-12-01 | 1 | 2017-12-01 | 0 | NA | Yes |  |  |  | Bemetara | 2015-07-10 | Manish Rout/Sher Singh Dalai | Bemetara | DH
290 | LR Pedeatric Baby Ward | RADIANT HEAT WARMER | 1 | PHOENIX | NA | OCW 100 | 6429 | 3000098275 | NA | 0 | NA | 0 | NA | Yes |  |  |  | Bemetara | 2015-07-10 | Manish Rout/Sher Singh Dalai | Bemetara | DH
291 | Major OT | Phototherapy (TubeLight) | 1 | NA | NA | NA | NA | 3000098280 | 2014-12-01 | 1 | 2017-12-01 | 0 | NA | Yes |  |  |  | Bemetara | 2015-07-10 | Manish Rout/Sher Singh Dalai | Bemetara | DH
292 | Major OT | Foetal Doppler Machine | 1 | Acoastics | NA | NA | NA | 3000098279 | NA | 0 | NA | 0 | NA | No |  |  |  | Bemetara | 2015-07-10 | Manish Rout/Sher Singh Dalai | Bemetara | DH
293 | Major OT | Suction Machine | 1 | Local | NA | NA | NA | 3000098277 | NA | 0 | NA | 0 | NA | Yes |  |  |  | Bemetara | 2015-07-10 | Manish Rout/Sher Singh Dalai | Bemetara | DH
294 | Major OT | weight machine Digital (Baby) | 1 | Essae | NA | BS 250 | 25014131898 | 3000098276 | NA | 0 | NA | 0 | NA | Yes |  |  |  | Bemetara | 2015-07-10 | Manish Rout/Sher Singh Dalai | Bemetara | DH
295 | Major OT | Sterilizer (Medium) | 1 | Local | NA | NA | NA | 3000098278 | NA | 0 | NA | 0 | NA | Yes |  |  |  | Bemetara | 2015-07-10 | Manish Rout/Sher Singh Dalai | Bemetara | DH
296 | Major OT | Blood Pressure Monitor (Mercury) | 1 | MICO | NA | NA | NA | 3000098281 | NA | 0 | NA | 0 | NA | Yes |  |  |  | Bemetara | 2015-07-10 | Manish Rout/Sher Singh Dalai | Bemetara | DH
297 | Blood Bank | Sterilizer (Medium) | 1 | Local | NA | NA | NA | 3000098298 | NA | 0 | NA | 0 | NA | Yes |  |  |  | Bemetara | 2015-07-10 | Manish Rout/Sher Singh Dalai | Bemetara | DH
298 | Blood Bank | Sterilizer (Medium) | 1 | Local | NA | NA | NA | 30000983000 | NA | 0 | NA | 0 | NA | Yes |  |  |  | Bemetara | 2015-07-10 | Manish Rout/Sher Singh Dalai | Bemetara | DH
299 | Pathology Lab | Sterilizer (Medium) | 1 | Local | NA | NA | NA | 3000098248 | NA | 0 | NA | 0 | NA | Yes |  |  |  | Bemetara | 2015-07-10 | Manish Rout/Sher Singh Dalai | Bemetara | DH
300 | Pathology Lab | Sterilizer (Medium) | 1 | Local | NA | NA | NA | 3000098249 | NA | 0 | NA | 0 | NA | Yes |  |  |  | Bemetara | 2015-07-10 | Manish Rout/Sher Singh Dalai | Bemetara | DH
301 | General Ward | Blood Pressure Monitor (Mercury) | 1 | MICO | NA | NA | NA | 3000098287 | NA | 0 | NA | 0 | NA | Yes |  |  |  | Bemetara | 2015-07-10 | Manish Rout/Sher Singh Dalai | Bemetara | DH
302 | General Ward | Portable Suction Pump (4Probs) | 1 | Local | NA | NA | NA | 3000098290 | NA | 0 | NA | 0 | NA | Yes |  |  |  | Bemetara | 2015-07-10 | Manish Rout/Sher Singh Dalai | Bemetara | DH
303 | General Ward | Nebulizer | 1 | ASHOKA | NA | NA | NA | 3000098288 | NA | 0 | NA | 0 | NA | Yes |  |  |  | Bemetara | 2015-07-10 | Manish Rout/Sher Singh Dalai | Bemetara | DH
304 | General Ward | Blood Pressure Monitor (Mercury) | 1 | Omega | NA | A5-01 | NA | 3000098289 | NA | 0 | NA | 0 | NA | Yes |  |  |  | Bemetara | 2015-07-10 | Manish Rout/Sher Singh Dalai | Bemetara | DH
305 | LR Pedeatric Baby Ward | RADIANT HEAT WARMER | 1 | Tiana | NA | Gold 2000 | NA | 3000101376 | 2014-12-01 | 1 | 2017-12-01 | 0 | NA | Yes |  |  |  | Bemetara | 2015-07-10 | Manish Rout/Sher Singh Dalai | Bemetara | DH
306 | LR Pedeatric Baby Ward | RADIANT HEAT WARMER | 1 | Tiana | NA | Gold 2000 | NA | 3000101377 | 2014-12-01 | 1 | 2017-12-01 | 0 | NA | Yes |  |  |  | Bemetara | 2015-07-10 | Manish Rout/Sher Singh Dalai | Bemetara | DH
307 | LR Pedeatric Baby Ward | RADIANT HEAT WARMER | 1 | PHOENIX | NA | OCW 100 | 6429 | 3000101381 | 2015-07-01 | 1 | 2018-07-01 | 0 | NA | Yes |  |  |  | Bemetara | 2015-07-10 | Manish Rout/Sher Singh Dalai | Bemetara | DH
308 | LR Pedeatric Baby Ward | RADIANT HEAT WARMER | 1 | PHOENIX | NA | OCW 100 | 6431 | 3000101382 | 2015-07-01 | 1 | 2018-07-01 | 0 | NA | Yes |  |  |  | Bemetara | 2015-07-10 | Manish Rout/Sher Singh Dalai | Bemetara | DH
309 | LR Pedeatric Baby Ward | Phototherapy (LED) | 1 | PHOENIX | NA | PT100 | 1917 | 3000101383 | 2015-07-01 | 1 | 2023-07-01 | 0 | NA | Yes |  |  |  | Bemetara | 2015-07-10 | Manish Rout/Sher Singh Dalai | Bemetara | DH
310 | LR Pedeatric Baby Ward | RADIANT HEAT WARMER | 1 | Tiana | NA | Gold 2000 | NA | 3000101378 | 2015-07-01 | 1 | 2017-07-01 | 0 | NA | Yes |  |  |  | Bemetara | 2015-07-10 | Manish Rout/Sher Singh Dalai | Bemetara | DH
311 | LR Pedeatric Baby Ward | RADIANT HEAT WARMER | 1 | Tiana | NA | Gold 2000 | NA | 3000101379 | 2015-07-01 | 1 | 2017-07-01 | 0 | NA | Yes |  |  |  | Bemetara | 2015-07-10 | Manish Rout/Sher Singh Dalai | Bemetara | DH
312 | LR Pedeatric Baby Ward | RADIANT HEAT WARMER | 1 | Tiana | NA | Gold 2000 | NA | 3000101380 | 2015-07-01 | 1 | 2017-07-01 | 0 | NA | Yes |  |  |  | Bemetara | 2015-07-10 | Manish Rout/Sher Singh Dalai | Bemetara | DH
313 | Labour Room | Phototherapy (TubeLight) | 1 | NA | NA | NA | NA | 3000101384 | NA | 0 | NA | 0 | NA | Yes |  |  |  | Bemetara | 2015-07-10 | Manish Rout/Sher Singh Dalai | Bemetara | DH
314 | Labour Room | Phototherapy (TubeLight) | 1 | NA | NA | NA | NA | 3000101385 | NA | 0 | NA | 0 | NA | Yes |  |  |  | Bemetara | 2015-07-10 | Manish Rout/Sher Singh Dalai | Bemetara | DH
315 | Injection Room | Syringe Needle Destroyer | 1 | Microsil | NA | NA | NA | 3000101399 | 2015-02-01 | 1 | 2018-02-01 | 0 | NA | Yes |  |  |  | Bemetara | 2015-07-10 | Manish Rout/Sher Singh Dalai | Bemetara | DH
316 | Dental | Dental Chair | Dental Chair | Akash | NA | NA | NA | 3000101406 | 2015-02-01 | 1 | 2018-02-01 | 0 | NA | Yes |  |  |  | Bemetara | 2015-07-10 | Manish Rout/Sher Singh Dalai | Bemetara | DH
317 | Dental | Compresser | 1 | Akash | NA | NA | NA | 3000101407 | 2007-04-01 | 0 | NA | 0 | NA | NO |  |  |  | Bemetara | 2015-07-10 | Manish Rout/Sher Singh Dalai | Bemetara | DH
318 | HIV LAB | Centrifuse Machine(4 Tubes) | 1 | Local | NA | NA | NA | 3000101386 | 2007-04-01 | 0 | NA | 0 | NA | Yes |  |  |  | Bemetara | 2015-07-10 | Manish Rout/Sher Singh Dalai | Bemetara | DH
319 | HIV LAB | Centrifuge Machine(8 Tubes) | 1 | Local | NA | NA | NA | 3000101387 | 2007-06-01 | 0 | NA | 0 | NA | Yes |  |  |  | Bemetara | 2015-07-10 | Manish Rout/Sher Singh Dalai | Bemetara | DH
320 | HIV LAB | Refrigerator | 1 | Videocon | NA | 5180 CL | 12040726 011-02027 | 3000101388 | 2007-06-01 | 0 | NA | 0 | NA | NO |  |  |  | Bemetara | 2015-07-10 | Manish Rout/Sher Singh Dalai | Bemetara | DH
321 | HIV LAB | Incubator Bacteriology | 1 | Local | NA | NA | NA | 3000101389 | NA | 0 | NA | 0 | NA | Yes |  |  |  | Bemetara | 2015-07-10 | Manish Rout/Sher Singh Dalai | Bemetara | DH
322 | Blood Bank (Store) | Cell Counter (Manual) | 1 | SONAR | NA | NA | NA | 3000101400 | NA | 0 | NA | 0 | NA | Yes |  |  |  | Bemetara | 2015-07-10 | Manish Rout/Sher Singh Dalai | Bemetara | DH
323 | Blood Bank (Store) | Cell Counter (Manual) | 1 | SONAR | NA | NA | NA | 3000101401 | NA | 0 | NA | 0 | NA | Yes |  |  |  | Bemetara | 2015-07-10 | Manish Rout/Sher Singh Dalai | Bemetara | DH
324 | Blood Bank (Store) | Cell Counter (Manual) | 1 | SONAR | NA | NA | NA | 3000101402 | NA | 0 | NA | 0 | NA | Yes |  |  |  | Bemetara | 2015-07-10 | Manish Rout/Sher Singh Dalai | Bemetara | DH
325 | HIV LAB | Syringe Needle Destroyer | 1 | SAI + LIFE | NA | NA | NA | 3000101390 | NA | 0 | NA | 0 | NA | Yes |  |  |  | Bemetara | 2015-07-10 | Manish Rout/Sher Singh Dalai | Bemetara | DH
326 | Doctor Room | Blood Pressure Monitor (Mercury) | 1 | MICO | NA | NA | NA | 3000101405 | NA | 0 | NA | 0 | NA | Yes |  |  |  | Bemetara | 2015-07-10 | Manish Rout/Sher Singh Dalai | Bemetara | DH
327 | Pathology Lab | Glucometer | 1 | MICROGEN | NA | NA | 4710630643064 | 3000098255 | NA | 0 | NA | 0 | NA | Yes |  |  |  | Bemetara | 2015-07-10 | Manish Rout/Sher Singh Dalai | Bemetara | DH
328 | Eye | Syringe Needle Destroyer | 1 | Local | NA | NA | NA | 3000098284 | NA | 0 | NA | 0 | NA | Yes |  |  |  | Bemetara | 2015-07-10 | Manish Rout/Sher Singh Dalai | Bemetara | DH
329 | Major OT | OT Table (Hydrulic) | 1 | Local | NA | NA | NA | 3000101366 | NA | 0 | NA | 0 | NA | NO |  |  |  | Bemetara | 2015-07-10 | Manish Rout/Sher Singh Dalai | Bemetara | DH
330 | Major OT | Autoclave machine (Small) | 1 | Local | NA | NA | NA | 3000098270 | NA | 0 | NA | 0 | NA | Yes |  |  |  | Bemetara | 2015-07-10 | Manish Rout/Sher Singh Dalai | Bemetara | DH
331 | Major OT | Blood Pressure Monitor (Mercury) | 1 | Premier | NA | NA | 98134614 | 3000098274 | NA | 0 | NA | 0 | NA | Yes |  |  |  | Bemetara | 2015-07-10 | Manish Rout/Sher Singh Dalai | Bemetara | DH
332 | HIV LAB | Microscope (Binocular) | 1 | OLYMPUS | NA | OH2OIBIMF | 85462 | 3000101337 | 2012-12-01 | 0 | NA | 0 | NA | Yes |  |  |  | Bemetara | 2015-07-10 | Manish Rout/Sher Singh Dalai | Bemetara | DH
333 | Blood Bank (Store) | Cell Counter (Manual) | 1 | SONAR | NA | NA | NA | 3000101403 | NA | 0 | NA | 0 | NA | PACK |  |  |  | Bemetara | 2015-07-10 | Manish Rout/Sher Singh Dalai | Bemetara | DH
334 | Blood Bank (Store) | Cell Counter (Manual) | 1 | SONAR | NA | NA | NA | 3000101404 | NA | 0 | NA | 0 | NA | Yes |  |  |  | Bemetara | 2015-07-10 | Manish Rout/Sher Singh Dalai | Bemetara | DH
335 | Doctor Room | Blood Pressure Monitor (Mercury) | 1 | Diamond | NA | CM/L 0196043 | NA | 3000101042 | 2014-04-01 | 0 | NA | 0 | NA | Yes |  | 0 | 5 | Bemetara | 2015-07-20 | Manish Rout | Anand Goan | PHC
336 | OPD | Weight Machine(Adult) | 1 | KRUPS | NA | NA | NA | 3000101043 | 2014-04-01 | 0 | NA | 0 | NA | Yes |  |  |  | Bemetara | 2015-07-20 | Manish Rout | Anand Goan | PHC
337 | OPD | Syringe Needle Destroyer | 1 | SAI + LIFE | NA | NA | NA | 3000101044 | 2014-04-01 | 0 | NA | 0 | NA | Yes |  |  |  | Bemetara | 2015-07-20 | Manish Rout | Anand Goan | PHC
338 | OPD | Syringe Needle Destroyer | 1 | Mediwaves | NA | NA | NA | 3000101045 | 2014-04-01 | 0 | NA | 0 | NA | Yes |  |  |  | Bemetara | 2015-07-20 | Manish Rout | Anand Goan | PHC
339 | Central Store Room | ILR | 1 | Haier | NA | HBC-70 | BE 07 F4EON0 0 B2A9 800005 | 3000101046 | 2012-12-07 | 0 | NA | 0 | NA | Yes |  |  |  | Bemetara | 2015-07-20 | Manish Rout | Anand Goan | PHC
340 | Labour Room | weight machine Height Scale(Baby) | 1 | TANITA | NA | NA | NA | 3000101047 | 2014-04-01 | 0 | NA | 0 | NA | Yes |  |  |  | Bemetara | 2015-07-20 | Manish Rout | Anand Goan | PHC
341 | Labour Room | O2 Concentrator | 1 | Local | NA | NA | 3163346 | 3000101048 | 2014-04-01 | 0 | NA | 0 | NA | Yes |  |  |  | Bemetara | 2015-07-20 | Manish Rout | Anand Goan | PHC
342 | Labour Room | Sterilizer (Medium) | 1 | Local | NA | NA | NA | 3000101049 | 2014-04-01 | 0 | NA | 0 | NA | Yes |  |  |  | Bemetara | 2015-07-20 | Manish Rout | Anand Goan | PHC
343 | Labour Room | Syringe Needle Destroyer | 1 | Saratech | NA | S1R | NA | 3000101050 | 2014-04-01 | 0 | NA | 0 | NA | Yes |  |  |  | Bemetara | 2015-07-20 | Manish Rout | Anand Goan | PHC
344 | Labour Room | Foetal Heart Monitor | 1 | Aemediag | NA | CD 3.0 | HD Sonolehec M 0233680 | 3000101051 | 2014-12-01 | 0 | NA | 0 | NA | Yes |  |  |  | Bemetara | 2015-07-20 | Manish Rout | Anand Goan | PHC
345 | Labour Room | Ambubag | 1 | Local | NA | NA | NA | 3000101052 | 2014-04-01 | 0 | NA | 0 | NA | Yes |  |  |  | Bemetara | 2015-07-20 | Manish Rout | Anand Goan | PHC
346 | OPD | Blood Pressure Monitor (Mercury) | 1 | Diamond | NA | CM/L 0196043 | 48424 | 3000101053 | 2014-04-01 | 0 | NA | 0 | NA | NO |  |  |  | Bemetara | 2015-07-20 | Manish Rout | Anand Goan | PHC
347 | Labour Room | Ambubag | 1 | Local | NA | NA | NA | 3000101054 | 2014-05-01 | 0 | NA | 0 | NA | Yes |  |  |  | Bemetara | 2015-07-20 | Manish Rout | Anand Goan | PHC
348 | Doctor Room | Blood Pressure Monitor (Mercury) | 1 | Diamond | NA | CMIL 0196043 | 3612 | 3000101409 | 2014-04-01 | 0 | NA | 0 | NA | Yes |  | 0 | 7 | Bemetara | 2015-07-28 | Manish Rout | Gudheli | PHC
349 | Doctor Room | Foetal Heart Monitor | 1 | EURODOPP | NA | NA | NA | 3000101410 | 2015-05-01 | 1 | 2015-06-01 | 0 | NA | Yes |  |  |  | Bemetara | 2015-07-28 | Manish Rout | Gudheli | PHC
350 | Injection Room | Syringe Needle Destroyer | 1 | Saratech | NA | S1R | NA | 3000101411 | NA | 0 | NA | 0 | NA | Yes |  |  |  | Bemetara | 2015-07-28 | Manish Rout | Gudheli | PHC
351 | Injection Room | Autoclave machine (Small) | 1 | SHREE | NA | NA | NA | 3000101412 | 2014-03-01 | 0 | NA | 0 | NA | Yes |  |  |  | Bemetara | 2015-07-28 | Manish Rout | Gudheli | PHC
352 | Injection Room | Nebulizer | 1 | OMRON | NA | NEC 25 | 655153 | 3000101413 | 2013-02-01 | 0 | NA | 0 | NA | Yes |  |  |  | Bemetara | 2015-07-28 | Manish Rout | Gudheli | PHC
353 | Labour Room | Suction Machine | 1 | SHIVA | NA | NA | NA | 3000101414 | 2012-11-01 | 0 | NA | 0 | NA | Yes |  |  |  | Bemetara | 2015-07-28 | Manish Rout | Gudheli | PHC
354 | Labour Room | Sterilizer (Medium) | 1 | Local | NA | NA | NA | 3000101415 | NA | 0 | NA | 0 | NA | NO |  |  |  | Bemetara | 2015-07-28 | Manish Rout | Gudheli | PHC
355 | Labour Room | Blood Pressure Monitor (Stand) | 1 | DIAMOND | NA | NA | 2311 | 3000101416 | NA | 0 | NA | 0 | NA | Yes |  |  |  | Bemetara | 2015-07-28 | Manish Rout | Gudheli | PHC
356 | Labour Room | Sterilizer (Medium) | 1 | Local | NA | NA | NA | 3000101417 | NA | 0 | NA | 0 | NA | Yes |  |  |  | Bemetara | 2015-07-28 | Manish Rout | Gudheli | PHC
357 | Labour Room | Foetal Heart Monitor | 1 | EasyCARE | NA | ECFDT-106 | NA | 3000101418 | 2015-05-01 | 1 | 2016-06-01 | 0 | NA | Yes |  |  |  | Bemetara | 2015-07-28 | Manish Rout | Gudheli | PHC
358 | Labour Room | Foetal Heart Monitor | 1 | Mcomin | NA | FD-2D | FD2 D130507093 | 3000101419 | NA | 0 | NA | 0 | NA | Yes |  |  |  | Bemetara | 2015-07-28 | Manish Rout | Gudheli | PHC
359 | Labour Room | Suction Machine | 1 | GURU INDIA | NA | NA | NA | 3000101420 | 2012-11-01 | 0 | NA | 0 | NA | NO |  |  |  | Bemetara | 2015-07-28 | Manish Rout | Gudheli | PHC
360 | Labour Room | weight machine Height Scale(Baby) | 1 | Crown | NA | NA | NA | 3000101421 | NA | 0 | NA | 0 | NA | Yes |  |  |  | Bemetara | 2015-07-28 | Manish Rout | Gudheli | PHC
361 | Pathology Lab | Centrifuse Machine(4 Tubes) | 1 | Local | NA | NA | NA | 3000101422 | NA | 0 | NA | 0 | NA | Yes |  |  |  | Bemetara | 2015-07-28 | Manish Rout | Gudheli | PHC
362 | Pathology Lab | Refrigerator | 1 | SAMSUNG | NA | RR1914 | 09404 ZADA 70109 N | 3000101423 | NA | 0 | NA | 0 | NA | Yes |  |  |  | Bemetara | 2015-07-28 | Manish Rout | Gudheli | PHC
363 | Pathology Lab | ILR | 1 | Haier | NA | HBD-16 | B004G4f 2600B2AB3056 | 3000101424 | NA | 0 | NA | 0 | NA | Yes |  |  |  | Bemetara | 2015-07-28 | Manish Rout | Gudheli | PHC
364 | Pathology Lab | ILR | 1 | Vest Frost | NA | MK142 | 35012045 | 3000101425 | NA | 0 | NA | 0 | NA | Yes |  |  |  | Bemetara | 2015-07-28 | Manish Rout | Gudheli | PHC
365 | Pathology Lab | Glucometer | 1 | MOD | NA | C22032 | 10024B007693 | 3000101426 | NA | 0 | NA | 0 | NA | Yes |  |  |  | Bemetara | 2015-07-28 | Manish Rout | Gudheli | PHC
366 | Pathology Lab | Glucometer | 1 | ACCUCHEK | NA | GC | GC16366584 | 3000101427 | NA | 0 | NA | 0 | NA | Yes |  |  |  | Bemetara | 2015-07-28 | Manish Rout | Gudheli | PHC
367 | Pathology Lab | Heamometer | 1 | Sahli | NA | NA | NA | 3000101428 | NA | 0 | NA | 0 | NA | Yes |  |  |  | Bemetara | 2015-07-28 | Manish Rout | Gudheli | PHC
368 | Injection Room | Blood Pressure Monitor (Digital) | 1 | NUTECH | NA | BP09 | SN-NGM-NB-1 | 3000101429 | NA | 0 | NA | 0 | NA | Yes |  |  |  | Bemetara | 2015-07-28 | Manish Rout | Gudheli | PHC
369 | Doctor Room | Blood Pressure Monitor (Digital) | 1 | HICKS | NA | N7-10 | 1406625-1 | 3000101136 | NA | 0 | NA | 0 | NA | Yes |  |  |  | Bemetara | 2015-07-13 | Manish Rout | Karsera | PHC
370 | Injection Room | Refrigerator | 1 | Haier | NA | HRD 194/200FOAMED CABINED | 1800-200-9999 | 3000101137 | NA | 0 | NA | 0 | NA | NO |  |  |  | Bemetara | 2015-07-13 | Manish Rout | Karsera | PHC
371 | Injection Room | Blood Pressure Monitor (Mercury) | 1 | NA | NA | X007 | NA | 3000101140 | 2012-05-05 | 0 | NA | 0 | NA | NO |  |  |  | Bemetara | 2015-07-13 | Manish Rout | Karsera | PHC
372 | Injection Room | Syringe Needle Destroyer | 1 | Microsil | NA | ND-360 | 4932/03 | 3000101142 | NA | 0 | NA | 0 | NA | Yes |  |  |  | Bemetara | 2015-07-13 | Manish Rout | Karsera | PHC
373 | Pharmacy | Nebulizer | 1 | MHS Medicare | NA | NEW SPEED NEB | 63005369 | 3000101143 | 2008-02-01 | 0 | NA | 0 | NA | Yes |  |  |  | Bemetara | 2015-07-13 | Manish Rout | Karsera | PHC
374 | Labour Room | weight machine Height Scale(Baby) | 1 | DUCBEL BRAUN | NA | NA | NA | 3000101144 | NA | 0 | NA | 0 | NA | Yes |  |  |  | Bemetara | 2015-07-13 | Manish Rout | Karsera | PHC
375 | Pharmacy | Blood Pressure Monitor (Mercury) | 1 | NAMATT | NA | CM/L8325472 | 76892 | 3000101139 | 2013-01-01 | 0 | NA | 0 | NA | NO |  |  |  | Bemetara | 2015-07-13 | Manish Rout | Karsera | PHC
376 | Central Store Room | Centrifuse Machine(4 Tubes) | 1 | Local | NA | NA | NA | 3000101146 | NA | 0 | NA | 0 | NA | Yes |  |  |  | Bemetara | 2015-07-13 | Manish Rout | Karsera | PHC
377 | Central Store Room | Autoclave machine (Small) | 1 | Local | NA | NA | NA | 3000101147 | NA | 0 | NA | 0 | NA | NO |  |  |  | Bemetara | 2015-07-13 | Manish Rout | Karsera | PHC
378 | Central Store Room | Autoclave machine (Small) | 1 | Local | NA | NA | NA | 3000101148 | NA | 0 | NA | 0 | NA | Yes |  |  |  | Bemetara | 2015-07-13 | Manish Rout | Karsera | PHC
379 | Central Store Room | Syringe Needle Destroyer | 1 | Saratech | NA | S1R | NA | 3000101149 | NA | 0 | NA | 0 | NA | NO |  |  |  | Bemetara | 2015-07-13 | Manish Rout | Karsera | PHC
380 | Central Store Room | Syringe Needle Destroyer | 1 | Saratech | NA | S1R | 1019 | 3000101150 | NA | 0 | NA | 0 | NA | NO |  |  |  | Bemetara | 2015-07-13 | Manish Rout | Karsera | PHC
381 | Central Store Room | Suction Machine | 1 | SHIVA | NA | NA | NA | 3000101151 | NA | 0 | NA | 0 | NA | NO |  |  |  | Bemetara | 2015-07-13 | Manish Rout | Karsera | PHC
382 | Central Store Room | ECG Machine | 1 | Clarity | NA | CLARITY MEDIC 6050 | 1CLM-080600517 | 3000101152 | NA | 0 | NA | 0 | NA | Yes |  |  |  | Bemetara | 2015-07-13 | Manish Rout | Karsera | PHC
383 | Central Store Room | Blood Pressure Monitor (Mercury) | 1 | Local | NA | NA | NA | 3000101153 | 2007-05-01 | 0 | NA | 0 | NA | NO |  |  |  | Bemetara | 2015-07-13 | Manish Rout | Karsera | PHC
384 | Central Store Room | Air Sterilizer | 1 | Local | NA | NA | NA | 3000101145 | NA | 0 | NA | 0 | NA | NO |  |  |  | Bemetara | 2015-07-13 | Manish Rout | Karsera | PHC
385 | Pharmacy | Weight Machine(Adult) | 1 | Crown | NA | NA | NA | 3000101138 | NA | 0 | NA | 0 | NA | Yes |  |  |  | Bemetara | 2015-07-13 | Manish Rout | Karsera | PHC
386 | Pharmacy | Blood Pressure Monitor (Mercury) | 1 | LIFE CARE | NA | NA | NA | 3000101141 | NA | 0 | NA | 0 | NA | NO |  |  |  | Bemetara | 2015-07-13 | Manish Rout | Karsera | PHC
387 | Doctor Room | Blood Pressure Monitor (Mercury) | 1 | Local | NA | Desk Modle | NA | 3000101134 | NA | 0 | NA | 0 | NA | NO |  |  |  | Bemetara | 2015-07-11 | Manish Rout | Dadhi | PHC
388 | Injection Room | Syringe Needle Destroyer | 1 | Saratech | NA | S1R | NA | 3000101117 | 2013-06-01 | 0 | NA | 0 | NA | Yes |  |  |  | Bemetara | 2015-07-11 | Manish Rout | Dadhi | PHC
389 | Injection Room | Sterilizer (Medium) | 1 | ATLAS | NA | CM/L1718961 | 09F/0271 | 3000101118 | 2014-12-01 | 0 | NA | 0 | NA | Yes |  |  |  | Bemetara | 2015-07-11 | Manish Rout | Dadhi | PHC
390 | Central Store Room | Heamometer | 1 | Sahli | NA |  | NA | 3000101133 | NA | 0 | NA | 0 | NA | Yes |  |  |  | Bemetara | 2015-07-11 | Manish Rout | Dadhi | PHC
391 | Labour Room | Suction Machine | 1 | S.Cure | NA | 7A23D | 0 0 019 | 3000101119 | 2011-03-01 | 0 | NA | 0 | NA | Yes |  |  |  | Bemetara | 2015-07-11 | Manish Rout | Dadhi | PHC
392 | Labour Room | Foetal Doppler Machine | 1 | Acoastics | NA | FM 101 | 10293 | 3000101120 | 2011-03-01 | 0 | NA | 0 | NA | Yes |  |  |  | Bemetara | 2015-07-11 | Manish Rout | Dadhi | PHC
393 | Labour Room | Syringe Needle Destroyer | 1 | Microsil | NA | ND-360 | 8510/03 | 3000101121 | 2014-08-01 | 0 | NA | 0 | NA | Yes |  |  |  | Bemetara | 2015-07-11 | Manish Rout | Dadhi | PHC
394 | Labour Room | Sterilizer (Medium) | 1 | Rexlco | NA | NA | NA | 3000101122 | NA | 0 | NA | 0 | NA | Yes |  |  |  | Bemetara | 2015-07-11 | Manish Rout | Dadhi | PHC
395 | Labour Room | weight machine Height Scale(Baby) | 1 | Crown | NA | NA | NA | 3000101123 | 2011-03-01 | 0 | NA | 0 | NA | Yes |  |  |  | Bemetara | 2015-07-11 | Manish Rout | Dadhi | PHC
396 | Central Store Room | Nebulizer | 1 | EasyCARE | NA | EC7020 | 2014432010002600 | 3000101124 | 2015-05-01 | 1 | 2017-05-01 | 0 | NA | NO |  |  |  | Bemetara | 2015-07-11 | Manish Rout | Dadhi | PHC
397 | Central Store Room | Autoclave machine (Small) | 1 | Local | NA | NA | NA | 3000101126 | 2007-04-01 | 0 | NA | 0 | NA | NO |  |  |  | Bemetara | 2015-07-11 | Manish Rout | Dadhi | PHC
398 | Eye | Tonometer | 1 | Rester Sumsung | NA | 5113SCHUTEC | NA | 3000101132 | 2005-10-01 | 0 | NA | 0 | NA | NO |  |  |  | Bemetara | 2015-07-22 | Manish Rout | Dadhi | PHC
399 | Eye | Retinoscope | 1 | Local | NA | NA | NA | 3000101135 | 2008-10-01 | 0 | NA | 0 | NA | Yes |  |  |  | Bemetara | 2015-07-22 | Manish Rout | Dadhi | PHC
400 | Doctor Room | Blood Pressure Monitor (Mercury) | 1 | LIFE LINE | NA | CM/L9421877 | 10074000 | 3000101116 | 2015-07-01 | 1 | 2016-07-01 | 0 | NA | Yes |  |  |  | Bemetara | 2015-07-22 | Manish Rout | Dadhi | PHC
401 | Central Store Room | Autoclave machine (Small) | 1 | SAI + LIFE | NA | NA | NA | 3000101125 | NA | 0 | NA | 0 | NA | Yes |  |  |  | Bemetara | 2015-07-22 | Manish Rout | Dadhi | PHC
402 | Eye | Syringe Needle Destroyer | 1 | Sahli | NA | NA | NA | 3000101131 | NA | 0 | NA | 0 | NA | NO |  |  |  | Bemetara | 2015-07-22 | Manish Rout | Dadhi | PHC
403 | Eye | Heamometer | 1 | Sahli | NA | NA | NA | 3000101127 | NA | 0 | NA | 0 | NA | NO |  |  |  | Bemetara | 2015-07-22 | Manish Rout | Dadhi | PHC
404 | Eye | Heamometer | 1 | Sahli | NA | NA | NA | 3000101128 | NA | 0 | NA | 0 | NA | NO |  |  |  | Bemetara | 2015-07-22 | Manish Rout | Dadhi | PHC
405 | Eye | Heamometer | 1 | Sahli | NA | NA | NA | 3000101129 | NA | 0 | NA | 0 | NA | Yes |  |  |  | Bemetara | 2015-07-22 | Manish Rout | Dadhi | PHC
406 | Eye | Heamometer | 1 | Sahli | NA | NA | NA | 3000101130 | NA | 0 | NA | 0 | NA | Yes |  |  |  | Bemetara | 2015-07-22 | Manish Rout | Dadhi | PHC
407 | OPD | Blood Pressure Monitor (Mercury) | 1 | Namatt | NA | NA | 8835 | 3000101430 | 2012-01-01 | 0 | NA | 0 | NA | Yes |  | 0 | 8 | Bemetara | 2015-07-28 | Manish Rout | Kusmi | PHC
408 | OPD | Sterilizer (Medium) | 1 | Local | NA | NA | NA | 3000101431 | 2014-12-01 | 0 | NA | 0 | NA | Yes |  |  |  | Bemetara | 2015-07-28 | Manish Rout | Kusmi | PHC
409 | OPD | weight machine Height Scale(Baby) | 1 | Shivaram | NA | NA | NA | 3000101432 | 2013-09-01 | 0 | NA | 0 | NA | Yes |  |  |  | Bemetara | 2015-07-28 | Manish Rout | Kusmi | PHC
410 | OPD | Syringe Needle Destroyer | 1 | Saratech | NA | S1R | NA | 3000101433 | 2014-08-01 | 0 | NA | 0 | NA | Yes |  |  |  | Bemetara | 2015-07-28 | Manish Rout | Kusmi | PHC
411 | OPD | Syringe Needle Destroyer | 1 | Local | NA | NA | NA | 3000101434 | 2014-08-01 | 0 | NA | 0 | NA | Yes |  |  |  | Bemetara | 2015-07-28 | Manish Rout | Kusmi | PHC
412 | OPD | Syringe Needle Destroyer | 1 | Saratech | NA | S1R | NA | 3000101435 | 2013-09-01 | 0 | NA | 0 | NA | No |  |  |  | Bemetara | 2015-07-28 | Manish Rout | Kusmi | PHC
413 | OPD | weight machine Height Scale(Baby) | 1 | Shivaram | NA | NA | NA | 3000101436 | 2012-05-01 | 0 | NA | 0 | NA | No |  |  |  | Bemetara | 2015-07-28 | Manish Rout | Kusmi | PHC
414 | OPD | Heamometer | 1 | Sahli | NA | NA | NA | 3000101437 | 2013-05-01 | 0 | NA | 0 | NA | Yes |  |  |  | Bemetara | 2015-07-28 | Manish Rout | Kusmi | PHC
415 | OPD | weight machine Height Scale(Baby) | 1 | Crown | NA | NA | NA | 3000101438 | 2015-06-01 | 1 | 2016-06-01 | 0 | NA | Yes |  |  |  | Bemetara | 2015-07-28 | Manish Rout | Kusmi | PHC
416 | Labour Room | Blood Pressure Monitor (Mercury) | 1 | LIFE LINE | NA | NA | NA | 3000101439 | 2014-02-01 | 0 | NA | 0 | NA | Yes |  |  |  | Bemetara | 2015-07-28 | Manish Rout | Kusmi | PHC
417 | Labour Room | Sterilizer (Medium) | 1 | ATLAS | NA | NA | 09F10190 | 3000101440 | 2015-06-01 | 0 | NA | 0 | NA | Yes |  |  |  | Bemetara | 2015-07-28 | Manish Rout | Kusmi | PHC
418 | Labour Room | Foetal Heart Monitor | 1 | OMRON | NA | Doppex | Z746 | 3000101441 | NA | 0 | NA | 0 | NA | No |  |  |  | Bemetara | 2015-07-28 | Manish Rout | Kusmi | PHC
419 | Labour Room | weight machine Height Scale(Baby) | 1 | Smart Care | NA | NA | NA | 3000101442 | NA | 0 | NA | 0 | NA | Yes |  |  |  | Bemetara | 2015-07-28 | Manish Rout | Kusmi | PHC
420 | Labour Room | Suction Machine | 1 | Shiva | NA | NA | NA | 3000101443 | 2014-12-01 | 1 | 2015-12-01 | 0 | NA | Yes |  |  |  | Bemetara | 2015-07-28 | Manish Rout | Kusmi | PHC
421 | Labour Room | pulse oximeter | 1 | NA | NA | MD300 | NA | 3000101444 | 2014-08-01 | 1 | 2015-08-01 | 0 | NA | Yes |  |  |  | Bemetara | 2015-07-28 | Manish Rout | Kusmi | PHC
422 | Central Store Room | Suction Machine | 1 | Local | NA | NA | NA | 3000101445 | 2014-12-01 | 1 | 2015-12-01 | 0 | NA | No |  |  |  | Bemetara | 2015-07-28 | Manish Rout | Kusmi | PHC
423 | OPD | Blood Pressure Monitor (Mercury) | 1 | Diamond | NA | 15-3390 | NA | 3000098341 | 2012-06-01 | 0 | NA | 0 | NA | Yes |  |  |  | Bemetara | 2015-07-28 | Sher Singh | Chandun | PHC
424 | Labour Room | weight machine Height Scale(Baby) | 1 | Crown | NA |  | NA | 3000098342 | 2003-03-01 | 0 | NA | 0 | NA | Yes |  |  |  | Bemetara | 2015-07-28 | Sher Singh | Chandun | PHC
425 | Labour Room | Suction Machine | 1 | NA | NA | NA | 7A-230 | 3000098343 | NA | 0 | NA | 0 | NA | Yes |  |  |  | Bemetara | 2015-07-28 | Sher Singh | Chandun | PHC
426 | Labour Room | Foetal Doppler Machine | 1 | NA | NA | NA | NA | 3000098344 | NA | 0 | NA | 0 | NA | Yes |  |  |  | Bemetara | 2015-07-28 | Sher Singh | Chandun | PHC
427 | Labour Room | Nebulizer | 1 | LIFE LINE | NA | NA | NA | 3000098345 | NA | 0 | NA | 0 | NA | Yes |  |  |  | Bemetara | 2015-07-28 | Sher Singh | Chandun | PHC
428 | Labour Room | Blood Pressure Monitor (Mercury) | 1 | EMU | NA | LML930888 | 53830 | 3000098346 | NA | 0 | NA | 0 | NA | No |  |  |  | Bemetara | 2015-07-28 | Sher Singh | Chandun | PHC
429 | Labour Room | Sterilizer (Medium) | 1 | Local | NA | NA | NA | 3000098347 | NA | 0 | NA | 0 | NA | No |  |  |  | Bemetara | 2015-07-28 | Sher Singh | Chandun | PHC
430 | Labour Room | Sterilizer (Medium) | 1 | Local | NA | NA | NA | 3000098348 | NA | 0 | NA | 0 | NA | No |  |  |  | Bemetara | 2015-07-28 | Sher Singh | Chandun | PHC
431 | Labour Room | Sterilizer (Medium) | 1 | Local | NA | NA | NA | 3000098349 | NA | 0 | NA | 0 | NA | No |  |  |  | Bemetara | 2015-07-28 | Sher Singh | Chandun | PHC
432 | Central Store Room | Sterilizer (Medium) | 1 | Local | NA | NA | NA | 3000098350 | NA | 0 | NA | 0 | NA | No |  |  |  | Bemetara | 2015-07-28 | Sher Singh | Chandun | PHC
433 | Central Store Room | Sterilizer (Medium) | 1 | Local | NA | NA | NA | 3000098351 | NA | 0 | NA | 0 | NA | No |  |  |  | Bemetara | 2015-07-28 | Sher Singh | Chandun | PHC
434 | Central Store Room | Syringe Needle Destroyer | 1 | Saratech | NA | S1R | NA | 3000098352 | NA | 0 | NA | 0 | NA | Yes |  |  |  | Bemetara | 2015-07-28 | Sher Singh | Chandun | PHC
435 | Central Store Room | Syringe Needle Destroyer | 1 | Microsil | NA | ND-360 | NA | 3000098353 | NA | 0 | NA | 0 | NA | Yes |  |  |  | Bemetara | 2015-07-28 | Sher Singh | Chandun | PHC
436 | Central Store Room | Syringe Needle Destroyer | 1 | Microsil | NA | ND-360 | NA | 3000098354 | NA | 0 | NA | 0 | NA | Yes |  |  |  | Bemetara | 2015-07-28 | Sher Singh | Chandun | PHC
437 | Central Store Room | Syringe Needle Destroyer | 1 | Microsil | NA | ND-360 | NA | 3000098355 | NA | 0 | NA | 0 | NA | Yes |  |  |  | Bemetara | 2015-07-28 | Sher Singh | Chandun | PHC
438 | Central Store Room | Syringe Needle Destroyer | 1 | Microsil | NA | ND-360 | NA | 3000098356 | NA | 0 | NA | 0 | NA | Yes |  |  |  | Bemetara | 2015-07-28 | Sher Singh | Chandun | PHC
439 | Central Store Room | Heamometer | 1 | Sahli | NA |  | NA | 3000098357 | NA | 0 | NA | 0 | NA | Yes |  |  |  | Bemetara | 2015-07-28 | Sher Singh | Chandun | PHC
440 | Pathology Lab | ILR | 1 | NA | NA | HBC70 | NA | 3000098358 | NA | 0 | NA | 0 | NA | No |  |  |  | Bemetara | 2015-07-28 | Sher Singh | Chandun | PHC
441 | Pathology Lab | Syringe Needle Destroyer | 1 | SAI + LIFE | NA | NA | NA | 3000098359 | 2014-08-01 | 0 | NA | 0 | NA | No |  |  |  | Bemetara | 2015-07-28 | Sher Singh | Chandun | PHC
442 | Pathology Lab | Autoclave machine (Small) | 1 | Local | NA | NA | NA | 3000098362 | NA | 0 | NA | 0 | NA | Yes |  |  |  | Bemetara | 2015-07-28 | Sher Singh | Chandun | PHC
443 | Pathology Lab | Autoclave machine (Small) | 1 | Local | NA | NA | NA | 3000098363 | NA | 0 | NA | 0 | NA | NO |  |  |  | Bemetara | 2015-07-28 | Sher Singh | Chandun | PHC
444 | Pathology Lab | Blood Pressure Monitor (Mercury) | 1 | LIFE LINE | NA | NA | NA | 3000098360 | 2006-03-01 | 0 | NA | 0 | NA | No |  |  |  | Bemetara | 2015-07-28 | Sher Singh | Chandun | PHC
445 | Pathology Lab | Blood Pressure Monitor (Mercury) | 1 | EMU | NA | NA | NA | 3000098361 | NA | 0 | NA | 0 | NA | No |  |  |  | Bemetara | 2015-07-28 | Sher Singh | Chandun | PHC
446 | Pathology Lab | Glucometer | 1 | NA | NA | NA | NA | 3000098364 | NA | 0 | NA | 0 | NA | Yes |  |  |  | Bemetara | 2015-07-28 | Sher Singh | Chandun | PHC
447 | Pathology Lab | Heamometer | 1 | Sahli | NA | NA | NA | 3000098365 | 2013-06-01 | 0 | NA | 0 | NA | Yes |  |  |  | Bemetara | 2015-07-28 | Sher Singh | Chandun | PHC
448 | Pathology Lab | Centrifuse Machine(4 Tubes) | 1 | NA | NA | NA | NA | 3000098367 | NA | 0 | NA | 0 | NA | Yes |  |  |  | Bemetara | 2015-07-28 | Sher Singh | Chandun | PHC
449 | Pathology Lab | Microscope (Binocular) | 1 | OLYMPUS | NA | OH2OIBIMF | NA | 3000098368 | NA | 0 | NA | 0 | NA | Yes |  |  |  | Bemetara | 2015-07-28 | Sher Singh | Chandun | PHC
450 | Pathology Lab | Syringe Needle Destroyer | 1 | SAI + LIFE | NA | NA | NA | 3000098369 | NA | 0 | NA | 0 | NA | Yes |  |  |  | Bemetara | 2015-07-28 | Sher Singh | Chandun | PHC
451 | Pathology Lab | Heamometer | 1 | Sahli | NA | NA | NA | 3000098366 | 2013-09-01 | 0 | NA | 0 | NA | Yes |  |  |  | Bemetara | 2015-07-28 | Sher Singh | Chandun | PHC
452 | Pathology Lab | Sterilizer (Medium) | 1 | NA | NA | NA | NA | 3000098372 | 2013-08-01 | 0 | NA | 0 | NA | No |  |  |  | Bemetara | 2015-07-28 | Sher Singh | Chandun | PHC
453 | Pathology Lab | Syringe Needle Destroyer | 1 | Microsil | NA | Sailife | NA | 3000098373 | 2013-06-01 | 0 | NA | 0 | NA | Yes |  |  |  | Bemetara | 2015-07-28 | Sher Singh | Chandun | PHC
454 | OPD | Sterilizer (Medium) | 1 | NA | NA | NA | NA | 3000098374 | 2014-06-01 | 0 | NA | 0 | NA | Yes |  |  |  | Bemetara | 2015-07-28 | Sher Singh | Chandun | PHC
455 | OPD | Sterilizer (Medium) | 1 | NA | NA | NA | NA | 3000098375 | 2015-06-01 | 1 | 2016-06-01 | 0 | NA | Yes |  |  |  | Bemetara | 2015-07-28 | Sher Singh | Chandun | PHC
456 | Eye | Tonometer | 1 | Rester Sumsung | NA | 5113SCHUTEC | NA | 3000098370 | 2013-07-01 | 0 | NA | 0 | NA | Yes |  |  |  | Bemetara | 2015-07-28 | Sher Singh | Chandun | PHC
457 | Eye | Retinoscope | 1 | NA | NA | NA | NA | 3000098371 | 2013-07-01 | 0 | NA | 0 | NA | Yes |  |  |  | Bemetara | 2015-07-28 | Sher Singh | Chandun | PHC
458 | Injection Room | Nebulizer | 1 | INFANLY | NA | CAI-0lub | 67821 | 3000098008 | 2012-04-01 | 0 | NA | 0 | NA | Yes |  |  | 4 | Bemetara | 2015-07-20 | Sher Singh | Sarda | PHC
459 | Injection Room | Syringe Needle Destroyer | 1 | SAI + LIFE | NA | NA | Na | 3000098011 | 2013-06-01 | 0 | NA | 0 | NA | Yes |  |  |  | Bemetara | 2015-07-20 | Sher Singh | Sarda | PHC
460 | Injection Room | Sterilizer (Medium) | 1 | Local | NA |  | NA | 3000098012 | 2014-11-01 | 0 | NA | 0 | NA | Yes |  |  |  | Bemetara | 2015-07-20 | Sher Singh | Sarda | PHC
461 | Injection Room | Blood Pressure Monitor (Mercury) | 1 | Diamond | NA | 153390 | NA | 3000098022 | NA | 0 | NA | 0 | NA | No |  |  |  | Bemetara | 2015-07-20 | Sher Singh | Sarda | PHC
462 | Pathology Lab | Heamometer | 1 | SHADILYA | NA | NA | NA | 3000098016 | NA | 0 | NA | 0 | NA | Yes |  |  |  | Bemetara | 2015-07-20 | Sher Singh | Sarda | PHC
463 | Pathology Lab | Heamometer | 1 | SHADILYA | NA | NA | NA | 3000098014 | NA | 0 | NA | 0 | NA | Yes |  |  |  | Bemetara | 2015-07-20 | Sher Singh | Sarda | PHC
464 | Central Store Room | Sterilizer (Medium) | 1 | Local | NA | NA | NA | 3000098013 | NA | 0 | NA | 0 | NA | Yes |  |  |  | Bemetara | 2015-07-20 | Sher Singh | Sarda | PHC
465 | Central Store Room | Suction Machine | 1 | Local | NA | NA | NA | 3000098018 | NA | 0 | NA | 0 | NA | Yes |  |  |  | Bemetara | 2015-07-20 | Sher Singh | Sarda | PHC
466 | Central Store Room | Ambubag | 1 | NA | NA | NA | NA | 3000098019 | 2014-10-01 | 0 | NA | 0 | NA | Yes |  |  |  | Bemetara | 2015-07-20 | Sher Singh | Sarda | PHC
467 | Labour Room | weight machine Height Scale(Baby) | 1 | Kohinoor | NA |  | NA | 3000098002 | 2015-04-01 | 1 | 2016-04-01 | 0 | NA | Yes |  |  |  | Bemetara | 2015-07-20 | Sher Singh | Sarda | PHC
468 | Labour Room | Syringe Needle Destroyer | 1 | Local | NA |  | NA | 3000098004 | 2015-04-01 | 1 | 2016-04-01 | 0 | NA | Yes |  |  |  | Bemetara | 2015-07-20 | Sher Singh | Sarda | PHC
469 | Labour Room | Foetal Heart Monitor | 1 | Crown | NA | Doppex | NA | 3000098005 | 2013-11-01 | 0 | NA | 0 | NA | Yes |  |  |  | Bemetara | 2015-07-20 | Sher Singh | Sarda | PHC
470 | Labour Room | Sterilizer (Medium) | 1 | Local | NA | NA | NA | 3000098009 | NA | 0 | NA | 0 | NA | Yes |  |  |  | Bemetara | 2015-07-20 | Sher Singh | Sarda | PHC
471 | Labour Room | O2 concentrator | 1 | NA | NA |  | NA | 3000098007 | 2015-01-01 | 1 | 2016-01-01 | 0 | NA | No |  |  |  | Bemetara | 2015-07-20 | Sher Singh | Sarda | PHC
472 | Labour Room | Suction Machine | 1 | Pioneer | NA |  | NA | 3000098006 | 2012-04-01 | 0 | NA | 0 | NA | Yes |  |  |  | Bemetara | 2015-07-20 | Sher Singh | Sarda | PHC
473 | Labour Room | Ambubag | 1 | NA | NA |  | NA | 3000098010 | 2014-10-01 | 1 | 2016-10-01 | 0 | NA | Yes |  |  |  | Bemetara | 2015-07-20 | Sher Singh | Sarda | PHC
474 | Labour Room | Syringe Needle Destroyer | 1 | Local | NA |  | NA | 3000098003 | 2015-04-01 | 1 | 2016-04-01 | 0 | NA | Yes |  |  |  | Bemetara | 2015-07-20 | Sher Singh | Sarda | PHC
475 | Central Store Room | ILR | 1 | Vest Frost | NA | MK144 | 64321976 | 3000098015 | 2014-01-01 | 0 | NA | 0 | NA | Yes |  |  |  | Bemetara | 2015-07-20 | Sher Singh | Sarda | PHC
476 | OPD | Blood Pressure Monitor (Mercury) | 1 | Hicks | NA | N710 | 121270877987 | 3000098001 | 2013-10-01 | 0 | NA | 0 | NA | Yes |  |  |  | Bemetara | 2015-07-16 | Sher Singh | Chhirha | PHC
477 | Labour Room | weight machine Height Scale(Baby) | 1 | Crown | NA | NA | NA | 3000098321 | 2015-06-01 | 1 | 2016-06-01 | 0 | NA | Yes |  |  |  | Bemetara | 2015-07-16 | Sher Singh | Chhirha | PHC
478 | Labour Room | Autoclave machine (Small) | 1 | SMI LOCAL | NA | NA | NA | 3000098322 | 2012-04-01 | 0 | NA | 0 | NA | No |  |  |  | Bemetara | 2015-07-16 | Sher Singh | Chhirha | PHC
479 | Labour Room | Sterilizer (Medium) | 1 | Local | NA | NA | NA | 3000098323 | 2015-06-01 | 1 | 2016-06-01 | 0 | NA | Yes |  |  |  | Bemetara | 2015-07-16 | Sher Singh | Chhirha | PHC
480 | Labour Room | Foetal Heart Monitor | 1 | Mcomin | NA | FD200D | NA | 3000098324 | 2009-06-01 | 0 | NA | 0 | NA | Yes |  |  |  | Bemetara | 2015-07-16 | Sher Singh | Chhirha | PHC
481 | Labour Room | O2 concentrator | 1 | Local | NA | NA | NA | 3000098326 | NA | 0 | NA | 0 | NA | No |  |  |  | Bemetara | 2015-07-16 | Sher Singh | Chhirha | PHC
482 | General Ward | Suction Machine | 1 | CURE | NA | 7A23D | 50 | 3000098325 | 2012-04-01 | 0 | NA | 0 | NA | Yes |  |  |  | Bemetara | 2015-07-16 | Sher Singh | Chhirha | PHC
483 | General Ward | O2 concentrator | 1 | Local | NA | NA | NA | 3000098327 | NA | 0 | NA | 0 | NA | No |  |  |  | Bemetara | 2015-07-16 | Sher Singh | Chhirha | PHC
484 | General Ward | Syringe Needle Destroyer | 1 | Saratech | NA | S1R | NA | 3000098328 | 2013-04-01 | 0 | NA | 0 | NA | Yes |  |  |  | Bemetara | 2015-07-16 | Sher Singh | Chhirha | PHC
485 | Pathology Lab | Glucometer | 1 | One Touch | NA | NA | SAGNX787 | 3000098329 | 2015-04-01 | 1 | 2016-04-01 | 0 | NA | Yes |  |  |  | Bemetara | 2015-07-16 | Sher Singh | Chhirha | PHC
486 | Pathology Lab | Heamometer | 1 | Sahli | NA | NA | NA | 3000098330 | 2013-04-01 | 0 | NA | 0 | NA | Yes |  |  |  | Bemetara | 2015-07-16 | Sher Singh | Chhirha | PHC
487 | Pathology Lab | Heamometer | 1 | Sahli | NA | NA | NA | 3000098331 | 2013-04-01 | 0 | NA | 0 | NA | No |  |  |  | Bemetara | 2015-07-16 | Sher Singh | Chhirha | PHC
488 | Pathology Lab | Heamometer | 1 | Sahli | NA | NA | NA | 3000098332 | 1905-07-03 | 0 | NA | 0 | NA | No |  |  |  | Bemetara | 2015-07-16 | Sher Singh | Chhirha | PHC
489 | Central Store Room | ILR | 1 | Haier | NA | HBQ70 | BE07F-4EONO-OB2A8E0092 | 3000098229 | 2014-05-01 | 0 | NA | 0 | NA | Yes |  |  |  | Bemetara | 2015-07-16 | Sher Singh | Chhirha | PHC
490 | Central Store Room | Needle Cutter (Manual) | 1 | HubCutter | NA | NA | NA | 3000098230 | 2013-04-01 | 0 | NA | 0 | NA | Yes |  |  |  | Bemetara | 2015-07-16 | Sher Singh | Chhirha | PHC
491 | Central Store Room | Syringe Needle Destroyer | 1 | SAI + LIFE | NA | NA | NA | 3000098233 | 2013-04-01 | 0 | NA | 0 | NA | No |  |  |  | Bemetara | 2015-07-16 | Sher Singh | Chhirha | PHC
492 | Central Store Room | Syringe Needle Destroyer | 1 | Saratech | NA | S1R | NA | 3000098234 | 2013-04-01 | 0 | NA | 0 | NA | No |  |  |  | Bemetara | 2015-07-16 | Sher Singh | Chhirha | PHC
493 | Injection Room | Syringe Needle Destroyer | 1 | Saratech | NA | S1R | NA | 3000098231 | 2013-04-01 | 0 | NA | 0 | NA | Yes |  |  |  | Bemetara | 2015-07-16 | Sher Singh | Chhirha | PHC
494 | Pathology Lab | Blood Pressure Monitor (Mercury) | 1 | MCP | NA | NA | NA | 3000098102 | NA | 0 | NA | 0 | NA | No |  |  |  | Bemetara | 2015-07-15 | Sher Singh | Nawagarh | CHC
495 | Pathology Lab | Refrigerator | 1 | GODREJ | NA | GOA/19Al | NA | 3000098103 | NA | 0 | NA | 0 | NA | Yes |  |  |  | Bemetara | 2015-07-15 | Sher Singh | Nawagarh | CHC
496 | Pathology Lab | Microscope (Binocular) | 1 | OLYMPUS | NA | OH2OIBIMF | 6H05952 | 3000098104 | NA | 0 | NA | 0 | NA | Yes |  |  |  | Bemetara | 2015-07-15 | Sher Singh | Nawagarh | CHC
497 | Pathology Lab | Centrifuse Machine(4 Tubes) | 1 | Local | NA | NA | NA | 3000098105 | NA | 0 | NA | 0 | NA | Yes |  |  |  | Bemetara | 2015-07-15 | Sher Singh | Nawagarh | CHC
498 | Pathology Lab | Syringe Needle Destroyer | 1 | Saratech | NA | S1R | NA | 3000098106 | NA | 0 | NA | 0 | NA | Yes |  |  |  | Bemetara | 2015-07-15 | Sher Singh | Nawagarh | CHC
499 | Pathology Lab | Microscope (Binocular) | 1 | OLYMPUS | NA | OH2OIBIMF | 248186 | 3000098107 | NA | 0 | NA | 0 | NA | No |  |  |  | Bemetara | 2015-07-15 | Sher Singh | Nawagarh | CHC
500 | x-ray | X-Ray Machine | 1 | MEDITRONICS | NA | MEDEX6010FR | EM88030 | 3000098108 | NA | 0 | NA | 0 | NA | Yes |  |  |  | Bemetara | 2015-07-15 | Sher Singh | Nawagarh | CHC
501 | Dental | Sterilizer (Medium) | 1 | Local | NA | NA | NA | 3000098113 | NA | 0 | NA | 0 | NA | Yes |  |  |  | Bemetara | 2015-07-15 | Sher Singh | Nawagarh | CHC
502 | Dental | Dental Chair | Dental Chair | AKASH | NA | CHESA505304 | E5152 | 3000098114 | 2015-02-01 | 1 | 2016-02-01 | 0 | NA | Yes |  |  |  | Bemetara | 2015-07-15 | Sher Singh | Nawagarh | CHC
503 | Labour Room | weight machine Digital (Baby) | 1 | Essae | NA | BS-250 | 2501241-39915 | 3000098118 | NA | 0 | NA | 0 | NA | Yes |  |  |  | Bemetara | 2015-07-15 | Sher Singh | Nawagarh | CHC
504 | Labour Room | O2 concentrator | 1 | NA | NA | NA | NA | 3000098119 | NA | 0 | NA | 0 | NA | Yes |  |  |  | Bemetara | 2015-07-15 | Sher Singh | Nawagarh | CHC
505 | Labour Room | O2 concentrator | 1 | NA | NA | NA | NA | 3000098120 | NA | 0 | NA | 0 | NA | Yes |  |  |  | Bemetara | 2015-07-15 | Sher Singh | Nawagarh | CHC
506 | Labour Room | O2 concentrator | 1 | NA | NA | NA | NA | 3000098121 | NA | 0 | NA | 0 | NA | Yes |  |  |  | Bemetara | 2015-07-15 | Sher Singh | Nawagarh | CHC
507 | Labour Room | Autoclave machine (Small) | 1 | NA | NA | NA | NA | 3000098131 | NA | 0 | NA | 0 | NA | Yes |  |  |  | Bemetara | 2015-07-15 | Sher Singh | Nawagarh | CHC
508 | Labour Room | Autoclave machine (Small) | 1 | NA | NA | NA | Na | 3000098133 | NA | 0 | NA | 0 | NA | No |  |  |  | Bemetara | 2015-07-15 | Sher Singh | Nawagarh | CHC
509 | Labour Room | Suction Machine | 1 | NA | NA | NA | Na | 3000098135 | 2014-05-01 | 0 | NA | 0 | NA | No |  |  |  | Bemetara | 2015-07-15 | Sher Singh | Nawagarh | CHC
510 | Labour Room | Suction Machine | 1 | NA | NA | NA | NA | 3000098137 | NA | 0 | NA | 0 | NA | No |  |  |  | Bemetara | 2015-07-15 | Sher Singh | Nawagarh | CHC
511 | Labour Room | Autoclave machine (Small) | 1 | NA | NA | NA | NA | 3000098132 | NA | 0 | NA | 0 | NA | Yes |  |  |  | Bemetara | 2015-07-15 | Sher Singh | Nawagarh | CHC
512 | Central Store Room | Sterilizer (Medium) | 1 | NA | NA | NA | NA | 3000098138 | NA | 0 | NA | 0 | NA | No |  |  |  | Bemetara | 2015-07-15 | Sher Singh | Nawagarh | CHC
513 | Central Store Room | Sterilizer (Medium) | 1 | NA | NA | NA | NA | 3000098139 | NA | 0 | NA | 0 | NA | No |  |  |  | Bemetara | 2015-07-15 | Sher Singh | Nawagarh | CHC
514 | Central Store Room | Sterilizer (Medium) | 1 | NA | NA | NA | NA | 3000098130 | NA | 0 | NA | 0 | NA | No |  |  |  | Bemetara | 2015-07-15 | Sher Singh | Nawagarh | CHC
515 | Central Store Room | OT Light Shadowless (Single Dome) | 1 | NA | NA | NA | mw12kh | 3000098129 | NA | 0 | NA | 0 | NA | No |  |  |  | Bemetara | 2015-07-15 | Sher Singh | Nawagarh | CHC
516 | Central Store Room | Sterilizer (Medium) | 1 | ATLAS | NA | NA | 09H0233 | 3000098127 | NA | 0 | NA | 0 | NA | No |  |  |  | Bemetara | 2015-07-15 | Sher Singh | Nawagarh | CHC
517 | Central Store Room | Sterilizer (Medium) | 1 | ATLAS | NA | NA | 09FI0263 | 3000098128 | NA | 0 | NA | 0 | NA | No |  |  |  | Bemetara | 2015-07-15 | Sher Singh | Nawagarh | CHC
518 | Central Store Room | Suction Machine | 1 | NA | NA | NA | NA | 3000098145 | NA | 0 | NA | 0 | NA | No |  |  |  | Bemetara | 2015-07-15 | Sher Singh | Nawagarh | CHC
519 | Central Store Room | Autoclave machine (Small) | 1 | NA | NA | NA | NA | 3000098144 | 2013-04-01 | 0 | NA | 0 | NA | Yes |  |  |  | Bemetara | 2015-07-15 | Sher Singh | Nawagarh | CHC
520 | Central Store Room | Autoclave machine (Small) | 1 | NA | NA | NA | NA | 3000098143 | 2013-04-01 | 0 | NA | 0 | NA | Yes |  |  |  | Bemetara | 2015-07-15 | Sher Singh | Nawagarh | CHC
521 | Central Store Room | O2 concentrator | 1 | NA | NA | NA | NA | 3000098140 | NA | 0 | NA | 0 | NA | Yes |  |  |  | Bemetara | 2015-07-15 | Sher Singh | Nawagarh | CHC
522 | Central Store Room | O2 concentrator | 1 | NA | NA | NA | 7517783 | 3000098141 | NA | 0 | NA | 0 | NA | Yes |  |  |  | Bemetara | 2015-07-15 | Sher Singh | Nawagarh | CHC
523 | Central Store Room | O2 concentrator | 1 | NA | NA | NA | NA | 3000098142 | NA | 0 | NA | 0 | NA | Yes |  |  |  | Bemetara | 2015-07-15 | Sher Singh | Nawagarh | CHC
524 | Central Store Room | Sterilizer (Medium) | 1 | NA | NA | NA | NA | 3000098122 | NA | 0 | NA | 0 | NA | No |  |  |  | Bemetara | 2015-07-15 | Sher Singh | Nawagarh | CHC
525 | Central Store Room | weight machine Height Scale(Baby) | 1 | Crown | NA | NA | NA | 3000098123 | 2014-04-01 | 0 | NA | 0 | NA | Yes |  |  |  | Bemetara | 2015-07-15 | Sher Singh | Nawagarh | CHC
526 | Central Store Room | Syringe Needle Destroyer | 1 | SAI + LIFE | NA | NA | NA | 3000098124 | NA | 0 | NA | 0 | NA | Yes |  |  |  | Bemetara | 2015-07-15 | Sher Singh | Nawagarh | CHC
527 | Central Store Room | weight machine Height Scale(Baby) | 1 | DUCBEL BRAUN | NA | NA | NA | 3000098125 | NA | 0 | NA | 0 | NA | Yes |  |  |  | Bemetara | 2015-07-15 | Sher Singh | Nawagarh | CHC
528 | Pathology Lab | Glucometer | 1 | DR MOREPER | NA | BG02 | 42262140-3005178D | 3000098110 | NA | 0 | NA | 0 | NA | Yes |  |  |  | Bemetara | 2015-07-15 | Sher Singh | Nawagarh | CHC
529 | Pathology Lab | Glucometer | 1 | ACCUCHEK | NA | NA | 5910669-1335 | 3000098111 | NA | 0 | NA | 0 | NA | Yes |  |  |  | Bemetara | 2015-07-15 | Sher Singh | Nawagarh | CHC
530 | Labour Room | Autoclave machine (Small) | 1 | Local | NA | NA | NA | 3000098157 | NA | 0 | NA | 0 | NA | Yes |  |  |  | Bemetara | 2015-07-15 | Sher Singh | Nawagarh | CHC
531 | Central Store Room | OT Light Shadowless (Single Dome) | 1 | NA | NA | NA | NA | 3000098126 | NA | 0 | NA | 0 | NA | No |  |  |  | Bemetara | 2015-07-15 | Sher Singh | Nawagarh | CHC
532 | Central Store Room | O2 concentrator | 1 | NA | NA | NA | NA | 3000098150 | 2014-08-01 | 1 | 2015-08-01 | 0 | NA | Yes |  |  |  | Bemetara | 2015-07-15 | Sher Singh | Nawagarh | CHC
533 | Central Store Room | O2 concentrator | 1 | NA | NA | NA | NA | 3000098151 | NA | 0 | NA | 0 | NA | Yes |  |  |  | Bemetara | 2015-07-15 | Sher Singh | Nawagarh | CHC
534 | Central Store Room | Suction Machine | 1 | NA | NA | NA | NA | 3000098112 | 2014-04-01 | 0 | NA | 0 | NA | Yes |  |  |  | Bemetara | 2015-07-15 | Sher Singh | Nawagarh | CHC
535 | Central Store Room | weight machine Height Scale(Baby) | 1 | OMEGA | NA | ANV | 14084 | 3000098146 | 2013-04-01 | 0 | NA | 0 | NA | Yes |  |  |  | Bemetara | 2015-07-15 | Sher Singh | Nawagarh | CHC
536 | Central Store Room | weight machine Height Scale(Baby) | 1 | DUCBEL BRAUN | NA | BRAVN | NA | 3000098147 | NA | 0 | NA | 0 | NA | Yes |  |  |  | Bemetara | 2015-07-15 | Sher Singh | Nawagarh | CHC
537 | Central Store Room | Sterilizer (Medium) | 1 | Local | NA | NA | NA | 3000098148 | 2015-01-01 | 1 | 2016-01-01 | 0 | NA | Yes |  |  |  | Bemetara | 2015-07-15 | Sher Singh | Nawagarh | CHC
538 | Central Store Room | Syringe Needle Destroyer | 1 | SAI + LIFE | NA | NA | NA | 3000098149 | 2013-04-01 | 0 | NA | 0 | NA | Yes |  |  |  | Bemetara | 2015-07-15 | Sher Singh | Nawagarh | CHC
539 | Eye | Retinoscope | 1 | HEINE | NA | NA | USPAT5.859.687 | 3000098115 | NA | 0 | NA | 0 | NA | Yes |  |  |  | Bemetara | 2015-07-15 | Sher Singh | Nawagarh | CHC
540 | Eye | Tonometer | 1 | Rester Sumsung | NA | 5113SCHUTEC | NA | 3000098116 | NA | 0 | NA | 0 | NA | No |  |  |  | Bemetara | 2015-07-15 | Sher Singh | Nawagarh | CHC
541 | Labour Room | Blood Pressure Monitor (Mercury) | 1 | OMEGA | NA | GDD2000 | NA | 3000098159 | 2014-04-01 | 0 | NA | 0 | NA | Yes |  |  |  | Bemetara | 2015-07-15 | Sher Singh | Nawagarh | CHC
542 | Labour Room | Foetal Heart Monitor | 1 | Dipel | NA | DFM051 | NA | 3000098136 | 2013-09-01 | 0 | NA | 0 | NA | Yes |  |  |  | Bemetara | 2015-07-15 | Sher Singh | Nawagarh | CHC
543 | Major OT | Sterilizer (Medium) | 1 | NA | NA | NA | NA | 3000098160 | NA | 0 | NA | 0 | NA | No |  |  |  | Bemetara | 2015-07-15 | Sher Singh | Nawagarh | CHC
544 | Injection Room | Syringe Needle Destroyer | 1 | Microsil | NA | ND-360 | 8741/03 | 3000098117 | 2014-04-01 | 0 | NA | 0 | NA | No |  |  |  | Bemetara | 2015-07-15 | Sher Singh | Nawagarh | CHC
545 | Injection Room | Autoclave machine (Small) | 1 | Local | NA | NA | NA | 3000098134 | 2015-01-01 | 1 | 2016-01-01 | 0 | NA | Yes |  |  |  | Bemetara | 2015-07-15 | Sher Singh | Nawagarh | CHC
546 | Pathology Lab | Heamometer | 1 | Sahli | NA | NA | NA | 3000098109 | 2013-04-01 | 0 | NA | 0 | NA | Yes |  |  |  | Bemetara | 2015-07-15 | Sher Singh | Nawagarh | CHC
547 | Pathology Lab | Nebulizer | 1 | Ariane | NA | NA | 122671/2005 | 3000098154 | 2013-04-01 | 0 | NA | 0 | NA | Yes |  |  |  | Bemetara | 2015-07-15 | Sher Singh | Nawagarh | CHC
548 | Pathology Lab | Blood Pressure Monitor (Mercury) | 1 | OMEGA | NA | NA | NA | 3000098156 | 2013-04-01 | 0 | NA | 0 | NA | No |  |  |  | Bemetara | 2015-07-15 | Sher Singh | Nawagarh | CHC
549 | Pathology Lab | pulse oximeter | 1 | Maestros | NA | LOTUS 700 | 07020/250 | 3000098155 | NA | 0 | NA | 0 | NA | No |  |  |  | Bemetara | 2015-07-15 | Sher Singh | Nawagarh | CHC
550 | Labour Room | RADIANT HEAT WARMER | 1 | Tiana | NA | NA | NA | 3000098152 | NA | 0 | NA | 0 | NA | Yes |  |  |  | Bemetara | 2015-07-15 | Sher Singh | Nawagarh | CHC
551 | Labour Room | Suction Machine | 1 | NA | NA | NA | NA | 3000098153 | NA | 0 | NA | 0 | NA | Yes |  |  |  | Bemetara | 2015-07-15 | Sher Singh | Nawagarh | CHC
552 | Labour Room | Foetal Heart Monitor | 1 | JDD JUMPER | NA | NA | 8126100B14312 | 3000098186 | 2015-03-01 | 1 | 2016-03-01 | 0 | NA | Yes |  |  |  | Bemetara | 2015-07-14 | Sher Singh | Shambalpur | PHC
553 | Labour Room | Refrigerator | 1 | NA | NA | NA | NA | 3000098185 | 2014-11-01 | 0 | NA | 0 | NA | No |  |  |  | Bemetara | 2015-07-14 | Sher Singh | Shambalpur | PHC
554 | Pathology Lab | Refrigerator | 1 | whirlpool | NA | 14286 | INC131703624 | 3000098171 | NA | 0 | NA | 0 | NA | Yes |  |  |  | Bemetara | 2015-07-14 | Sher Singh | Shambalpur | PHC
555 | Pathology Lab | ILR | 1 | Vest Frost | NA | MK-144 | 65116158 | 3000098172 | NA | 0 | NA | 0 | NA | Yes |  |  |  | Bemetara | 2015-07-14 | Sher Singh | Shambalpur | PHC
556 | Pathology Lab | Syringe Needle Destroyer | 1 | Saratech | NA | S1R | R-2379 | 3000098173 | 2011-06-01 | 0 | NA | 0 | NA | Yes |  |  |  | Bemetara | 2015-07-14 | Sher Singh | Shambalpur | PHC
557 | Pathology Lab | Centrifuse Machine(4 Tubes) | 1 | Local | NA | NA | NA | 3000098174 | 2010-10-01 | 0 | NA | 0 | NA | Yes |  |  |  | Bemetara | 2015-07-14 | Sher Singh | Shambalpur | PHC
558 | Pathology Lab | Glucometer | 1 | Gluco care sense | NA | 30-20-2830-1003 | RMBD016004 | 3000098175 | NA | 0 | NA | 0 | NA | Yes |  |  |  | Bemetara | 2015-07-14 | Sher Singh | Shambalpur | PHC
559 | Pathology Lab | Microscope (Binocular) | 1 | OLYMPUS | NA | OH2OIBIMF | 518392 | 3000098176 | NA | 0 | NA | 0 | NA | Yes |  |  |  | Bemetara | 2015-07-14 | Sher Singh | Shambalpur | PHC
560 | Pathology Lab | Heamometer | 1 | Sahli | NA | NA | NA | 3000098188 | 2002-01-01 | 0 | NA | 0 | NA | Yes |  |  |  | Bemetara | 2015-07-14 | Sher Singh | Shambalpur | PHC
561 | Pathology Lab | Heamometer | 1 | Sahli | NA | NA | NA | 3000098189 | 2011-06-01 | 0 | NA | 0 | NA | Yes |  |  |  | Bemetara | 2015-07-14 | Sher Singh | Shambalpur | PHC
562 | OPD | Blood Pressure Monitor (Mercury) | 1 | Gold Supreme | NA | OM/L8262373 | 3135238 | 3000098161 | NA | 0 | NA | 0 | NA | Yes |  |  |  | Bemetara | 2015-07-14 | Sher Singh | Shambalpur | PHC
563 | OPD | Foetal Heart Monitor | 1 | NA | NA | NA | NA | 3000098162 | 2014-06-01 | 0 | NA | 0 | NA | Yes |  |  |  | Bemetara | 2015-07-14 | Sher Singh | Shambalpur | PHC
564 | OPD | pulse oximeter | 1 | NA | NA | MD300 | 722070037 | 3000098163 | NA | 0 | NA | 0 | NA | Yes |  |  |  | Bemetara | 2015-07-14 | Sher Singh | Shambalpur | PHC
565 | Injection Room | Syringe Needle Destroyer | 1 | Saratech | NA | S1R | 2946 | 3000098164 | NA | 0 | NA | 0 | NA | Yes |  |  |  | Bemetara | 2015-07-14 | Sher Singh | Shambalpur | PHC
566 | Injection Room | weight machine Height Scale(Baby) | 1 | Crown | NA | NA | NA | 3000098165 | NA | 0 | NA | 0 | NA | Yes |  |  |  | Bemetara | 2015-07-14 | Sher Singh | Shambalpur | PHC
567 | Injection Room | Sterilizer (Medium) | 1 | Local | NA | NA | NA | 3000098166 | NA | 0 | NA | 0 | NA | Yes |  |  |  | Bemetara | 2015-07-14 | Sher Singh | Shambalpur | PHC
568 | Labour Room | Suction Machine (Foot operated) | 1 | YOGA+CARE | NA | NA | NA | 3000098167 | 2014-11-01 | 1 | 2016-11-01 | 0 | NA | Yes |  |  |  | Bemetara | 2015-07-14 | Sher Singh | Shambalpur | PHC
569 | Labour Room | weight machine Height Scale(Baby) | 1 | Crown | NA | NA | NA | 3000098168 | NA | 0 | NA | 0 | NA | Yes |  |  |  | Bemetara | 2015-07-14 | Sher Singh | Shambalpur | PHC
570 | Labour Room | weight machine Digital (Baby) | 1 | Essae | NA | BS-250 | 25014131912 | 3000098169 | 2014-03-01 | 1 | 2016-03-01 | 0 | NA | Yes |  |  |  | Bemetara | 2015-07-14 | Sher Singh | Shambalpur | PHC
571 | Labour Room | Foetal Heart Monitor | 1 | Lifex | NA | NA | NA | 3000098177 | NA | 0 | NA | 0 | NA | Yes |  | 1 | 1 | Bemetara | 2015-07-14 | Sher Singh | Shambalpur | PHC
572 | Pharmacy | Syringe Needle Destroyer | 1 | SAI + LIFE | NA | NA | NA | 3000098187 | 2006-04-01 | 0 | NA | 0 | NA | Yes |  |  |  | Bemetara | 2015-07-14 | Sher Singh | Shambalpur | PHC
573 | Pharmacy | Sterilizer (Medium) | 1 | Local | NA | NA | NA | 3000098178 | NA | 0 | NA | 0 | NA | Yes |  |  |  | Bemetara | 2015-07-14 | Sher Singh | Shambalpur | PHC
574 | Pharmacy | Sterilizer (Medium) | 1 | Local | NA | NA | NA | 3000098179 | NA | 0 | NA | 0 | NA | Yes |  |  |  | Bemetara | 2015-07-14 | Sher Singh | Shambalpur | PHC
575 | Pharmacy | Blood Pressure Monitor (Mercury) | 1 | LIFE CARE | NA | CM/L8522676 | 12010031 | 3000098180 | NA | 0 | NA | 0 | NA | No |  |  |  | Bemetara | 2015-07-14 | Sher Singh | Shambalpur | PHC
576 | Labour Room | Blood Pressure Monitor (Mercury) | 1 | HICKS | NA | NA | NA | 3000098170 | 2011-06-01 | 0 | NA | 0 | NA | Yes |  |  |  | Bemetara | 2015-07-14 | Sher Singh | Shambalpur | PHC
577 | Central Store Room | Syringe Needle Destroyer | 1 | Saratech | NA | S1R | 2948 | 3000098181 | 2011-06-01 | 0 | NA | 0 | NA | Yes |  |  |  | Bemetara | 2015-07-14 | Sher Singh | Shambalpur | PHC
578 | Central Store Room | Syringe Needle Destroyer | 1 | Saratech | NA | S1R | NA | 3000098182 | 2011-06-01 | 0 | NA | 0 | NA | Yes |  |  |  | Bemetara | 2015-07-14 | Sher Singh | Shambalpur | PHC
579 | Central Store Room | Syringe Needle Destroyer | 1 | Saratech | NA | S1R | 9114 | 3000098183 | NA | 0 | NA | 0 | NA | Yes |  |  |  | Bemetara | 2015-07-14 | Sher Singh | Shambalpur | PHC
580 | Central Store Room | Syringe Needle Destroyer | 1 | Microsil | NA | ND-360 | 8742/03 | 3000098184 | 2011-06-01 | 0 | NA | 0 | NA | Yes |  |  |  | Bemetara | 2015-07-14 | Sher Singh | Shambalpur | PHC
581 | Central Store Room | Syringe Needle Destroyer | 1 | Saratech | NA | S1R | NA | 3000098051 | 2011-06-01 | 0 | NA | 0 | NA | No |  |  |  | Bemetara | 2015-07-11 | Sher Singh | Nadghat | PHC
582 | Central Store Room | Syringe Needle Destroyer | 1 | Saratech | NA | S1R | NA | 3000098052 | NA | 0 | NA | 0 | NA | No |  |  |  | Bemetara | 2015-07-11 | Sher Singh | Nadghat | PHC
583 | Central Store Room | Autoclave machine (Small) | 1 | Local | NA | NA | NA | 3000098053 | 2010-05-01 | 0 | NA | 0 | NA | No |  |  |  | Bemetara | 2015-07-11 | Sher Singh | Nadghat | PHC
584 | Central Store Room | Sterilizer (Medium) | 1 | Local | NA | NA | NA | 3000098054 | NA | 0 | NA | 0 | NA | No |  |  |  | Bemetara | 2015-07-11 | Sher Singh | Nadghat | PHC
585 | Central Store Room | weight machine Height Scale(Baby) | 1 | DUCBEL BRAUN | NA | NA | NA | 3000098055 | 2010-05-01 | 0 | NA | 0 | NA | Yes |  |  |  | Bemetara | 2015-07-11 | Sher Singh | Nadghat | PHC
586 | Central Store Room | weight machine Height Scale(Baby) | 1 | Crown | NA | NA | NA | 3000098056 | 2010-05-01 | 0 | NA | 0 | NA | Yes |  |  |  | Bemetara | 2015-07-11 | Sher Singh | Nadghat | PHC
587 | Central Store Room | Sterilizer (Medium) | 1 | Local | NA | NA | NA | 3000098057 | 2011-06-01 | 0 | NA | 0 | NA | Yes |  |  |  | Bemetara | 2015-07-11 | Sher Singh | Nadghat | PHC
588 | OPD | Blood Pressure Monitor (Mercury) | 1 | Diamond | NA | 15-3390 | NA | 3000098043 | 2002-03-01 | 0 | NA | 0 | NA | Yes |  | 1 | 9 | Bemetara | 2015-07-11 | Sher Singh | Nadghat | PHC
589 | Injection Room | Foetal Heart Monitor | 1 | NA | NA | NA | NA | 3000098042 | 2007-08-01 | 0 | NA | 0 | NA | Yes |  |  |  | Bemetara | 2015-07-11 | Sher Singh | Nadghat | PHC
590 | Injection Room | ILR | 1 | NA | NA | NA | NA | 3000098044 | 2010-12-01 | 0 | NA | 0 | NA | No |  |  |  | Bemetara | 2015-07-11 | Sher Singh | Nadghat | PHC
591 | Injection Room | ILR | 1 | Vest Frost | NA | NMK-142 | 502136 | 3000098045 | NA | 0 | NA | 0 | NA | Yes |  |  |  | Bemetara | 2015-07-11 | Sher Singh | Nadghat | PHC
592 | Injection Room | Sterilizer (Medium) | 1 | Local | NA | NA | NA | 3000098058 | NA | 0 | NA | 0 | NA | Yes |  |  |  | Bemetara | 2015-07-11 | Sher Singh | Nadghat | PHC
593 | Labour Room | Sterilizer (Medium) | 1 | Local | NA | NA | NA | 3000098059 | NA | 0 | NA | 0 | NA | Yes |  |  |  | Bemetara | 2015-07-11 | Sher Singh | Nadghat | PHC
594 | Labour Room | Centrifuse Machine(4 Tubes) | 1 | Local | NA | NA | NA | 3000098048 | 2010-12-01 | 0 | NA | 0 | NA | Yes |  |  |  | Bemetara | 2015-07-11 | Sher Singh | Nadghat | PHC
595 | Labour Room | Syringe Needle Destroyer | 1 | Microsil | NA | ND-360 | 8283/03 | 3000098049 | NA | 0 | NA | 0 | NA | Yes |  |  |  | Bemetara | 2015-07-11 | Sher Singh | Nadghat | PHC
596 | Labour Room | Suction Machine | 1 | Local | NA | NA | NA | 3000098047 | NA | 0 | NA | 0 | NA | Yes |  |  |  | Bemetara | 2015-07-11 | Sher Singh | Nadghat | PHC
597 | Labour Room | weight machine Height Scale(Baby) | 1 | DUCBEL BRAUN | NA | NA | NA | 3000098046 | 2011-06-01 | 0 | NA | 0 | NA | Yes |  |  |  | Bemetara | 2015-07-11 | Sher Singh | Nadghat | PHC
598 | Labour Room | Blood Pressure Monitor (Mercury) | 1 | Diamond | NA | IS_3390 | NA | 3000098050 | NA | 0 | NA | 0 | NA | Yes |  |  |  | Bemetara | 2015-07-11 | Sher Singh | Nadghat | PHC
599 | Eye | Retinoscope | 1 | Wrench Allyn | NA | REF13010 | NA | 3000098060 | NA | 0 | NA | 0 | NA | Yes |  |  |  | Bemetara | 2015-07-11 | Sher Singh | Nadghat | PHC
600 | OPD | Heamometer | 1 | Sahli | NA | NA | NA | 3000098061 | 2015-03-01 | 0 | NA | 0 | NA | Yes |  |  |  | Bemetara | 2015-07-11 | Sher Singh | Nadghat | PHC
601 | OPD | Heamometer | 1 | Sahli | NA | NA | NA | 3000098062 | NA | 0 | NA | 0 | NA | Yes |  |  |  | Bemetara | 2015-07-11 | Sher Singh | Nadghat | PHC
602 | OPD | Heamometer | 1 | Sahli | NA | NA | NA | 3000098063 | NA | 0 | NA | 0 | NA | Yes |  |  |  | Bemetara | 2015-07-11 | Sher Singh | Nadghat | PHC
603 | OPD | Heamometer | 1 | Sahli | NA | NA | NA | 3000098064 | NA | 0 | NA | 0 | NA | Yes |  |  |  | Bemetara | 2015-07-11 | Sher Singh | Nadghat | PHC
604 | OPD | Heamometer | 1 | Sahli | NA | NA | NA | 3000098065 | NA | 0 | NA | 0 | NA | Yes |  |  |  | Bemetara | 2015-07-11 | Sher Singh | Nadghat | PHC
605 | OPD | Blood Pressure Monitor (Mercury) | 1 | Diamond | NA | CM/019604B | 1118546 | 3000101002 | 2008-05-01 | 0 | NA | 0 | NA | Yes |  |  |  | Bemetara | 2015-07-16 | Manish Rout | Devrbija | PHC
606 | Pathology Lab | Blood Pressure Monitor (Mercury) | 1 | Diamond | NA | CM/019604B | B53118 | 3000101003 | 2014-01-01 | 0 | NA | 0 | NA | Yes |  |  |  | Bemetara | 2015-07-16 | Manish Rout | Devrbija | PHC
607 | Injection Room | ILR | 1 | Haier | NA | HBC-70 | BE07F4EONO0B1AAG0126 | 3000101004 | 2012-07-01 | 0 | NA | 0 | NA | Yes |  |  |  | Bemetara | 2015-07-16 | Manish Rout | Devrbija | PHC
608 | Eye | vision drum | 1 | Local | NA | NA | NA | 3000101005 | 2012-12-01 | 0 | NA | 0 | NA | Yes |  |  |  | Bemetara | 2015-07-16 | Manish Rout | Devrbija | PHC
609 | Eye | Weight Machine(Adult) | 1 | KRUPS | NA | NA | NA | 3000101006 | NA | 0 | NA | 0 | NA | Yes |  |  |  | Bemetara | 2015-07-16 | Manish Rout | Devrbija | PHC
610 | Eye | tiwal box | 1 | Local | NA | NA | NA | 3000101007 | 2012-12-01 | 0 | NA | 0 | NA | Yes |  |  |  | Bemetara | 2015-07-16 | Manish Rout | Devrbija | PHC
611 | OPD | Syringe Needle Destroyer | 1 | Saratech | NA | S1R | NA | 3000101008 | 2008-05-01 | 0 | NA | 0 | NA | Yes |  |  |  | Bemetara | 2015-07-16 | Manish Rout | Devrbija | PHC
612 | OPD | Glucometer | 1 | OMRON | NA | HGM | 22132062180 | 3000101009 | 2014-10-01 | 0 | NA | 0 | NA | Yes |  |  |  | Bemetara | 2015-07-16 | Manish Rout | Devrbija | PHC
613 | OPD | Nebulizer | 1 | NULIFE | NA | CE0434 | NGM92466 | 3000101010 | 2013-03-01 | 0 | NA | 0 | NA | No |  |  |  | Bemetara | 2015-07-16 | Manish Rout | Devrbija | PHC
614 | Labour Room | Sterilizer (Medium) | 1 | Local | NA | NA | NA | 3000101011 | 2015-02-01 | 0 | NA | 0 | NA | Yes |  |  |  | Bemetara | 2015-07-16 | Manish Rout | Devrbija | PHC
615 | Labour Room | Sterilizer (Medium) | 1 | Local | NA | NA | NA | 3000101012 | 2015-02-01 | 0 | NA | 0 | NA | Yes |  |  |  | Bemetara | 2015-07-16 | Manish Rout | Devrbija | PHC
616 | Labour Room | O2 concentrator | 1 | Local | NA | NA | NA | 3000101013 | 2013-02-01 | 0 | NA | 0 | NA | Yes |  |  |  | Bemetara | 2015-07-16 | Manish Rout | Devrbija | PHC
617 | Labour Room | O2 concentrator | 1 | EMPL | NA | NA | NA | 3000101014 | NA | 0 | NA | 0 | NA | No |  |  |  | Bemetara | 2015-07-16 | Manish Rout | Devrbija | PHC
618 | Labour Room | Suction Machine | 1 | Shiva | NA | NA | NA | 3000101015 | 2013-03-01 | 0 | NA | 0 | NA | Yes |  |  |  | Bemetara | 2015-07-16 | Manish Rout | Devrbija | PHC
619 | Labour Room | Foetal Heart Monitor | 1 | BABY CARE | NA | ECFDT-106 | NA | 3000101016 | 2014-10-01 | 0 | NA | 0 | NA | Yes |  |  |  | Bemetara | 2015-07-16 | Manish Rout | Devrbija | PHC
620 | Labour Room | weight machine Height Scale(Baby) | 1 | DUCBEL BRAUN | NA | NA | NA | 3000101017 | NA | 0 | NA | 0 | NA | Yes |  |  |  | Bemetara | 2015-07-16 | Manish Rout | Devrbija | PHC
621 | Labour Room | Syringe Needle Destroyer | 1 | Saratech | NA | S1R | NA | 3000101018 | 2008-05-01 | 0 | NA | 0 | NA | Yes |  |  |  | Bemetara | 2015-07-16 | Manish Rout | Devrbija | PHC
622 | Central Store Room | Sterilizer (Medium) | 1 | Local | NA | NA | NA | 3000101019 | 2014-09-01 | 0 | NA | 0 | NA | No |  |  |  | Bemetara | 2015-07-16 | Manish Rout | Devrbija | PHC
623 | OPD | Syringe Needle Destroyer | 1 | Saratech | NA | S1R | NA | 3000101020 | NA | 0 | NA | 0 | NA | Yes |  |  |  | Bemetara | 2015-07-16 | Manish Rout | Devkar | PHC
624 | Eye | tiwal box | 1 | Local | NA | NA | NA | 3000101021 | NA | 0 | NA | 0 | NA | Yes |  |  |  | Bemetara | 2015-07-16 | Manish Rout | Devkar | PHC
625 | OPD | Autoclave machine (Small) | 1 | Local | NA | NA | NA | 3000101022 | NA | 0 | NA | 0 | NA | Yes |  |  |  | Bemetara | 2015-07-16 | Manish Rout | Devkar | PHC
626 | OPD | Sterilizer (Medium) | 1 | Local | NA | NA | NA | 3000101023 | 2014-09-01 | 0 | NA | 0 | NA | No |  |  |  | Bemetara | 2015-07-16 | Manish Rout | Devkar | PHC
627 | OPD | Centrifuse Machine(4 Tubes) | 1 | Local | NA | NA | NA | 3000101024 | NA | 0 | NA | 0 | NA | No |  |  |  | Bemetara | 2015-07-16 | Manish Rout | Devkar | PHC
628 | OPD | weight machine Height Scale(Baby) | 1 | SUVARNA | NA | NA | 0181-2252291 | 3000101025 | 2011-03-01 | 0 | NA | 0 | NA | No |  |  |  | Bemetara | 2015-07-16 | Manish Rout | Devkar | PHC
629 | OPD | Syringe Needle Destroyer | 1 | SAI + LIFE | NA | NA | NA | 3000101026 | NA | 0 | NA | 0 | NA | No |  |  |  | Bemetara | 2015-07-16 | Manish Rout | Devkar | PHC
630 | OPD | Foetal Heart Monitor | 1 | NIOCO | NA | NA | NA | 3000101027 | NA | 0 | NA | 0 | NA | No |  |  |  | Bemetara | 2015-07-16 | Manish Rout | Devkar | PHC
631 | Labour Room | weight machine Height Scale(Baby) | 1 | Kohinoor | NA | NA | NA | 3000101028 | 2014-08-01 | 0 | NA | 0 | NA | Yes |  |  |  | Bemetara | 2015-07-16 | Manish Rout | Devkar | PHC
632 | Labour Room | Sterilizer (Medium) | 1 | Local | NA | NA | NA | 3000101029 | NA | 0 | NA | 0 | NA | No |  |  |  | Bemetara | 2015-07-16 | Manish Rout | Devkar | PHC
633 | Labour Room | O2 concentrator | 1 | Local | NA | NA | NA | 3000101030 | NA | 0 | NA | 0 | NA | Yes |  |  |  | Bemetara | 2015-07-16 | Manish Rout | Devkar | PHC
634 | Labour Room | Nebulizer | 1 | Local | NA | NA | NA | 3000101031 | 2013-12-01 | 0 | NA | 0 | NA | No |  |  |  | Bemetara | 2015-07-16 | Manish Rout | Devkar | PHC
635 | Labour Room | Sterilizer (Medium) | 1 | Local | NA | NA | NA | 3000101032 | NA | 0 | NA | 0 | NA | No |  |  |  | Bemetara | 2015-07-16 | Manish Rout | Devkar | PHC
636 | Labour Room | Sterilizer (Medium) | 1 | Local | NA | NA | NA | 3000101033 | NA | 0 | NA | 0 | NA | No |  |  |  | Bemetara | 2015-07-16 | Manish Rout | Devkar | PHC
637 | Eye | vision drum | 1 | Local | NA | NA | NA | 3000101035 | NA | 0 | NA | 0 | NA | No |  |  |  | Bemetara | 2015-07-16 | Manish Rout | Devkar | PHC
638 | Central Store Room | Refrigerator | 1 | LG | NA | GL/19SNH5/2011 | 102NRBZC62077 | 3000101034 | 2011-03-01 | 0 | NA | 0 | NA | Yes |  |  |  | Bemetara | 2015-07-16 | Manish Rout | Devkar | PHC
639 | Central Store Room | ILR | 1 | Vest Frost | NA | NA | NA | 3000101036 | NA | 0 | NA | 0 | NA | No |  |  |  | Bemetara | 2015-07-16 | Manish Rout | Devkar | PHC
640 | Central Store Room | Sterilizer (Medium) | 1 | Local | NA | NA | NA | 3000101037 | NA | 0 | NA | 0 | NA | Yes |  |  |  | Bemetara | 2015-07-16 | Manish Rout | Devkar | PHC
641 | OPD | Blood Pressure Monitor (Mercury) | 1 | Diamond | NA | CM/L019643 | 31528 | 3000101038 | 2011-03-01 | 0 | NA | 0 | NA | No |  |  |  | Bemetara | 2015-07-16 | Manish Rout | Devkar | PHC
642 | OPD | Blood Pressure Monitor (Mercury) | 1 | Diamond | NA | CM/L019643 | 31520 | 3000101039 | 2014-08-01 | 0 | NA | 0 | NA | No |  |  |  | Bemetara | 2015-07-16 | Manish Rout | Devkar | PHC
643 | OPD | Blood Pressure Monitor (Mercury) | 1 | Diamond | NA | CM/L019643 | 40809 | 3000101040 | 2015-06-01 | 1 | 2016-06-01 | 0 | NA | Yes |  |  |  | Bemetara | 2015-07-16 | Manish Rout | Devkar | PHC
644 | Central Store Room | Heamometer | 1 | SHADILYA | NA | NA | NA | 3000101041 | 2013-12-01 | 0 | NA | 0 | NA | Yes |  |  |  | Bemetara | 2015-07-16 | Manish Rout | Devkar | PHC
645 | OPD | Blood Pressure Monitor (Digital) | 1 | OMRON | NA | HEM7113 | 20130800798 | 3000101156 | 2014-05-01 | 0 | NA | 0 | NA | Yes |  |  |  | Bemetara | 2015-07-23 | Manish Rout | Thankhamahriya | CHC
646 | Injection Room | Syringe Needle Destroyer | 1 | Saratech | NA | S1R | NA | 3000101157 | 2005-11-01 | 0 | NA | 0 | NA | Yes |  |  |  | Bemetara | 2015-07-23 | Manish Rout | Thankhamahriya | CHC
647 | Injection Room | Sterilizer (Medium) | 1 | Rexlco | NA | NA | NA | 3000101158 | 2006-05-01 | 0 | NA | 0 | NA | Yes |  |  |  | Bemetara | 2015-07-23 | Manish Rout | Thankhamahriya | CHC
648 | Pathology Lab | Refrigerator | 1 | LG | NA | GL254AMG5/2011 | 103NRRD034726 | 3000101162 | NA | 0 | NA | 0 | NA | Yes |  |  |  | Bemetara | 2015-07-23 | Manish Rout | Thankhamahriya | CHC
649 | Pathology Lab | Microscope (Binocular) | 1 | Magnus | NA | MLX-BCH201BIMF | 518843 | 3000101163 | NA | 0 | NA | 0 | NA | Yes |  |  |  | Bemetara | 2015-07-23 | Manish Rout | Thankhamahriya | CHC
650 | Pathology Lab | Microscope (Binocular) | 1 | Magnus | NA | MLX-BCH201BIMF | 5908 | 3000101164 | NA | 0 | NA | 0 | NA | No |  |  |  | Bemetara | 2015-07-23 | Manish Rout | Thankhamahriya | CHC
651 | Pathology Lab | Weight Balance (micro) | 1 | Local | NA | NA | NA | 3000101188 | NA | 0 | NA | 0 | NA | No |  |  |  | Bemetara | 2015-07-23 | Manish Rout | Thankhamahriya | CHC
652 | Labour Room | weight machine Height Scale(Baby) | 1 | DUCBEL BRAUN | NA | NA | NA | 3000101165 | 2005-04-01 | 0 | NA | 0 | NA | Yes |  |  |  | Bemetara | 2015-07-23 | Manish Rout | Thankhamahriya | CHC
653 | Labour Room | Foetal Heart Monitor | 1 | Dipel | NA | DFM051 | 200VK-B015 | 3000101160 | 2005-10-01 | 0 | NA | 0 | NA | Yes |  |  |  | Bemetara | 2015-07-23 | Manish Rout | Thankhamahriya | CHC
654 | Labour Room | Suction Machine | 1 | Local | NA | CM/L7582487 | NA | 3000101166 | 2015-05-01 | 1 | 2016-05-01 | 0 | NA | Yes |  |  |  | Bemetara | 2015-07-23 | Manish Rout | Thankhamahriya | CHC
655 | X-ray | X-Ray Machine | 1 | NA | NA | DIAGNOX300 | 5EO42 | 3000101167 | 2005-11-01 | 0 | NA | 0 | NA | Yes |  |  |  | Bemetara | 2015-07-23 | Manish Rout | Thankhamahriya | CHC
656 | Central Store Room | weight machine Digital (Baby) | 1 | Essae | NA | BS-250 | NA | 3000101168 | 2005-04-01 | 0 | NA | 0 | NA | No |  |  |  | Bemetara | 2015-07-23 | Manish Rout | Thankhamahriya | CHC
657 | Central Store Room | pulse oximeter | 1 | OXIUFO | NA | OX300 | NA | 3000101172 | 2005-10-01 | 0 | NA | 0 | NA | Yes |  |  |  | Bemetara | 2015-07-23 | Manish Rout | Thankhamahriya | CHC
658 | Central Store Room | Foetal Heart Monitor | 1 | Dipel | NA | DFM051 | NA | 3000101170 | 2005-10-01 | 0 | NA | 0 | NA | No |  |  |  | Bemetara | 2015-07-23 | Manish Rout | Thankhamahriya | CHC
659 | Central Store Room | Suction Machine | 1 | Local | NA | NA | NA | 3000101173 | 1905-06-27 | 0 | NA | 0 | NA | No |  |  |  | Bemetara | 2015-07-23 | Manish Rout | Thankhamahriya | CHC
660 | Central Store Room | ECG Machine | 1 | BPL | NA | Cordiat8108R | AHNG0073 | 3000101177 | 2005-10-01 | 0 | NA | 0 | NA | No |  |  |  | Bemetara | 2015-07-23 | Manish Rout | Thankhamahriya | CHC
661 | Central Store Room | pulse oximeter | 1 | OPTO | NA | OXY500A | 125-ID5021 | 3000101161 | 2005-10-01 | 0 | NA | 0 | NA | Yes |  |  |  | Bemetara | 2015-07-23 | Manish Rout | Thankhamahriya | CHC
662 | Central Store Room | pulse oximeter | 1 | Maestros | NA | LOTUS 700 | 70201229 | 3000101171 | 2009-11-01 | 0 | NA | 0 | NA | No |  |  |  | Bemetara | 2015-07-23 | Manish Rout | Thankhamahriya | CHC
663 | Central Store Room | laryngoscope | 1 | Local | NA | LW52DS | NA | 3000101174 | 2005-10-01 | 0 | NA | 0 | NA | No |  |  |  | Bemetara | 2015-07-23 | Manish Rout | Thankhamahriya | CHC
664 | Central Store Room | Sterilizer (Medium) | 1 | Local | NA | NA | NA | 3000101178 | 2006-05-01 | 0 | NA | 0 | NA | Yes |  |  |  | Bemetara | 2015-07-23 | Manish Rout | Thankhamahriya | CHC
665 | Central Store Room | ECG Machine | 1 | BPL | NA | CARD1ART108T | J8616185 | 3000101176 | 2008-01-01 | 0 | NA | 0 | NA | Yes |  |  |  | Bemetara | 2015-07-23 | Manish Rout | Thankhamahriya | CHC
666 | Central Store Room | RADIANT HEAT WARMER | 1 | SS Tachnomed | NA | NA | NA | 3000101187 | 2015-06-01 | 1 | 2016-06-01 | 0 | NA | Yes |  |  |  | Bemetara | 2015-07-23 | Manish Rout | Thankhamahriya | CHC
667 | OPD | weight machine Height Scale(Baby) | 1 | Crown | NA | NA | NA | 3000101189 | 2015-06-01 | 1 | 2016-06-01 | 0 | NA | Yes |  |  |  | Bemetara | 2015-07-23 | Manish Rout | Thankhamahriya | CHC
668 | Central Store Room | Syringe Needle Destroyer | 1 | Microsil | NA | ND-360 | NA | 3000101186 | 2005-11-01 | 0 | NA | 0 | NA | No |  |  |  | Bemetara | 2015-07-23 | Manish Rout | Thankhamahriya | CHC
669 | Central Store Room | Syringe Needle Destroyer | 1 | Saratech | NA | S1R | NA | 3000101184 | 2009-11-01 | 0 | NA | 0 | NA | Yes |  |  |  | Bemetara | 2015-07-23 | Manish Rout | Thankhamahriya | CHC
670 | OPD | Blood Pressure Monitor (Digital) | 1 | OMRON | NA | HEM7113 | 20130800792VGI | 3000101155 | 2014-06-01 | 0 | NA | 0 | NA | Yes |  |  |  | Bemetara | 2015-07-23 | Manish Rout | Thankhamahriya | CHC
671 | Central Store Room | Foetal Heart Monitor | 1 | OMRON | NA | HEM7113 | NA | 3000101169 | 2005-10-01 | 0 | NA | 0 | NA | Yes |  |  |  | Bemetara | 2015-07-23 | Manish Rout | Thankhamahriya | CHC
672 | Central Store Room | Syringe Needle Destroyer | 1 | Saratech | NA | S1R | NA | 3000101185 | 2005-11-01 | 0 | NA | 0 | NA | No |  |  |  | Bemetara | 2015-07-23 | Manish Rout | Thankhamahriya | CHC
673 | Central Store Room | Syringe Needle Destroyer | 1 | Saratech | NA | S1R | NA | 3000101179 | 2009-11-01 | 0 | NA | 0 | NA | Yes |  |  |  | Bemetara | 2015-07-23 | Manish Rout | Thankhamahriya | CHC
674 | Central Store Room | Syringe Needle Destroyer | 1 | Saratech | NA | S1R | NA | 3000101180 | 2009-11-01 | 0 | NA | 0 | NA | Yes |  |  |  | Bemetara | 2015-07-23 | Manish Rout | Thankhamahriya | CHC
675 | Central Store Room | Syringe Needle Destroyer | 1 | Saratech | NA | S1R | NA | 3000101181 | 2009-11-01 | 0 | NA | 0 | NA | Yes |  |  |  | Bemetara | 2015-07-23 | Manish Rout | Thankhamahriya | CHC
676 | Central Store Room | Syringe Needle Destroyer | 1 | Saratech | NA | S1R | NA | 3000101182 | 2009-11-01 | 0 | NA | 0 | NA | Yes |  |  |  | Bemetara | 2015-07-23 | Manish Rout | Thankhamahriya | CHC
677 | Central Store Room | Syringe Needle Destroyer | 1 | Saratech | NA | S1R | NA | 3000101183 | 2009-11-01 | 0 | NA | 0 | NA | Yes |  |  |  | Bemetara | 2015-07-23 | Manish Rout | Thankhamahriya | CHC
678 | Injection Room | Nebulizer | 1 | Local | NA | RE01MIBT | 2484 | 3000101159 | 2005-11-01 | 0 | NA | 0 | NA | Yes |  |  |  | Bemetara | 2015-07-23 | Manish Rout | Thankhamahriya | CHC
679 | Injection Room | Nebulizer | 1 | Samrt Care | NA | MF20 | 25 | 3000101175 | 2014-10-01 | 0 | NA | 0 | NA | Yes |  |  |  | Bemetara | 2015-07-23 | Manish Rout | Thankhamahriya | CHC
680 | X-ray | X-Ray Machine | 1 | MEDITRONICS | NA | MEDEX6010FR | 6M88031 | 3000101193 | 2012-12-01 | 0 | NA | 0 | NA | Yes |  |  |  | Bemetara | 2015-07-17 | Manish Rout | Saja | CHC
681 | Pathology Lab | Centrifuse Machine(4 Tubes) | 1 | Coslab | NA | NA | NA | 3000101190 | 2010-05-01 | 0 | NA | 0 | NA | Yes |  |  |  | Bemetara | 2015-07-17 | Manish Rout | Saja | CHC
682 | Pathology Lab | Syringe Needle Destroyer | 1 | SAI + LIFE | NA | NA | NA | 3000101191 | 2013-01-01 | 0 | NA | 0 | NA | Yes |  |  |  | Bemetara | 2015-07-17 | Manish Rout | Saja | CHC
683 | Pathology Lab | Microscope (Binocular) | 1 | OLYMPUS | NA | OH2OIBIMF | 6HO5963 | 3000101192 | 2006-06-01 | 0 | NA | 0 | NA | Yes |  |  |  | Bemetara | 2015-07-17 | Manish Rout | Saja | CHC
684 | Labour Room | Syringe Needle Destroyer | 1 | Microsil | NA | ND-360 | 4907/03 | 3000101194 | 2012-06-01 | 0 | NA | 0 | NA | Yes |  |  |  | Bemetara | 2015-07-17 | Manish Rout | Saja | CHC
685 | Labour Room | pulse oximeter | 1 | Local | NA | MD300 | 722070439 | 3000101198 | NA | 0 | NA | 0 | NA | Yes |  |  |  | Bemetara | 2015-07-17 | Manish Rout | Saja | CHC
686 | Labour Room | Sterilizer (Medium) | 1 | Local | NA | NA | NA | 3000101195 | 2012-01-01 | 0 | NA | 0 | NA | Yes |  |  |  | Bemetara | 2015-07-17 | Manish Rout | Saja | CHC
687 | Labour Room | weight machine Height Scale(Baby) | 1 | Microsil | NA | NA | NA | 3000101196 | 2006-06-01 | 0 | NA | 0 | NA | Yes |  |  |  | Bemetara | 2015-07-17 | Manish Rout | Saja | CHC
688 | Labour Room | Nebulizer | 1 | PROLIX | NA | CN-01WD | 17185 | 3000101197 | 2013-10-01 | 0 | NA | 0 | NA | Yes |  |  |  | Bemetara | 2015-07-17 | Manish Rout | Saja | CHC
689 | Labour Room | Refrigerator | 1 | Samsung | NA | NA | 500872 | 3000101199 | NA | 0 | NA | 0 | NA | Yes |  |  |  | Bemetara | 2015-07-17 | Manish Rout | Saja | CHC
690 | Labour Room | Suction Machine | 1 | Local | NA | NA | NA | 3000101200 | 2007-03-01 | 0 | NA | 0 | NA | Yes |  |  |  | Bemetara | 2015-07-17 | Manish Rout | Saja | CHC
691 | Labour Room | weight machine Height Scale(Baby) | 1 | Crown | NA | NA | NA | 3000101202 | 2007-01-01 | 0 | NA | 0 | NA | Yes |  |  |  | Bemetara | 2015-07-17 | Manish Rout | Saja | CHC
692 | OPD | Syringe Needle Destroyer | 1 | Microsil | NA | ND-360 | 4908/03 | 3000101218 | 2012-06-01 | 0 | NA | 0 | NA | No |  |  |  | Bemetara | 2015-07-17 | Manish Rout | Saja | CHC
693 | OPD | Syringe Needle Destroyer | 1 | Local | NA | NA | NA | 3000101217 | 2013-01-01 | 0 | NA | 0 | NA | No |  |  |  | Bemetara | 2015-07-17 | Manish Rout | Saja | CHC
694 | OPD | Blood Pressure Monitor (Digital) | 1 | OMRON | NA | HEM7130 | 20140601743VGI | 3000101216 | NA | 0 | NA | 0 | NA | Yes |  |  |  | Bemetara | 2015-07-17 | Manish Rout | Saja | CHC
695 | OPD | Blood Pressure Monitor (Mercury) | 1 | Diamond | NA | CM/L0196043 | 62899 | 3000101220 | 2012-07-01 | 0 | NA | 0 | NA | Yes |  |  |  | Bemetara | 2015-07-17 | Manish Rout | Saja | CHC
696 | Major OT | Sterilizer (Medium) | 1 | Local | NA | NA | NA | 3000101207 | 2012-01-01 | 0 | NA | 0 | NA | Yes |  |  |  | Bemetara | 2015-07-17 | Manish Rout | Saja | CHC
697 | Major OT | Autoclave machine (Small) | 1 | DUKE | NA | NA | NA | 3000101205 | 2006-04-01 | 0 | NA | 0 | NA | No |  |  |  | Bemetara | 2015-07-17 | Manish Rout | Saja | CHC
698 | Major OT | Autoclave machine (Small) | 1 | NA | NA | NA | NA | 3000101209 | 2009-02-01 | 0 | NA | 0 | NA | No |  |  |  | Bemetara | 2015-07-17 | Manish Rout | Saja | CHC
699 | Major OT | Suction Machine | 1 | LIFE LINE | NA | NA | NA | 3000101211 | 2007-03-01 | 0 | NA | 0 | NA | Yes |  |  |  | Bemetara | 2015-07-17 | Manish Rout | Saja | CHC
700 | Major OT | OT Table (Hydrulic) | 1 | Local | NA | NA | NA | 3000101212 | 2008-01-01 | 0 | NA | 0 | NA | Yes |  |  |  | Bemetara | 2015-07-17 | Manish Rout | Saja | CHC
701 | Major OT | Blood Pressure Monitor (Mercury) | 1 | SWAN | NA | NA | NA | 3000101213 | 2012-07-01 | 0 | NA | 0 | NA | Yes |  |  |  | Bemetara | 2015-07-17 | Manish Rout | Saja | CHC
702 | Labour Room | Foetal Heart Monitor | 1 | MEHAR | NA | NA | 09/2013FQ718 | 3000101204 | 2003-04-01 | 0 | NA | 0 | NA | Yes |  |  |  | Bemetara | 2015-07-17 | Manish Rout | Saja | CHC
703 | Eye | Tonometer | 1 | Rester Sumsung | NA | 5113SCHUTEC | 2020/C | 3000101228 | NA | 0 | NA | 0 | NA | No |  |  |  | Bemetara | 2015-07-17 | Manish Rout | Saja | CHC
704 | Eye | Retinoscope | 1 | Local | NA | NA | NA | 3000101227 | NA | 0 | NA | 0 | NA | Yes |  |  |  | Bemetara | 2015-07-17 | Manish Rout | Saja | CHC
705 | Doctor Room | Blood Pressure Monitor (Digital) | 1 | OMRON | NA | HEM7130 | 20140601746VGI | 3000101219 | 2012-07-01 | 0 | NA | 0 | NA | Yes |  |  |  | Bemetara | 2015-07-17 | Manish Rout | Saja | CHC
706 | Labour Room | Suction Machine (Foot operated) | 1 | Shiva | NA | NA | NA | 3000101201 | 2014-12-01 | 1 | 2015-12-01 | 0 | NA | Yes |  |  |  | Bemetara | 2015-07-17 | Manish Rout | Saja | CHC
707 | Major OT | Autoclave machine (Small) | 1 | Duke | NA | NA | NA | 3000101206 | 2006-04-01 | 0 | NA | 0 | NA | No |  |  |  | Bemetara | 2015-07-17 | Manish Rout | Saja | CHC
708 | Major OT | Sterilizer (Medium) | 1 | Local | NA | NA | NA | 3000101208 | 2012-01-01 | 0 | NA | 0 | NA | No |  |  |  | Bemetara | 2015-07-17 | Manish Rout | Saja | CHC
709 | Major OT | Fumigator | 1 | Local | NA | NA | NA | 3000101210 | 2003-04-01 | 0 | NA | 0 | NA | Yes |  |  |  | Bemetara | 2015-07-17 | Manish Rout | Saja | CHC
710 | Labour Room | Blood Pressure Monitor (Digital) | 1 | OMRON | NA | HEM7120 | 20150206573VGI | 3000101214 | NA | 0 | NA | 0 | NA | Yes |  |  |  | Bemetara | 2015-07-17 | Manish Rout | Saja | CHC
711 | Labour Room | Blood Pressure Monitor (Digital) | 1 | OMRON | NA | HEM7120 | 20150206574VGI | 3000101215 | NA | 0 | NA | 0 | NA | Yes |  |  |  | Bemetara | 2015-07-17 | Manish Rout | Saja | CHC
712 | Major OT | Sterilizer(Auto) | 1 | NA | NA | NA | NA | 3000101226 | 2011-01-01 | 0 | NA | 0 | NA | Yes |  |  |  | Bemetara | 2015-07-17 | Manish Rout | Saja | CHC
713 | Pathology Lab | Glucometer | 1 | ENTRUST | NA | CE0088 | AE5000773946 | 3000101221 | 2007-01-01 | 0 | NA | 0 | NA | Yes |  |  |  | Bemetara | 2015-07-17 | Manish Rout | Saja | CHC
714 | Pathology Lab | Glucometer | 1 | MEDSOURCE | NA | CE0197 | 10025B001442 | 3001012122 | NA | 0 | NA | 0 | NA | Yes |  |  |  | Bemetara | 2015-07-17 | Manish Rout | Saja | CHC
715 | Major OT | Sterilizer(Auto) | 1 | Local | NA | NA | NA | 3000101224 | 2011-01-01 | 0 | NA | 0 | NA | Yes |  |  |  | Bemetara | 2015-07-17 | Manish Rout | Saja | CHC
716 | Pathology Lab | Heamometer | 1 | SHADILYA | NA | NA | NA | 3000101223 | 2013-06-01 | 0 | NA | 0 | NA | Yes |  |  |  | Bemetara | 2015-07-17 | Manish Rout | Saja | CHC
717 | Major OT | Sterilizer(Auto) | 1 | Local | NA | NA | NA | 3000101225 | 2011-01-01 | 0 | NA | 0 | NA | Yes |  |  |  | Bemetara | 2015-07-17 | Manish Rout | Saja | CHC
718 | Injection room | Hub Cutter | 1 | Microspl | NA | ND360 | 8284/03 | 3000098320 | Oct.13 | 0 | NA | 0 |  | Yes |  | 0 | 7 | Bemetara | 2015-07-17 | Dinesh & Sher Singh | PHC Katai | PHC
719 | Injection room | Hub Cutter | 1 | Saitlfe | NA | NA | NA | 3000098319 | Oct.13 | 0 | NA | 0 |  | No |  | 0 | 7 | Bemetara | 2015-07-17 | Dinesh & Sher Singh | PHC Katai | PHC
720 | Delwary Room | Sterlizor Small | 1 | NA | NA | NA | NA | 3000098318 | 2015-03-01 | 1 | 2016-03-01 | 0 |  | Yes |  | 0 | 7 | Bemetara | 2015-07-17 | Dinesh & Sher Singh | PHC Katai | PHC
721 | Delwary Room | Sterlizor (Medium) | 1 | NA | NA | NA | NA | 3000098317 | 2015-04-01 | 1 | 2015-04-01 | 0 |  | Yes |  | 0 | 7 | Bemetara | 2015-07-17 | Dinesh & Sher Singh | PHC Katai | PHC
722 | Store Room | Suction Maceine | 1 | Shvia | NA | NA | NA | 3000098316 | 2011-06-01 | 0 | NA | 0 |  | Yes |  | 0 |  | Bemetara | 2015-07-17 | Dinesh & Sher Singh | PHC Katai | PHC
723 | OPD | BP Appratar | 1 | Diamond | NA | NA | NA | 3000098314 | NA | 0 | NA | 0 |  | No |  | 0 |  | Bemetara | 2015-07-17 | Dinesh & Sher Singh | PHC Katai | PHC
724 | OPD | Pulse Oximeter | 1 | NA | NA | 420APR1503928 | NA | 3000098305 | 2011-06-01 | 0 | NA | 0 |  | Yes |  | 0 |  | Bemetara | 2015-07-17 | Dinesh & Sher Singh | PHC Katai | PHC
725 | OPD | Laringoscope | 1 | NA | NA | NA | 1503928 | 3000098306 | 2011-07-01 | 0 | NA | 0 |  | Yes |  | 0 |  | Bemetara | 2015-07-17 | Dinesh & Sher Singh | PHC Katai | PHC
726 | OPD | Thermo meter(Digital) | 1 | Easycore | NA | NA | NA | 3000098307 | 2011-06-01 | 0 | NA | 0 |  | Yes |  | 0 |  | Bemetara | 2015-07-17 | Dinesh & Sher Singh | PHC Katai | PHC
727 | OPD | Ultrasound dopplor | 1 | Dipel | NA | DFM051 | NA | 3000098309 | 2015-11-06 | 0 | NA | 0 |  | No |  |  |  | Bemetara | 2015-07-17 | Dinesh & Sher Singh | PHC Katai | PHC
728 | OPD | BP Appratus (0-300MMHg) | 1 | Namatt | NA | CM/L8325472 | NA | 3000098308 | 2015-10-03 | 0 | NA | 0 |  | No |  |  |  | Bemetara | 2015-07-17 | Dinesh & Sher Singh | PHC Katai | PHC
729 | Ward | Baby weight Machine 10 kg | 1 | Pocbel | NA | CM/L8325472 | NA | 3000098312 | 2015-10-10 | 0 | NA | 0 |  | No |  |  |  | Bemetara | 2015-07-17 | Dinesh & Sher Singh | PHC Katai | PHC
730 | Ward | Baby weight Machine 10 kg | 1 | Kolinoor | NA | CM/L8325472 | NA | 3000098315 | 2015-03-01 | 1 | 2016-03-01 | 0 |  | Yes |  |  |  | Bemetara | 2015-07-17 | Dinesh & Sher Singh | PHC Katai | PHC
731 | Ward | Nebolizor | 1 | NA | NA | 22251401737 | NA | 3000098304 | 2014-06-01 | 1 | 2015-06-01 | 0 |  | Yes |  |  |  | Bemetara | 2015-07-17 | Dinesh & Sher Singh | PHC Katai | PHC
732 | Ward | Haemometer | 1 | Sahli | NA | NA | NA | 3000098310 | 2015-03-01 | 1 | 2016-03-01 | 0 |  | Yes |  |  |  | Bemetara | 2015-07-17 | Dinesh & Sher Singh | PHC Katai | PHC
733 | Ward | Needle Cutter | 1 | Saitlfe | NA | NA | NA | 3000098311 | 2013-10-01 | 1 | NA | 0 |  | Yes |  |  |  | Bemetara | 2015-07-17 | Dinesh & Sher Singh | PHC Katai | PHC
734 | OPD | BP Appratus | 1 | Domond |  | 153390 | CG/C0196043 | 3000098084 | 2011-01-01 | 0 | NA | 0 |  | Yes |  | 0 | 7 | Bemetara | 2015-07-17 | Dinesh & Sher Singh | PHC Katai | PHC
735 | OPD | Needle Cutter | 1 | Saratech |  | 100VAY60A | NA | 3000098085 | NA | 0 | NA | 0 |  | Yes |  |  |  | Bemetara | 2015-07-17 | Dinesh & Sher Singh | PHC Katai | PHC
736 | OPD | Sterlizor Small | 1 | Local |  | NA | NA | 3000098095 | 2014-06-01 | 1 | 2015-06-01 | 0 |  | No |  |  |  | Bemetara | 2015-07-17 | Dinesh & Sher Singh | PHC Katai | PHC
737 | OPD | Needle Cutter | 1 | Saratech |  | NA | NA | 3000098086 | NA | 0 | NA | 0 |  | Yes |  |  |  | Bemetara | 2015-07-17 | Sher Singh | PHC Marka | PHC
738 | OPD | Baby weight Machine | 1 | Smartcare |  | NA | NA | 3000098087 | 2013-05-01 | 0 | NA | 0 |  | Yes |  |  |  | Bemetara | 2015-07-17 | Sher Singh | PHC Marka | PHC
739 | OPD | Nebolizor | 1 | Smartcare |  | AC230V | 2013020831 | 3000098088 | 2014-03-01 | 1 | 2015-03-01 | 0 |  | Yes |  |  |  | Bemetara | 2015-07-17 | Sher Singh | PHC Marka | PHC
740 | OPD | Glucometer | 1 | Glubecome |  | CR2032 | RMD009695 | 3000098089 | 2014-03-01 | 1 | 2015-04-01 | 0 |  | Yes |  |  |  | Bemetara | 2015-07-17 | Sher Singh | PHC Marka | PHC
741 | OPD | Needle Cutter | 1 | Sajtlife |  | 100VA | NA | 3000098090 | NA | 1 | NA | 0 |  | No |  |  |  | Bemetara | 2015-07-17 | Sher Singh | PHC Marka | PHC
742 | OPD | Needle Cutter | 1 | Sajtlife |  | 100VA | NA | 3000098091 | NA | 1 | NA | 0 |  | No |  |  |  | Bemetara | 2015-07-17 | Sher Singh | PHC Marka | PHC
743 | Store | Haemometer | 1 | Sahli |  | NA | NA | 3000098092 | 2013-05-01 | 0 | NA | 0 |  | Yes |  | 0 | 7 | Bemetara | 2015-07-17 | Sher Singh | PHC Marka | PHC
744 | Store | Haemometer | 1 | Sahli |  | NA | NA | 3000098094 | 2014-03-01 | 1 | 2015-03-01 | 0 |  | Yes |  |  |  | Bemetara | 2015-07-17 | Sher Singh | PHC Marka | PHC
745 | Store | Baby weight Machine | 1 | Brawn |  | NA | NA | 3000098097 | 2014-03-01 | 1 | 2015-03-01 | 0 |  | No |  |  |  | Bemetara | 2015-07-17 | Sher Singh | PHC Marka | PHC
746 | Store | Haemometer | 1 | Sahli |  | Cb-ssic | NA | 3000098096 | 2014-03-01 | 1 | 2015-03-01 | 0 |  | yes |  |  |  | Bemetara | 2015-07-17 | Sher Singh | PHC Marka | PHC
747 | Store | Fetal Heartrate Monitor | 1 | Crown DX |  | Foctotx | M2013 | 3000098098 | NA | 0 | NA | 0 |  | Yes |  |  |  | Bemetara | 2015-07-17 | Sher Singh | PHC Marka | PHC
748 | Store | BP Appratus | 1 | Domond |  | NA | NA | 3000098101 | NA | 0 | NA | 0 |  | yes |  |  |  | Bemetara | 2015-07-17 | Sher Singh | PHC Marka | PHC
749 | Store | Needle Cutter | 1 | Saratech |  | NA | NA | 3000098099 | NA | 0 | NA | 0 |  | No |  |  |  | Bemetara | 2015-07-17 | Sher Singh | PHC Marka | PHC
750 | Store | Sterlizor Small | 1 | Atlas |  | NA | 411226 | 3000098100 | NA | 0 | NA | 0 |  | yes |  |  |  | Bemetara | 2015-07-17 | Sher Singh | PHC Marka | PHC
751 | Store | Haemometer | 1 | Sahli |  | NA | NA | 3000098093 | NA | 0 | NA | 0 |  | No |  |  |  | Bemetara | 2015-07-17 | Sher Singh | PHC Marka | PHC
752 | OPD | Blood Pressure Monitor | 1 | Namatt |  | IS-3390 | 78849 | 3000098190 | NA | 0 |  | 0 |  | Yes |  | 1 | 8 | Bemetara | 2015-07-13 | Sher Singh | PHC Maro | PHC
753 | OPD | Blood Pressure Monitor | 1 | Gold Super |  | IS-3390 | 98113914 | 3000098199 | NA | 0 |  | 0 |  | No |  |  |  | Bemetara | 2015-07-13 | Sher Singh | PHC Maro | PHC
754 | Labour Room | Baby weight Machine | 1 | Crown |  | IS-9001 | NA | 3000098197 | 2015-11-06 | 0 |  | 0 |  | Yes |  |  |  | Bemetara | 2015-07-13 | Sher Singh | PHC Maro | PHC
755 | Labour Room | Suction Pump | 1 | NA |  | NA | NA | 3000098198 | 2014-11-01 | 1 | 2015-11-01 | 0 |  | Yes |  |  |  | Bemetara | 2015-07-13 | Sher Singh | PHC Maro | PHC
756 | Labour Room | Doppler | 1 | NA |  | NA | NA | 3000098201 | 2015-10-10 | 0 |  | 0 |  | Yes |  |  |  | Bemetara | 2015-07-13 | Sher Singh | PHC Maro | PHC
757 | Labour Room | Sterlizor Big | 1 | NA |  | NA | NA | 3000098202 | 2015-03-01 | 1 | 2016-03-01 | 0 |  | Yes |  |  |  | Bemetara | 2015-07-13 | Sher Singh | PHC Maro | PHC
758 | Labour Room | Needle Cutter | 1 | Saratech |  | R-2376 | R-2376 | 3000098200 | 2014-11-01 | 1 | 2015-11-01 | 0 |  | Yes |  |  |  | Bemetara | 2015-07-13 | Sher Singh | PHC Maro | PHC
759 | Store | Laryngoscope | 1 | NA |  |  | NA | 3000098203 | 2015-11-06 | 0 |  | 0 |  | Yes |  |  |  | Bemetara | 2015-07-13 | Sher Singh | PHC Maro | PHC
760 | Store | Baby weight Machine 10 kg | 1 | Crown |  |  | NA | 3000098204 | 2015-11-06 | 1 |  | 0 |  | Yes |  |  |  | Bemetara | 2015-07-13 | Sher Singh | PHC Maro | PHC
761 | Store | ilr freezer | 1 | Demand M4-142 |  |  | NA | 3000098191 | NA | 0 |  | 0 |  | Yes |  |  |  | Bemetara | 2015-07-13 | Sher Singh | PHC Maro | PHC
762 | Store | microscope | 1 | Olympus |  |  | 65115401 | 3000098196 | 2015-10-10 | 0 |  | 0 |  | Yes |  |  |  | Bemetara | 2015-07-13 | Sher Singh | PHC Maro | PHC
763 | Store | needle syringe destroyer | 1 | Saithfe |  |  | NA | 3000098193 | 2013-11-01 | 0 |  | 0 |  | Yes |  |  |  | Bemetara | 2015-07-13 | Sher Singh | PHC Maro | PHC
764 | Store | centrifuga | 1 | Local |  |  | NA | 3000098192 | 2015-10-10 | 0 |  | 0 |  | Yes |  |  |  | Bemetara | 2015-07-13 | Sher Singh | PHC Maro | PHC
765 | Store | sterilizer Small | 1 | Local |  |  | NA | 3000098205 | NA | 0 |  | 0 |  | Yes |  |  |  | Bemetara | 2015-07-13 | Sher Singh | PHC Maro | PHC
766 | Store | sterilizer Mediam | 1 | Local |  |  | NA | 3000098206 | NA | 0 |  | 0 |  | Yes |  |  |  | Bemetara | 2015-07-13 | Sher Singh | PHC Maro | PHC
767 | Store | hemoglobinometer | 1 | Sahli |  | NA | NA | 3000098195 | 2015-05-01 | 1 | 2016-05-01 | 0 |  | Yes |  |  |  | Bemetara | 2015-07-13 | Sher Singh | PHC Maro | PHC
768 | OPD | pulse oximeter | 1 | NA |  | NA | NA | 3000098211 | 2015-11-06 | 0 | NA | 0 |  | No |  |  |  | Bemetara | 2015-07-13 | Sher Singh | PHC Maro | PHC
769 | OPD | glucometer | 1 | NA |  | Puratm | NA | 3000098194 | NA | 0 | NA | 0 |  | Yes |  |  |  | Bemetara | 2015-07-13 | Sher Singh | PHC Maro | PHC
770 | Store | haemometer | 1 | Sahli |  | NA | NA | 3000098207 | 2015-05-01 | 1 | 2016-05-01 | 0 |  | Yes |  |  |  | Bemetara | 2015-07-13 | Sher Singh | PHC Maro | PHC
771 | Store | haemometer | 1 | Sahli |  | NA | NA | 3000098208 | 2015-05-01 | 1 | 2016-05-01 | 0 |  | Yes |  |  |  | Bemetara | 2015-07-13 | Sher Singh | PHC Maro | PHC
772 | Store | haemometer | 1 | Sahli |  | NA | NA | 3000098209 | 2015-05-01 | 1 | 2016-05-01 | 0 |  | Yes |  |  |  | Bemetara | 2015-07-13 | Sher Singh | PHC Maro | PHC
773 | Store | haemometer | 1 | Sahli |  | NA | NA | 3000098210 | 2015-05-01 | 1 | 2016-05-01 | 0 |  | Yes |  |  |  | Bemetara | 2015-07-13 | Sher Singh | PHC Maro | PHC
774 | Doctor Room | Blood Pressure Monitor | 1 | Namatt |  | CM/L8325472 | 78395 | 3000101106 | NA | 0 |  | 0 |  | No |  | 0 | 5 | Bemetara | 2015-07-13 | Manish Rawat | PHC Batar | PHC
775 | Doctor Room | baby weighing balance 20kg | 1 | Smartcare |  | NA | NA | 3000101101 | NA | 0 |  | 0 |  | No |  |  |  | Bemetara | 2015-07-13 | Manish Rawat | PHC Batar | PHC
776 | Doctor Room | weight machine | 1 | Crown |  | ISO9001 | NA | 3000101100 | 2015-11-06 | 0 |  | 0 |  | No |  |  |  | Bemetara | 2015-07-13 | Manish Rawat | PHC Batar | PHC
777 | Doctor Room | refrigerator | 1 | Haier |  | HRD1905 | NA | 3000101094 | NA | 0 |  | 0 |  | Yes |  |  |  | Bemetara | 2015-07-13 | Manish Rawat | PHC Batar | PHC
778 | Doctor Room | sterilizer Small | 1 | Atlas |  | CM/L 1718961 | 09F/0205 | 3000101095 | NA | 0 |  | 0 |  | Yes |  |  |  | Bemetara | 2015-07-13 | Manish Rawat | PHC Batar | PHC
779 | Doctor Room | Nebolizor | 1 | Wfelihe |  | BETA | 381107 | 3000101096 | NA | 0 |  | 0 |  | Yes |  |  |  | Bemetara | 2015-07-13 | Manish Rawat | PHC Batar | PHC
780 | Doctor Room | needle cutter | 1 | Microspl |  | NA | NA | 3000101097 | 2015-12-02 | 0 |  | 0 |  | Yes |  |  |  | Bemetara | 2015-07-13 | Manish Rawat | PHC Batar | PHC
781 | Doctor Room | glucometer | 1 | Accuchek |  | 0448906300Mgdl | GR08090239 | 3000101098 | NA | 0 |  | 0 |  | Yes |  |  |  | Bemetara | 2015-07-13 | Manish Rawat | PHC Batar | PHC
782 | Doctor Room | pulse oximeter | 1 | Remoduaz |  | HL-50D | NA | 3000101099 | NA | 0 |  | 0 |  | yes |  |  |  | Bemetara | 2015-07-13 | Manish Rawat | PHC Batar | PHC
783 | Doctor Room | Blood Pressure Monitor | 1 | Lifeline |  | Meromal 3D | 14778 | 3000101092 | NA | 0 |  | 0 |  | Yes |  |  |  | Bemetara | 2015-07-13 | Manish Rawat | PHC Batar | PHC
784 | Eye Dipartment | Tonometer | 1 | Rester |  | Schortr | CE0124 | 3000101093 | NA | 0 |  | 0 |  | Yes |  |  |  | Bemetara | 2015-07-13 | Manish Rawat | PHC Batar | PHC
785 | Doctor Room | Blood Pressure Monitor | 1 | Doctor Delvxe |  | NA | NA | 3000101108 | NA | 0 |  | 0 |  | No |  |  |  | Bemetara | 2015-07-13 | Manish Rawat | PHC Batar | PHC
786 | Doctor Room | Blood Pressure Monitor 300mg | 1 | OMRON |  | HEM 7113 | 2013010-8218VG | 3000101105 | NA | 0 |  | 0 |  | No |  |  |  | Bemetara | 2015-07-13 | Manish Rawat | PHC Batar | PHC
787 | Doctor Room | Blood Pressure Monitor 300mg | 1 | Smartcare |  | SCH10B | CEB845 | 3000101107 | NA | 0 |  | 0 |  | No |  |  |  | Bemetara | 2015-07-13 | Manish Rawat | PHC Batar | PHC
788 | Doctor Room | baby weighing balance | 1 | CROWN RAMON |  | NA | NA | 3000101102 | 2015-06-01 | 1 | 2016-06-01 | 0 |  | Yes |  |  |  | Bemetara | 2015-07-13 | Manish Rawat | PHC Batar | PHC
789 | Doctor Room | fetal doppler | 1 | Health Solution |  | EURODOP | NA | 3000101103 | NA | 0 |  | 0 |  | Yes |  |  |  | Bemetara | 2015-07-13 | Manish Rawat | PHC Batar | PHC
790 | Doctor Room | hemoglobinometer | 1 | Health Solution |  | EURODOP | NA | 3000101104 | 2014-03-01 | 0 |  | 0 |  | Yes |  |  |  | Bemetara | 2015-07-13 | Manish Rawat | PHC Batar | PHC
791 | Labour Room | sterilizer Mediam | 1 | Health Solution |  | EURODOP | NA | 3000101113 | NA | 0 |  | 0 |  | Yes |  |  |  | Bemetara | 2015-07-13 | Manish Rawat | PHC Batar | PHC
792 | Labour Room | Blood Pressure Monitor | 1 | Demand |  | CM/L 0196043 | 112 MAR 14 42342 | 3000101114 | NA | 0 |  | 0 |  | Yes |  |  |  | Bemetara | 2015-07-13 | Manish Rawat | PHC Batar | PHC
793 | Labour Room | baby weighing balance 10kg | 1 | Docbel |  | NA | NA | 3000101109 | NA | 0 |  | 0 |  | Yes |  |  |  | Bemetara | 2015-07-13 | Manish Rawat | PHC Batar | PHC
794 | Labour Room | section pump operates | 1 | Shiva |  | NA | NA | 3000101110 | NA | 0 |  | 0 |  | Yes |  |  |  | Bemetara | 2015-07-13 | Manish Rawat | PHC Batar | PHC
795 | Labour Room | section operates | 1 | Shiva |  | NA | NA | 3000101111 | NA | 0 |  | 0 |  | Yes |  |  |  | Bemetara | 2015-07-13 | Manish Rawat | PHC Batar | PHC
796 | Labour Room | fetal doppler | 1 | Altof |  | NA | NA | 3000101112 | NA | 0 |  | 0 |  | Yes |  |  |  | Bemetara | 2015-07-13 | Manish Rawat | PHC Batar | PHC
797 | Labour Room | Needle Cutter | 1 | Saitlife |  | NA | NA | 3000101115 | NA | 0 |  | 0 |  | Yes |  |  |  | Bemetara | 2015-07-13 | Manish Rawat | PHC Batar | PHC

## Balod (hidden)
S. No. | Department | Equipment Name | Qty. | Manufacturer | Year of Manufacturer | Model | Equipment S.No. | Barcode Sticker | Installation date (m-yy) | Under Warranty (Y=1/ N=0) | Warranty Upto (m-yy) | AMC / CMC (Y=1,N=0) | AMC/CMC upto (m/yy) | Working status |  | Medical (Radiologist/Pathologist etc) | Paramedical (LT/Radiographer/technician etc) | District | Date | Name of Consultant | Facility Name | Facility Type | Remark
1 | 2 | 3 | 4 | 5 | 6 | 7 | 8 | 9 | 10 | 11 | 12 | 13 | 14 | 15 | 16 | 17 | 18 | 19 | 20 | 21 | 22 | 23 | 24
1 | BMO Office | Blood pressure moniter | 1 | Supreme surgico | NA | premier | 134347 | 3000075199 | NA | 0 |  | 0 |  | yes |  |  |  | Balod | 15/7/2015 | Ankit Bhardwaj | Gurur | CHC
2 | BMO Office | x-ray film illuminator | 1 | NA | NA | NA | NA | 3000075198 | NA | 0 |  | 0 |  | yes |  |  |  | Balod | 15/7/2015 | Ankit Bhardwaj | Gurur | CHC
3 | OPD | Blood pressure moniter | 1 | Diamond | 2013-05-01 | Regular | 921 | 3000075197 | NA | 0 |  | 0 |  | yes |  |  |  | Balod | 17/7/2015 | Ankit Bhardwaj | Gurur | CHC
4 | Injection Room | Steriliser | 1 | Local | NA | NA | NA | 3000075196 | NA | 0 |  | 0 |  | yes |  |  |  | Balod | 17/7/2015 | Ankit Bhardwaj | Gurur | CHC
5 | Injection Room | Needle cutter | 1 | Microsil | NA | ND-350 | NA | 3000075195 | NA | 0 |  | 0 |  | yes |  |  |  | Balod | 17/7/2015 | Ankit Bhardwaj | Gurur | CHC
6 | Injection Room | suction machine | 1 | Local | NA | NA | NA | 3000075194 | NA | 0 |  | 0 |  | yes |  |  |  | Balod | 17/7/2015 | Ankit Bhardwaj | Gurur | CHC
7 | Injection Room | Neboliser | 1 | Local | NA | CN-01wd | 17567 | 3000075193 | NA | 0 |  | 0 |  | yes |  |  |  | Balod | 17/7/2015 | Ankit Bhardwaj | Gurur | CHC
8 | Labor Room | steriliser | 1 | Local | NA | NA | NA | 3000075192 | NA | 0 |  | 0 |  | yes |  |  |  | Balod | 17/7/2015 | Ankit Bhardwaj | Gurur | CHC
9 | Labor Room | Needle cutter | 1 | Saratech | NA | NA | NA | 3000075191 | NA | 0 |  | 0 |  | yes |  |  |  | Balod | 17/7/2015 | Ankit Bhardwaj | Gurur | CHC
10 | Labor Room | Delivery table | 1 | Local | NA | NA | NA | 3000075190 | NA | 0 |  | 0 |  | yes |  |  |  | Balod | 17/7/2015 | Ankit Bhardwaj | Gurur | CHC
11 | Labor Room | Infant Warmer | 1 | Local | NA | NA | NA | 3000075189 | NA | 0 |  | 0 |  | NO |  |  |  | Balod | 17/7/2015 | Ankit Bhardwaj | Gurur | CHC
12 | Labor Room | Baby weight machine | 1 | Essae-Teroka | NA | BS-250 | 25014131918 | 3000075188 | NA | 0 |  | 0 |  | yes |  |  |  | Balod | 17/7/2015 | Ankit Bhardwaj | Gurur | CHC
13 | Labor Room | Examination bulb | 1 | Local | NA | NA | NA | 3000075187 | NA | 0 |  | 0 |  | NO |  |  |  | Balod | 17/7/2015 | Ankit Bhardwaj | Gurur | CHC
14 | Labor Room | Foetal doppler | 1 | Local | NA | NA | NA | 3000075186 | NA | 0 |  | 0 |  | yes |  |  |  | Balod | 17/7/2015 | Ankit Bhardwaj | Gurur | CHC
15 | Labor Room | Phototherapy | 1 | Local | NA | NA | NA | 3000075185 | NA | 0 |  | 0 |  | yes |  |  |  | Balod | 17/7/2015 | Ankit Bhardwaj | Gurur | CHC
16 | OT room | Steriliser | 1 | Local | NA | NA | NA | 3000075184 | NA | 0 |  | 0 |  | yes |  |  |  | Balod | 17/7/2015 | Ankit Bhardwaj | Gurur | CHC
17 | OT room | Steriliser | 1 | Local | NA | NA | NA | 3000075183 | NA | 0 |  | 0 |  | yes |  |  |  | Balod | 17/7/2015 | Ankit Bhardwaj | Gurur | CHC
18 | OT room | Autoclave | 1 | Local | NA | NA | NA | 3000075182 | NA | 0 |  | 0 |  | yes |  |  |  | Balod | 17/7/2015 | Ankit Bhardwaj | Gurur | CHC
19 | Pathology | Domestic reffrigerator | 1 | Samsung | NA | NA | NA | 3000075181 | NA | 0 |  | 0 |  | yes |  |  |  | Balod | 17/7/2015 | Ankit Bhardwaj | Gurur | CHC
20 | Pathology | flarimeter | 1 | Beaum | NA | Octa-1 plus | NA | 3000075180 | NA | 0 |  | 0 |  | yes |  |  |  | Balod | 17/7/2015 | Ankit Bhardwaj | Gurur | CHC
21 | Pathology | Centrifuge(8 tube) | 1 | Local | NA | NA | NA | 3000075179 | NA | 0 |  | 0 |  | yes |  |  |  | Balod | 17/7/2015 | Ankit Bhardwaj | Gurur | CHC
22 | Pathology | Binocular Microscope | 1 | Olympus | NA | MLX-series | 4B524643 | 3000075177 | NA | 0 |  | 0 |  | yes |  |  |  | Balod | 17/7/2015 | Ankit Bhardwaj | Gurur | CHC
23 | Pathology | Needle cutter | 1 | Saratech | NA | Electric | NA | 3000075178 | NA | 0 |  | 0 |  | yes |  |  |  | Balod | 17/7/2015 | Ankit Bhardwaj | Gurur | CHC
24 | Pathology | Glucometer | 1 | Dr.morepen | NA | B403-Auto | NA | 3000075176 | NA | 0 |  | 0 |  | yes |  |  |  | Balod | 17/7/2015 | Ankit Bhardwaj | Gurur | CHC
25 | X-ray Room | X-ray machine | 1 | Siemens | NA | 5304 | 13067 | 3000075174 | NA | 0 |  | 0 |  | yes |  |  |  | Balod | 17/7/2015 | Ankit Bhardwaj | Gurur | CHC
26 | X-ray Room | X-ray machine | 1 | meditronix | NA | NA | NA | 3000075175 | NA | 0 |  | 0 |  | NO |  |  |  | Balod | 17/7/2015 | Ankit Bhardwaj | Gurur | CHC
27 | Labor Room | Baby weight machine | 1 | Essae-Teroka | NA | BS-250 | 25014131917 | 3000075551 | NA | 0 |  | 0 |  | yes |  |  |  | Balod | 13/7/2015 | deepak Kumar | Dondi | CHC
28 | Labor Room | Baby weight machine | 1 | NA | NA | Crown | NA | 3000075552 | NA | 0 |  | 0 |  | yes |  |  |  | Balod | 13/7/2015 | deepak Kumar | Dondi | CHC
29 | Labor Room | Steriliser | 1 | NA | NA | NA | NA | 3000075553 | NA | 0 |  | 0 |  | yes |  |  |  | Balod | 13/7/2015 | deepak Kumar | Dondi | CHC
30 | Labor Room | steriliser | 1 | NA | NA | NA | NA | 3000075554 | NA | 0 |  | 0 |  | yes |  |  |  | Balod | 13/7/2015 | deepak Kumar | Dondi | CHC
31 | Labor Room | Infant Warmer | 1 | S.S Technomed | NA | TIANA-NW | NA | 3000075555 | NA | 0 |  | 0 |  | yes |  |  |  | Balod | `13/7/2015 | deepak Kumar | Dondi | CHC
32 | Labor Room | Phototherapy | 1 | NA | NA | NA | NA | 3000075556 | NA | 0 |  | 0 |  | yes |  |  |  | Balod | 13/7/2015 | deepak Kumar | Dondi | CHC
33 | Labor Room | Blood pressure moniter | 1 | Life line | NA | NA | 111834 | 3000075557 | NA | 0 |  | 0 |  | yes |  |  |  | Balod | 13/7/2015 | deepak Kumar | Dondi | CHC
34 | Labor Room | suction machine | 1 | NA | NA | NA | NA | 3000075558 | NA | 0 |  | 0 |  | yes |  |  |  | Balod | 13/7/2015 | deepak Kumar | Dondi | CHC
35 | Labor Room | spot light | 1 | multilux | NA | MW12k4 | NA | 3000075559 | NA | 0 |  | 0 |  | yes |  |  |  | Balod | 13/7/2015 | deepak Kumar | Dondi | CHC
36 | Labor Room | Steriliser | 1 | Steri | NA | NA | NA | 3000075560 | NA | 0 |  | 0 |  | yes |  |  |  | Balod | 13/7/2015 | deepak Kumar | Dondi | CHC
37 | Labor Room | Domestic reffrigerator | 1 | Godrej | NA | NA | 28070712206 | 3000075561 | NA | 0 |  | 0 |  | yes |  |  |  | Balod | 13/7/2015 | deepak Kumar | Dondi | CHC
38 | Labor Room | Blood pressure moniter(mercury) | 1 | Anita industries | NA | NA | 383206 | 3000075562 | NA | 0 |  | 0 |  | yes |  |  |  | Balod | 13/7/2015 | deepak Kumar | Dondi | CHC
39 | Labor Room | Foetal doppler | 1 | Ucomin Tech | NA | FD-2000 | FD2D15010480 | 3000075568 | 2014 | 0 |  | 0 |  | yes |  |  |  | Balod | 13/7/2015 | deepak Kumar | Dondi | CHC
40 | Labor Room | Foetal doppler | 1 | Bio plus | NA | NA | NA | 3000075569 | NA | 0 |  | 0 |  | yes |  |  |  | Balod | 13/7/2015 | deepak Kumar | Dondi | CHC
41 | Labrotory | Binocular Microscope | 1 | Olympus | NA | MLX-DX | 4B524564 | 3000075563 | NA | 0 |  | 0 |  | yes |  |  |  | Balod | 13/7/2015 | deepak Kumar | Dondi | CHC
42 | Labrotory | Centrifuge(4 tube) | 1 | NA | NA | NA | NA | 3000075564 | NA | 0 |  | 0 |  | yes |  |  |  | Balod | 13/7/2015 | deepak Kumar | Dondi | CHC
43 | Labrotory | Glucometer | 1 | Bioptik tech | NA | Tmed source | 1 00243001250 | 3000075565 | 2015 | 1 |  | 0 |  | yes |  |  |  | Balod | 13/7/2015 | deepak Kumar | Dondi | CHC
44 | X-ray Room | X-ray machine | 1 | Adonis Med Equipment | NA | AFRB/19586 | 90843 | 3000075566 | NA | 0 |  | 0 |  | yes |  |  |  | Balod | 13/7/2015 | deepak Kumar | Dondi | CHC
45 | Doctor ROOm | blood pressure | 1 | Anita industries | NA | NA | 383083 | 3000075567 | NA | 0 |  | 0 |  | yes |  |  |  | Balod | 13/7/2015 | deepak Kumar | Dondi | CHC
46 | Dental Room | Dental chair | 1 | Akash | NA | Yoyae | NA | 3000075570 | NA | 0 |  | 0 |  | yes |  |  |  | Balod | 13/7/2015 | deepak Kumar | Dondi | CHC
47 | Store Room | Centrifuge | 1 | NA | NA | NA | NA | 3000075571 | NA | 0 |  | 0 |  | yes |  |  |  | Balod | 13/7/2015 | deepak Kumar | Dondi | CHC
48 | Store Room | Emergency kit | 1 | NA | NA | NA | NA | 3000075572 | NA | 0 |  | 0 |  | yes |  |  |  | Balod | 13/7/2015 | deepak Kumar | Dondi | CHC
49 | Store Room | ECG machine | 1 | Maestros mediline ltd | NA | RSA-20 | 61257372 | 3000075573 | NA | 0 |  | 0 |  | NO |  |  |  | Balod | 13/7/2015 | deepak Kumar | Dondi | CHC
50 | Store Room | ECG machine | 1 | BPL | NA | CARDIA-T-108T | 54E5876 | 3000075574 | NA | 0 |  | 0 |  | NO |  |  |  | Balod | 13/7/2015 | deepak Kumar | Dondi | CHC
51 | Store Room | suction machine | 1 | NA | NA | NA | NA | 3000075575 | NA | 0 |  | 0 |  | yes |  |  |  | Balod | 13/7/2015 | deepak Kumar | Dondi | CHC
52 | Store Room | Foetal doppler | 1 | LCP | NA | Analon FM20 | NA | 3000075576 | NA | 0 |  | 0 |  | yes |  |  |  | Balod | 13/7/2015 | deepak Kumar | Dondi | CHC
53 | Store Room | foetal heart moniter | 1 | Philips | NA | S1R | NA | 3000075577 | 2014 | 0 |  | 0 |  | yes |  |  |  | Balod | 13/7/2015 | deepak Kumar | Dondi | CHC
54 | Store Room | Needle cutter | 1 | Saratech | NA | S1R | 8613 | 3000075578 | NA | 0 |  | 0 |  | yes |  |  |  | Balod | 13/7/2015 | deepak Kumar | Dondi | CHC
55 | Store Room | Needle cutter | 1 | Saratech | NA | S1R | 8612 | 3000075579 | NA | 0 |  | 0 |  | yes |  |  |  | Balod | 13/7/2015 | deepak Kumar | Dondi | CHC
56 | Store Room | Needle cutter | 1 | Saratech | NA | S1R | 8610 | 3000075580 | NA | 0 |  | 0 |  | yes |  |  |  | Balod | 13/7/2015 | deepak Kumar | Dondi | CHC
57 | Store Room | Hot air oven | 1 | N.S instrument | NA | NA | NA | 3000075581 | NA | 0 |  | 0 |  | yes |  |  |  | Balod | 13/7/2015 | deepak Kumar | Dondi | CHC
58 | Store Room | VDRL Shaker | 1 | ke | NA | NA | NA | 3000075582 | NA | 0 |  | 0 |  | yes |  |  |  | Balod | 13/7/2015 | deepak Kumar | Dondi | CHC
59 | Store Room | Needle cutter | 1 | Saratech | NA | S1R | 9692 | 3000075583 | NA | 0 |  | 0 |  | yes |  |  |  | Balod | 13/7/2015 | deepak Kumar | Dondi | CHC
60 | Store Room | Needle cutter | 1 | Saratech | NA | S1R | 9693 | 3000075584 | NA | 0 |  | 0 |  | yes |  |  |  | Balod | 13/7/2015 | deepak Kumar | Dondi | CHC
61 | Store Room | Needle cutter | 1 | Saratech | NA | S1R | 9697 | 3000075585 | NA | 0 |  | 0 |  | yes |  |  |  | Balod | 13/7/2015 | deepak Kumar | Dondi | CHC
62 | Store Room | Needle cutter | 1 | Saratech | NA | S1R | 9691 | 3000075586 | NA | 0 |  | 0 |  | yes |  |  |  | Balod | 13/7/2015 | deepak Kumar | Dondi | CHC
63 | Store Room | suction machine | 1 | NA | NA | NA | NA | 3000075587 | NA | 0 |  | 0 |  | yes |  |  |  | Balod | 13/7/2015 | deepak Kumar | Dondi | CHC
64 | Store Room | Digital HF Surgical Unit | 1 | NA | NA | D500 | NA | 3000075588 | NA | 0 |  | 0 |  | yes |  |  |  | Balod | 13/7/2015 | deepak Kumar | Dondi | CHC
65 | Store Room | suction machine | 1 | NA | NA | NA | NA | 3000075589 | NA | 0 |  | 0 |  | yes |  |  |  | Balod | 13/7/2015 | deepak Kumar | Dondi | CHC
66 | Store Room | Baby weight machine | 1 | Ramon surgical | NA | Crown | NA | 3000075590 | NA | 0 |  | 0 |  | yes |  |  |  | Balod | 13/7/2015 | deepak Kumar | Dondi | CHC
67 | Store Room | Baby weight machine | 1 | Ramon surgical | NA | Crown | NA | 3000075591 | NA | 0 |  | 0 |  | yes |  |  |  | Balod | 13/7/2015 | deepak Kumar | Dondi | CHC
68 | Store Room | Baby weight machine | 1 | Ramon surgical | NA | Crown | NA | 3000075592 | NA | 0 |  | 0 |  | yes |  |  |  | Balod | 13/7/2015 | deepak Kumar | Dondi | CHC
69 | Store Room | Baby weight machine | 1 | Ramon surgical | NA | Crown | NA | 3000075593 | NA | 0 |  | 0 |  | yes |  |  |  | Balod | 13/7/2015 | deepak Kumar | Dondi | CHC
70 | Store Room | Baby weight machine | 1 | Ramon surgical | NA | Crown | NA | 3000075594 | NA | 0 |  | 0 |  | yes |  |  |  | Balod | 13/7/2015 | deepak Kumar | Dondi | CHC
71 | Store Room | Baby weight machine | 1 | Ramon surgical | NA | Crown | NA | 3000075595 | NA | 0 |  | 0 |  | yes |  |  |  | Balod | 13/7/2015 | deepak Kumar | Dondi | CHC
72 | Store Room | suction machine | 1 | NA | NA | NA | NA | 3000075596 | NA | 0 |  | 0 |  | yes |  |  |  | Balod | 13/7/2015 | deepak Kumar | Dondi | CHC
73 | Store Room | suction machine | 1 | NA | NA | NA | NA | 3000075597 | NA | 0 |  | 0 |  | yes |  |  |  | Balod | 13/7/2015 | deepak Kumar | Dondi | CHC
74 | Store Room | suction machine | 1 | NA | NA | NA | NA | 3000075598 | NA | 0 |  | 0 |  | yes |  |  |  | Balod | 13/7/2015 | deepak Kumar | Dondi | CHC
75 | Store Room | suction machine | 1 | NA | NA | NA | NA | 3000075599 | NA | 0 |  | 0 |  | yes |  |  |  | Balod | 13/7/2015 | deepak Kumar | Dondi | CHC
76 | Store Room | Automatic drug delivery system | 1 | fresenius Vial | NA | Injectomatagialia | 2049x54 | 3000075600 | NA | 0 |  | 0 |  | yes |  |  |  | Balod | 13/7/2015 | deepak Kumar | Dondi | CHC
77 | Store Room | blood pressure moniter | 1 | Pioneer | NA | NA | 375402 | 3000075601 | NA | 0 |  | 0 |  | yes |  |  |  | Balod | 13/7/205 | deepak Kumar | Dondi | CHC
78 | Store Room | Blood pressure moniter | 1 | Supreme surgico | NA | premier | NA | 3000075602 | NA | 0 |  | 0 |  | yes |  |  |  | Balod | 13/7/2015 | deepak Kumar | Dondi | CHC
79 | Store Room | blood pressure moniter | 1 | Supreme surgico | NA | premier | NA | 3000075603 | NA | 0 |  | 0 |  | yes |  |  |  | Balod | 13/7/2015 | deepak Kumar | Dondi | CHC
80 | Store Room | Blood pressure moniter | 1 | Supreme surgico | NA | premier | NA | 3000075604 | NA | 0 |  | 0 |  | Packed |  |  |  | Balod | 13/7/2015 | deepak Kumar | Dondi | CHC
81 | Store Room | blood pressure moniter | 1 | Supreme surgico | NA | premier | NA | 3000075605 | NA | 0 |  | 0 |  | yes |  |  |  | Balod | 13/7/2015 | deepak Kumar | Dondi | CHC
82 | Store Room | Blood pressure moniter(mercury) | 1 | Supreme surgico | NA | premier | NA | 3000075606 | NA | 0 |  | 0 |  | yes |  |  |  | Balod | 13/7/2015 | deepak Kumar | Dondi | CHC
83 | Store Room | Blood pressure moniter(mercury) | 1 | Supreme surgico | NA | premier | NA | 3000075607 | NA | 0 |  | 0 |  | yes |  |  |  | Balod | 13/7/2015 | deepak Kumar | Dondi | CHC
84 | Store Room | pulse oxymeter | 1 | NA | NA | ND-300 | 722070019 | 3000075608 | NA | 0 |  | 0 |  | yes |  |  |  | Balod | 13/7/2015 | deepak Kumar | Dondi | CHC
85 | Store Room | pulse oxymeter | 1 | NA | NA | ND-300 | 722070029 | 3000075609 | NA | 0 |  | 0 |  | yes |  |  |  | Balod | 13/7/2015 | deepak Kumar | Dondi | CHC
86 | Store Room | pulse oxymeter | 1 | Emco meditex | NA | 80000NA-3 | 3278-003 | 3000075610 | NA | 0 |  | 0 |  | yes |  |  |  | Balod | 13/7/2015 | deepak Kumar | Dondi | CHC
87 | Store Room | Foetal doppler | 1 | dipel | NA | NA | 2004L-c008 | 3000075611 | NA | 0 |  | 0 |  | yes |  |  |  | Balod | 13/7/2015 | deepak Kumar | Dondi | CHC
88 | Store Room | steriliser | 1 | NA | NA | NA | NA | 3000075612 | NA | 0 |  | 0 |  | yes |  |  |  | Balod | 13/7/2015 | deepak Kumar | Dondi | CHC
89 | Store Room | steriliser | 1 | NA | NA | NA | NA | 3000075613 | NA | 0 |  | 0 |  | yes |  |  |  | Balod | 13/7/2015 | deepak Kumar | Dondi | CHC
90 | Store Room | suction machine | 1 | NA | NA | NA | NA | 3000075614 | NA | 0 |  | 0 |  | NO |  |  |  | Balod | 13/7/2015 | deepak Kumar | Dondi | CHC
91 | Store Room | foetal haert moniter | 1 | Harsur | NA | NA | NA | 3000075615 | NA | 0 |  | 0 |  | yes |  |  |  | Balod | 13/7/2015 | deepak Kumar | Dondi | CHC
92 | Store Room | steriliser | 1 | NA | NA | NA | NA | 3000075616 | NA | 0 |  | 0 |  | yes |  |  |  | Balod | 13/7/2015 | deepak Kumar | Dondi | CHC
93 | Store Room | steriliser | 1 | NA | NA | NA | NA | 3000075617 | NA | 0 |  | 0 |  | yes |  |  |  | Balod | 13/7/2005 | deepak Kumar | Dondi | CHC
94 | Store Room | steriliser | 1 | NA | NA | NA | NA | 3000075618 | NA | 0 |  | 0 |  | yes |  |  |  | Balod | 13/7/2005 | deepak Kumar | Dondi | CHC
95 | Store Room | steriliser | 1 | NA | NA | NA | NA | 3000075619 | NA | 0 |  | 0 |  | yes |  |  |  | Balod | 13/7/2015 | deepak Kumar | Dondi | CHC
96 | RNTCP | Domestic reffrigerator | 1 | Samsung | NA | RT26H3000SE1TC | H04R4AG301119k | 3000075620 | 2014 | 0 |  | 0 |  | yes |  |  |  | Balod | 13/7/2015 | deepak Kumar | Dondi | CHC
97 | OT room | spot light | 1 | NA | NA | NA | NA | 3000075621 | NA | 0 |  | 0 |  | yes |  |  |  | Balod | 13/7/2015 | deepak Kumar | Dondi | CHC
98 | OT room | spot light | 1 | NA | NA | NA | NA | 3000075622 | NA | 0 |  | 0 |  | yes |  |  |  | Balod | 13/7/2015 | deepak Kumar | Dondi | CHC
99 | OT room | spot light | 1 | NA | NA | nA | NA | 3000075623 | NA | 0 |  | 0 |  | yes |  |  |  | Balod | 13/7/2015 | deepak Kumar | Dondi | CHC
100 | OT room | Blood pressure moniter(mercury) | 1 | NA | NA | NA | NA | 3000075624 | NA | 0 |  | 0 |  | yes |  |  |  | Balod | 13/7/2015 | deepak Kumar | Dondi | CHC
101 | OT room | suction machine | 1 | NA | NA | NA | NA | 3000075625 | NA | 0 |  | 0 |  | yes |  |  |  | Balod | 13/7/2015 | deepak Kumar | Dondi | CHC
102 | OT room | suction machine | 1 | NA | NA | oxy-500A | NA | 3000075626 | NA | 0 |  | 0 |  | yes |  |  |  | Balod | 13/7/2015 | deepak Kumar | Dondi | CHC
103 | OT room | pulse oxymeter | 1 | Opto system | NA | NA | 125-4F5009 | 3000075627 | NA | 0 |  | 0 |  | yes |  |  |  | Balod | 13/7/2015 | deepak Kumar | Dondi | CHC
104 | OT room | steriliser | 1 | NA | NA | NA | NA | 3000075628 | NA | 0 |  | 0 |  | yes |  |  |  | Balod | 13/7/2015 | deepak Kumar | Dondi | CHC
105 | OT room | steriliser | 1 | Surgicoin Equipment | NA | SSP-703075 | SL186109 | 3000075629 | NA | 0 |  | 0 |  | yes |  |  |  | Balod | 13/7/2015 | deepak Kumar | Dondi | CHC
106 | Injection Room | steriliser | 1 | NA | NA | NA | NA | 3000075630 | NA | 0 |  | 0 |  | yes |  |  |  | Balod | 13/7/2015 | deepak Kumar | Dondi | CHC
107 | Injection Room | Adult weight machine | 1 | NA | NA | NA | NA | 3000075631 | NA | 0 |  | 0 |  | NO |  |  |  | Balod | 13/7/2015 | deepak Kumar | Dondi | CHC
108 | Injection Room | Needle cutter | 1 | Saratech | NA | 100VA/60VA | NA | 3000075632 | NA | 0 |  | 0 |  | yes |  |  |  | Balod | 13/7/2015 | deepak Kumar | Dondi | CHC
109 | Dressing Room | steriliser | 1 | NA | NA | NA | NA | 3000075633 | NA | 0 |  | 0 |  | yes |  |  |  | Balod | 13/7/2015 | deepak Kumar | Dondi | CHC
110 | Dressing Room | steriliser | 1 | NA | NA | NA | NA | 3000075634 | NA | 0 |  | 0 |  | NO |  |  |  | Balod | 13/7/2015 | deepak Kumar | Dondi | CHC
111 | Dressing Room | steriliser | 1 | NA | NA | NA | NA | 3000075635 | NA | 0 |  | 0 |  | NO |  |  |  | Balod | 13/7/2015 | deepak Kumar | Dondi | CHC
112 | Dressing Room | steriliser | 1 | NA | NA | NA | NA | 3000075636 | NA | 0 |  | 0 |  | yes |  |  |  | Balod | 13/7/2015 | deepak Kumar | Dondi | CHC
113 | Dressing Room | steriliser | 1 | NA | NA | NA | NA | 3000075637 | NA | 0 |  | 0 |  | yes |  |  |  | Balod | 13/7/2015 | deepak Kumar | Dondi | CHC
114 | Injection Room | Needle cutter | 1 | Saratech | NA | 100VA/60VA | NA | 3000075305 | NA | 0 |  | 0 |  | yes |  |  |  | Balod | 14/7/2015 | Ankit Bhardwaj | Lohara | CHC
115 | Injection Room | Adult weight machine | 1 | Hardic meditech | NA | NA | NA | 3000075304 | NA | 0 |  | 0 |  | yes |  |  |  | Balod | 14/7/2015 | Ankit Bhardwaj | Lohara | CHC
116 | Injection Room | Blood pressure moniter(mercury) | 1 | Supreme surgico | NA | premier | 9813428 | 3000075303 | NA | 0 |  | 0 |  | yes |  |  |  | Balod | 14/7/2015 | Ankit Bhardwaj | Lohara | CHC
117 | Injection Room | Blood pressure moniter | 1 | Diamond | NA | Regular | 00-522 | 3000075302 | NA | 0 |  | 0 |  | NO |  |  |  | Balod | 14/7/2015 | Ankit Bhardwaj | Lohara | CHC
118 | Injection Room | steriliser | 1 | NA | NA | NA | NA | 3000075301 | NA | 0 |  | 0 |  | yes |  |  |  | Balod | 14/7/2015 | Ankit Bhardwaj | Lohara | CHC
119 | OPD | spot light | 1 | Local | NA | NA | NA | 3000075300 | NA | 0 |  | 0 |  | yes |  |  |  | Balod | 14/7/2015 | Ankit Bhardwaj | Lohara | CHC
120 | OPD | suction machine | 1 | Local | NA | NA | NA | 3000075299 | NA | 0 |  | 0 |  | yes |  |  |  | Balod | 14/7/205 | Ankit Bhardwaj | Lohara | CHC
121 | Pathology | Centrifuge(4 tube) | 1 | remi | NA | NA | NA | 3000075282 | NA | 0 |  | 0 |  | yes |  |  |  | Balod | 14/7/2015 | Ankit Bhardwaj | Lohara | CHC
122 | Pathology | centrifuge(8 tube) | 1 | Local | NA | NA | NA | 3000075281 | NA | 0 |  | 0 |  | yes |  |  |  | Balod | 14/7/2015 | Ankit Bhardwaj | Lohara | CHC
123 | Pathology | Centrifuge(4 tube) | 1 | remi | NA | NA | NA | 3000075280 | NA | 0 |  | 0 |  | yes |  |  |  | Balod | 14/7/2015 | Ankit Bhardwaj | Lohara | CHC
124 | Pathology | Needle cutter | 1 | Saratech | NA | NA | NA | 3000075279 | NA | 0 |  | 0 |  | yes |  |  |  | Balod | 14/7/2015 | Ankit Bhardwaj | Lohara | CHC
125 | Pathology | Weight machine | 1 | omega | NA | OTW | 74057 | 3000075278 | NA | 0 |  | 0 |  | yes |  |  |  | Balod | 14/7/2015 | Ankit Bhardwaj | Lohara | CHC
126 | Pathology | Binocular Microscope | 1 | Olympus | NA | Magnus MLX series | 4B524640 | 3000075287 | NA | 0 |  | 0 |  | yes |  |  |  | Balod | 14/7/2015 | Ankit Bhardwaj | Lohara | CHC
127 | Pathology | Binocular Microscope | 1 | Olympus | NA | Magnus MLX series | 4B524646 | 3000075286 | NA | 0 |  | 0 |  | yes |  |  |  | Balod | 14/7/2015 | Ankit Bhardwaj | Lohara | CHC
128 | Pathology | Centrifuge(4 tube) | 1 | Remi | NA | NA | NA | 3000075285 | NA | 0 |  | 0 |  | yes |  |  |  | Balod | 14/7/2015 | Ankit Bhardwaj | Lohara | CHC
129 | Pathology | Domestic reffrigerator | 1 | Videocon | NA | NA | NA | 3000075284 | NA | 0 |  | 0 |  | yes |  |  |  | Balod | 14/7/2015 | Ankit Bhardwaj | Lohara | CHC
130 | Pathology | Glucometer | 1 | 3D Biosensor | 29/9/2014 | NA | Mo3E07AD3120 | 3000075283 | NA | 0 |  | 0 |  | yes |  |  |  | Balod | 14/7/2015 | Ankit Bhardwaj | Lohara | CHC
131 | Labor Room | suction machine | 1 | Local | NA | NA | NA | 3000075288 | NA | 0 |  | 0 |  | yes |  |  |  | Balod | 14/7/2015 | Ankit Bhardwaj | Lohara | CHC
132 | Labor Room | Foetal doppler | 1 | dipel | NA | DFM051 | NA | 3000075293 | NA | 0 |  | 0 |  | yes |  |  |  | Balod | 14/7/2015 | Ankit Bhardwaj | Lohara | CHC
133 | Labor Room | Baby weight machine | 1 | Essae-Teroka | NA | BS-250 | 25014131930 | 3000075292 | NA | 0 |  | 0 |  | yes |  |  |  | Balod | 14/7/2015 | Ankit Bhardwaj | Lohara | CHC
134 | Labor Room | Baby weight machine | 1 | Local | NA | NA | NA | 3000075291 | NA | 0 |  | 0 |  | yes |  |  |  | Balod | 14/7/2015 | Ankit Bhardwaj | Lohara | CHC
135 | Labor Room | Needle cutter | 1 | Saratech | NA | NA | NA | 3000075290 | NA | 0 |  | 0 |  | yes |  |  |  | Balod | 14/7/2015 | Ankit Bhardwaj | Lohara | CHC
136 | Labor Room | pulse oxymeter | 1 | Local | NA | NA | NA | 3000075289 | NA | 0 |  | 0 |  | yes |  |  |  | Balod | 14/7/2015 | Ankit Bhardwaj | Lohara | CHC
137 | Labor Room | steriliser | 1 | Local | NA | NA | NA | 3000075298 | NA | 0 |  | 0 |  | yes |  |  |  | Balod | 14/7/2015 | Ankit Bhardwaj | Lohara | CHC
138 | Labor Room | Delivery table | 1 | Local | NA | NA | NA | 3000075297 | NA | 0 |  | 0 |  | yes |  |  |  | Balod | 14/7/201`5 | Ankit Bhardwaj | Lohara | CHC
139 | Labor Room | Delivery table | 1 | Local | NA | NA | NA | 3000075296 | NA | 0 |  | 0 |  | yes |  |  |  | Balod | 14/7/2015 | Ankit Bhardwaj | Lohara | CHC
140 | Labor Room | spot light | 1 | Local | NA | NA | NA | 3000075295 | NA | 0 |  | 0 |  | yes |  |  |  | Balod | 14/7/2015 | Ankit Bhardwaj | Lohara | CHC
141 | Labor Room | Foetal doppler | 1 | Local | NA | NA | NA | 3000075294 | NA | 0 |  | 0 |  | yes |  |  |  | Balod | 14/7/2015 | Ankit Bhardwaj | Lohara | CHC
142 | Store Room | Blood pressure moniter(mercury) | 1 | Smart care | 2012 | NA | NA | 3000075277 | NA | 0 |  | 0 |  | Packed |  |  |  | Balod | 14/7/2015 | Ankit Bhardwaj | Lohara | CHC
143 | Store Room | blood preesure moniter(mercury) | 1 | Smart care | 2012 | NA | NA | 3000075276 | NA | 0 |  | 0 |  | Packed |  |  |  | Balod | 14/7/2015 | Ankit Bhardwaj | Lohara | CHC
144 | Store Room | Blood pressure moniter(mercury) | 1 | extra care | 2012 | NA | NA | 3000075275 | NA | 0 |  | 0 |  | Packed |  |  |  | Balod | 14/7/2015 | Ankit Bhardwaj | Lohara | CHC
145 | Store Room | Blood pressure moniter(mercury) | 1 | Namat | 2012 | Blue crss | NA | 3000075274 | NA | 0 |  | 0 |  | Packed |  |  |  | Balod | 14/7/2015 | Ankit Bhardwaj | Lohara | CHC
146 | Store Room | blood pressure moniter(mercury) | 1 | Namatt | 2012 | NA | NA | 3000075273 | NA | 0 |  | 0 |  | Packed |  |  |  | Balod | 14/7/2015 | Ankit Bhardwaj | Lohara | CHC
147 | Store Room | Blood pressure moniter(mercury) | 1 | Supreme surgico | NA | NA | NA | 3000075272 | NA | 0 |  | 0 |  | Packed |  |  |  | Balod | 14/7/2015 | Ankit Bhardwaj | Lohara | CHC
148 | Store Room | suction machine | 1 | Local | NA | NA | NA | 3000075271 | NA | 0 |  | 0 |  | Packed |  |  |  | Balod | 14/7/2015 | Ankit Bhardwaj | Lohara | CHC
149 | Store Room | suction machine | 1 | Local | NA | nA | NA | 3000075270 | NA | 0 |  | 0 |  | Packed |  |  |  | Balod | 14/7/2015 | Ankit Bhardwaj | Lohara | CHC
150 | Store Room | cautray | 1 | Local | NA | NA | 120704 | 3000075269 | NA | 0 |  | 0 |  | Packed |  |  |  | Balod | 14/7/2015 | Ankit Bhardwaj | Lohara | CHC
151 | Store Room | suction machine | 1 | Local | NA | NA | NA | 3000075268 | NA | 0 |  | 0 |  | Packed |  |  |  | Balod | 14/7/2015 | Ankit Bhardwaj | Lohara | CHC
152 | Store Room | suction machine | 1 | Local | NA | NA | NA | 3000075267 | NA | 0 |  | 0 |  | Packed |  |  |  | Balod | 14/7/2015 | Ankit Bhardwaj | Lohara | CHC
153 | Store Room | fumigator | 1 | Local | 2012 | NA | NA | 3000075266 | NA | 0 |  | 0 |  | Packed |  |  |  | Balod | 14/7/2015 | Ankit Bhardwaj | Lohara | CHC
154 | Store Room | cautray | 1 | decent | NA | NA | NA | 3000075265 | NA | 0 |  | 0 |  | Packed |  |  |  | Balod | 14/7/2015 | Ankit Bhardwaj | Lohara | CHC
155 | Store Room | pulse oxymeter | 1 | Maestros mediline ltd | NA | lotous-700 | 70301253 | 3000075264 | NA | 0 |  | 0 |  | Packed |  |  |  | Balod | 14/7/2015 | Ankit Bhardwaj | Lohara | CHC
156 | Store Room | steriliser | 1 | Local | NA | NA | NA | 3000075263 | NA | 0 |  | 0 |  | Packed |  |  |  | Balod | 14/7/2015 | Ankit Bhardwaj | Lohara | CHC
157 | Store Room | pulse oxymeter | 1 | Local | NA | NA | NA | 3000075262 | NA | 0 |  | 0 |  | Packed |  |  |  | Balod | 14/7/2015 | Ankit Bhardwaj | Lohara | CHC
158 | Store Room | pulse oxymeter | 1 | NA | NA | NA | NA | 3000075261 | NA | 0 |  | 0 |  | Packed |  |  |  | Balod | 14/7/2015 | Ankit Bhardwaj | Lohara | CHC
159 | Store Room | pulse oxymeter | 1 | NA | NA | NA | NA | 3000075260 | NA | 0 |  | 0 |  | Packed |  |  |  | Balod | 14/7/2015 | Ankit Bhardwaj | Lohara | CHC
160 | Store Room | centrifuge | 1 | remi | NA | DHLC-G575 | DHLC-GS75 | 3000075259 | NA | 0 |  | 0 |  | Packed |  |  |  | Balod | 14/7/2015 | Ankit Bhardwaj | Lohara | CHC
161 | Store Room | blood bank reffrigerator | 1 | Medi tech | NA | NA | NA | 3000075258 | NA | 0 |  | 0 |  | Packed |  |  |  | Balod | 14/7/2015 | Ankit Bhardwaj | Lohara | CHC
162 | BMO Office | Blood pressure moniter(mercury) | 1 | Diamond | 2013 | Regular | 0-4534 | 3000075234 | NA | 0 |  | 0 |  | Packed |  |  |  | Balod | 14/7/2015 | Ankit Bhardwaj | Lohara | CHC
163 | Nursing Room | Steriliser | 1 | Local | NA | NA | NA | 3000075250 | NA | 0 |  | 0 |  | Packed |  |  |  | Balod | 14/7/2015 | Ankit Bhardwaj | Lohara | CHC
164 | Nursing Room | steriliser | 1 | Local | NA | NA | NA | 3000075255 | NA | 0 |  | 0 |  | Packed |  |  |  | Balod | 14/7/2015 | Ankit Bhardwaj | Lohara | CHC
165 | Nursing Room | Domestic reffrigerator | 1 | Samsung | 2008 | RA23 | 03924ZA0600645A | 3000075254 | NA | 0 |  | 0 |  | Packed |  |  |  | Balod | 14/7/2015 | Ankit Bhardwaj | Lohara | CHC
166 | eye | Slit lamp | 1 | Adarsh | NA | NA | NA | 3000075253 | NA | 0 |  | 0 |  | Packed |  |  |  | Balod | 14/7/2015 | Ankit Bhardwaj | Lohara | CHC
167 | Store Room | Delivery table | 1 | Local | NA | NA | NA | 3000075397 | NA | 0 |  | 0 |  | Packed |  |  |  | Balod | 14/7/2015 | Ankit Bhardwaj | Deuri | CHC
168 | Store Room | Steriliser | 1 | Local | NA | NA | NA | 3000075396 | NA | 0 |  | 0 |  | Packed |  |  |  | Balod | 14/7/2015 | Ankit Bhardwaj | Deuri | CHC
169 | Store Room | Autoclave | 1 | Local | NA | NA | NA | 3000075395 | NA | 0 |  | 0 |  | Packed |  |  |  | Balod | 14/7/2015 | Ankit Bhardwaj | Deuri | CHC
170 | Store Room | Blood pressure moniter(mercury) | 1 | Diamond | 2015 | Deluxe | 85938 | 3000075394 | NA | 0 |  | 0 |  | yes |  |  |  | Balod | 14/7/2015 | Ankit Bhardwaj | Deuri | CHC
171 | Labor Room | Autoclave(horizontal) | 1 | NA | NA | NA | NA | 3000075393 | NA | 0 |  | 0 |  | yes |  |  |  | Balod | 14/7/2015 | Ankit Bhardwaj | Deuri | CHC
172 | Labor Room | Steriliser | 1 | Atlas | NA | NA | 09F10268 | 3000075392 | NA | 0 |  | 0 |  | yes |  |  |  | Balod | 14/7/2015 | Ankit Bhardwaj | Deuri | CHC
173 | Labor Room | Baby weight machine | 1 | Essae-Teroka | NA | BS-250 | 25014131916 | 3000075391 | NA | 0 |  | 0 |  | yes |  |  |  | Balod | 14/7/2015 | Ankit Bhardwaj | Deuri | CHC
174 | Labor Room | Baby weight machine | 1 | Docbel | NA | NA | NA | 3000075390 | NA | 0 |  | 0 |  | yes |  |  |  | Balod | 14/7/2015 | Ankit Bhardwaj | Deuri | CHC
175 | Labor Room | Foetal doppler | 1 | Ucomin Tech | 2015 | FD200D | FD2D15010482 | 3000075389 | NA | 0 |  | 0 |  | yes |  |  |  | Balod | 14/7/2015 | Ankit Bhardwaj | Deuri | CHC
176 | Labor Room | Blood pressure moniter | 1 | Supreme surgico | NA | premier | 98134375 | 3000075388 | NA | 0 |  | 0 |  | yes |  |  |  | Balod | 14/7/2015 | Ankit Bhardwaj | Deuri | CHC
177 | Labor Room | Delivery table | 1 | Local | NA | NA | NA | 3000075387 | NA | 0 |  | 0 |  | Packed |  |  |  | Balod | 14/7/2015 | Ankit Bhardwaj | Deuri | CHC
178 | Labor Room | suction machine | 1 | Shiva | NA | NA | NA | 3000075386 | NA | 0 |  | 0 |  | yes |  |  |  | Balod | 14/7/2015 | Ankit Bhardwaj | Deuri | CHC
179 | Labor Room | suction machine | 1 | Local | NA | NA | NA | 3000075385 | NA | 0 |  | 0 |  | yes |  |  |  | Balod | 14/7/2015 | Ankit Bhardwaj | Deuri | CHC
180 | Labor Room | Foetal doppler | 1 | Life line | NA | NA | NA | 3000075384 | NA | 0 |  | 0 |  | yes |  |  |  | Balod | 14/7/2015 | Ankit Bhardwaj | Deuri | CHC
181 | Pathology | Binocular Microscope | 1 | Olympus | NA | MLX-series | 4B-524552 | 3000075383 | NA | 0 |  | 0 |  | NO |  |  |  | Balod | 14/7/2015 | Ankit Bhardwaj | Deuri | CHC
182 | Pathology | Centrifuge(4 tube) | 1 | Local | NA | NA | NA | 3000075382 | NA | 0 |  | 0 |  | yes |  |  |  | Balod | 14/7/2015 | Ankit Bhardwaj | Deuri | CHC
183 | Pathology | Domestic reffrigerator | 1 | Videocon | 2011 | VKE204 | NA | 3000075381 | NA | 0 |  | 0 |  | yes |  |  |  | Balod | 14/7/2015 | Ankit Bhardwaj | Deuri | CHC
184 | Pathology | Glucometer | 1 | one touch life scan | 2010 | NA | SAGJR7GJ | 3000075380 | NA | 0 |  | 0 |  | yes |  |  |  | Balod | 14/7/2015 | Ankit Bhardwaj | Deuri | CHC
185 | Pathology | steriliser | 1 | Local | NA | NA | NA | 3000075379 | NA | 0 |  | 0 |  | yes |  |  |  | Balod | 14/7/2015 | Ankit Bhardwaj | Deuri | CHC
186 | Injection Room | blood pressure moniter | 1 | Diamond | 2015 | Deluxe | 76324 | 3000075378 | NA | 0 |  | 0 |  | yes |  |  |  | Balod | 14/7/2015 | Ankit Bhardwaj | Deuri | CHC
187 | Injection Room | Adult weight machine | 1 | NA | NA | Prestige | Hardic meditech | 3000075377 | NA | 0 |  | 0 |  | yes |  |  |  | Balod | 14/7/2015 | Ankit Bhardwaj | Deuri | CHC
188 | OPD | Blood pressure moniter | 1 | Diamond | 2014 | Regular | 0 3477 | 3000075376 | NA | 0 |  | 0 |  | yes |  |  |  | Balod | 14/7/2015 | Ankit Bhardwaj | Deuri | CHC
189 | Injection Room | Needle cutter | 1 | Saratech | NA | S1R | NA | 3000075836 | NA | 0 |  | 0 |  | yes |  |  |  | Balod | 15/7/2015 | deepak Kumar | Surdongar | PHC
190 | Injection Room | Steriliser | 1 | Atlas | NA | NA | NA | 3000075837 | NA | 0 |  | 0 |  | yes |  |  |  | Balod | 15/7/2015 | deepak Kumar | Surdongar | PHC
191 | Injection Room | Foetal doppler | 1 | Bioplus | NA | Table tap | NA | 3000075838 | NA | 0 |  | 0 |  | yes |  |  |  | Balod | 15/7/2015 | deepak Kumar | Surdongar | PHC
192 | Injection Room | Foetal doppler | 1 | dipel | NA | DFM051 | NA | 3000075839 | NA | 0 |  | 0 |  | yes |  |  |  | Balod | 15/7/2015 | deepak Kumar | Surdongar | PHC
193 | Injection Room | Adult weight machine | 1 | dipel | NA | NA | NA | 3000075840 | NA | 0 |  | 0 |  | yes |  |  |  | Balod | 15/7/2015 | deepak Kumar | Surdongar | PHC
194 | Labrotory | Blood pressure moniter(mercury) | 1 | Diamond | NA | Regular | NA | 3000075841 | NA | 0 |  | 0 |  | yes |  |  |  | Balod | 15/7/2015 | deepak Kumar | Surdongar | PHC
195 | Labrotory | Domestic reffrigerator | 1 | electro-lux | NA | EDP/195 | 9 25040371103200000 | 3000075842 | NA | 0 |  | 0 |  | yes |  |  |  | Balod | 15/7/2015 | deepak Kumar | Surdongar | PHC
196 | Labrotory | Baby weight machine | 1 | NA | NA | Crown | NA | 3000075843 | NA | 0 |  | 0 |  | yes |  |  |  | Balod | 15/7/2015 | deepak Kumar | Surdongar | PHC
197 | Labrotory | Binocular Microscope | 1 | Olympus | NA | MLX-B plus | NA | 3000075844 | NA | 0 |  | 0 |  | yes |  |  |  | Balod | 15/7/2015 | deepak Kumar | Surdongar | PHC
198 | Labrotory | Glucometer | 1 | Roche | NA | NA | GU03563471 | 3000075845 | NA | 0 |  | 0 |  | yes |  |  |  | Balod | 15/7/2015 | deepak Kumar | Surdongar | PHC
199 | Labrotory | Binocular Microscope | 1 | MCW | NA | MLW lab | NA | 3000075846 | NA | 0 |  | 0 |  | NO |  |  |  | Balod | 15/7/2015 | deepak Kumar | Surdongar | PHC
200 | Pharmacy room | LIR | 1 | Vest frost | NA | NA | 25000473 | 3000075501 | NA | 0 |  | 0 |  | NO |  |  |  | Balod | 13/7/2015 | deepak Kumar | Chikhalakasa | PHC
201 | Pharmacy room | LIR | 1 | Haier | NA | NA | NA | 3000075502 | NA | 0 |  | 0 |  | yes |  |  |  | Balod | 13/7/2015 | deepak Kumar | Chikhalakasa | PHC
202 | Pharmacy room | Deep freezer | 1 | Haier | NA | NA | NA | 3000075503 | NA | 0 |  | 0 |  | yes |  |  |  | Balod | 13/7/2015 | deepak Kumar | Chikhalakasa | PHC
203 | Pharmacy room | Deep freezer | 1 | Erispwl-d | NA | NA | NA | 3000075504 | NA | 0 |  | 0 |  | yes |  |  |  | Balod | 13/7/2015 | deepak Kumar | Chikhalakasa | PHC
204 | Store Room | steriliser | 1 | nA | NA | NA | NA | 3000075505 | NA | 0 |  | 0 |  | yes |  |  |  | Balod | 13/7/2015 | deepak Kumar | Chikhalakasa | PHC
205 | Store Room | hanging Weight machine | 1 | Salter | NA | NA | A239455 | 3000075506 | NA | 0 |  | 0 |  | yes |  |  |  | Balod | 13/7/2015 | deepak Kumar | Chikhalakasa | PHC
206 | Store Room | hanging Weight machine | 1 | nA | NA | NA | A239468 | 3000075507 | NA | 0 |  | 0 |  | yes |  |  |  | Balod | 13/7/2015 | deepak Kumar | Chikhalakasa | PHC
207 | Store Room | hanging Weight machine | 1 | nA | NA | NA | A240019 | 3000075508 | NA | 0 |  | 0 |  | yes |  |  |  | Balod | 13/7/2015 | deepak Kumar | Chikhalakasa | PHC
208 | Store Room | hanging Weight machine | 1 | nA | NA | NA | A239458 | 3000075509 | NA | 0 |  | 0 |  | yes |  |  |  | Balod | 13/7/2015 | deepak Kumar | Chikhalakasa | PHC
209 | Store Room | hanging Weight machine | 1 | nA | NA | NA | A2394-60 | 3000075510 | NA | 0 |  | 0 |  | Packed |  |  |  | Balod | 13/7/2015 | deepak Kumar | Chikhalakasa | PHC
210 | Store Room | hanging Weight machine | 1 | NA | NA | NA | A239457 | 3000075511 | NA | 0 |  | 0 |  | yes |  |  |  | Balod | 13/7/2015 | deepak Kumar | Chikhalakasa | PHC
211 | Store Room | hanging Weight machine | 1 | nA | NA | NA | A239467 | 3000075512 | NA | 0 |  | 0 |  | yes |  |  |  | Balod | 13/7/2015 | deepak Kumar | Chikhalakasa | PHC
212 | Store Room | hanging Weight machine | 1 | nA | NA | NA | A239452 | 3000075513 | NA | 0 |  | 0 |  | yes |  |  |  | Balod | 13/7/2015 | deepak Kumar | Chikhalakasa | PHC
213 | Store Room | hanging Weight machine | 1 | nA | NA | NA | A239465 | 3000075514 | NA | 0 |  | 0 |  | yes |  |  |  | Balod | 13/7/2015 | deepak Kumar | Chikhalakasa | PHC
214 | Store Room | hanging Weight machine | 1 | nA | NA | NA | A240021 | 3000075515 | NA | 0 |  | 0 |  | yes |  |  |  | Balod | 13/7/2015 | deepak Kumar | Chikhalakasa | PHC
215 | Store Room | hanging Weight machine | 1 | NA | NA | NA | A239459 | 3000075516 | NA | 0 |  | 0 |  | yes |  |  |  | Balod | 13/7/2015 | deepak Kumar | Chikhalakasa | PHC
216 | Store Room | hanging Weight machine | 1 | nA | NA | NA | A240020 | 3000075517 | NA | 0 |  | 0 |  | yes |  |  |  | Balod | 13/7/2015 | deepak Kumar | Chikhalakasa | PHC
217 | Store Room | hanging Weight machine | 1 | nA | NA | NA | A239454 | 3000075518 | NA | 0 |  | 0 |  | yes |  |  |  | Balod | 13/7/2015 | deepak Kumar | Chikhalakasa | PHC
218 | Store Room | Needle cutter | 1 | Microsil | NA | ND-360 | 4881/03 | 3000075519 | NA | 0 |  | 0 |  | yes |  |  |  | Balod | 13/7/2015 | deepak Kumar | Chikhalakasa | PHC
219 | Store Room | Needle cutter | 1 | Microsil | NA | ND-360 | 49031 | 3000075520 | NA | 0 |  | 0 |  | yes |  |  |  | Balod | 13/7/2015 | deepak Kumar | Chikhalakasa | PHC
220 | Store Room | steriliser | 1 | NA | NA | NA | 09f1216 | 3000075521 | NA | 0 |  | 0 |  | yes |  |  |  | Balod | 13/7/2015 | deepak Kumar | Chikhalakasa | PHC
221 | Store Room | VDRL Shaker | 1 | NA | NA | NA | NA | 3000075522 | NA | 0 |  | 0 |  | yes |  |  |  | Balod | 13/7/2015 | deepak Kumar | Chikhalakasa | PHC
222 | Store Room | VDRL Shaker | 1 | nA | NA | NA | NA | 3000075523 | NA | 0 |  | 0 |  | yes |  |  |  | Balod | 13/7/2015 | deepak Kumar | Chikhalakasa | PHC
223 | Store Room | Blood pressure moniter(mercury) | 1 | JVM thermometer | NA | NA | NA | 3000075524 | NA | 0 |  | 0 |  | yes |  |  |  | Balod | 13/7/2015 | deepak Kumar | Chikhalakasa | PHC
224 | Store Room | Blood pressure moniter(mercury) | 1 | Supreme surgico | NA | premier | 98B662 | 3000075525 | NA | 0 |  | 0 |  | yes |  |  |  | Balod | 13/7/2015 | deepak Kumar | Chikhalakasa | PHC
225 | Store Room | Blood pressure moniter(mercury) | 1 | Supreme surgico | NA | NA | 98135768 | 3000075526 | NA | 0 |  | 0 |  | yes |  |  |  | Balod | 13/7/2015 | deepak Kumar | Chikhalakasa | PHC
226 | Store Room | suction machine | 1 | Local | NA | NA | NA | 3000075527 | NA | 0 |  | 0 |  | NO |  |  |  | Balod | 13/7/2015 | deepak Kumar | Chikhalakasa | PHC
227 | Store Room | suction machine | 1 | Local | NA | NA | NA | 3000075528 | NA | 0 |  | 0 |  | yes |  |  |  | Balod | 13/7/2015 | deepak Kumar | Chikhalakasa | PHC
228 | Store Room | suction machine | 1 | Local | NA | NA | NA | 3000075529 | NA | 0 |  | 0 |  | yes |  |  |  | Balod | 13/7/2015 | deepak Kumar | Chikhalakasa | PHC
229 | Store Room | suction machine | 1 | NA | NA | NA | NA | 3000075530 | NA | 0 |  | 0 |  | NO |  |  |  | Balod | 13/7/2015 | deepak Kumar | Chikhalakasa | PHC
230 | Store Room | suction machine | 1 | NA | NA | NA | NA | 3000075531 | NA | 0 |  | 0 |  | NO |  |  |  | Balod | 13/7/2015 | deepak Kumar | Chikhalakasa | PHC
231 | Store Room | suction machine | 1 | NA | NA | NA | NA | 3000075532 | NA | 0 |  | 0 |  | NO |  |  |  | Balod | 13/7/2015 | deepak Kumar | Chikhalakasa | PHC
232 | Store Room | suction machine | 1 | nA | NA | NA | NA | 3000075533 | NA | 0 |  | 0 |  | NO |  |  |  | Balod | 13/7/2015 | deepak Kumar | Chikhalakasa | PHC
233 | Labrotory | Binocular Microscope | 1 | CarlZeiss | NA | Primo star | NA | 3000075534 | NA | 0 |  | 0 |  | yes |  |  |  | Balod | 13/7/2015 | deepak Kumar | Chikhalakasa | PHC
234 | Labrotory | calorimeter | 1 | Simtronics | NA | NA | NA | 3000075535 | NA | 0 |  | 0 |  | yes |  |  |  | Balod | 13/7/2015 | deepak Kumar | Chikhalakasa | PHC
235 | Labrotory | Needle cutter | 1 | Microsil | NA | ND-360 | 4902/03 | 3000075536 | NA | 0 |  | 0 |  | yes |  |  |  | Balod | 13/7/2015 | deepak Kumar | Chikhalakasa | PHC
236 | Labrotory | Baby weight machine | 1 | Essae-Teroka | NA | BS-250 | NA | 3000075537 | NA | 0 |  | 0 |  | yes |  |  |  | Balod | 13/7/2015 | deepak Kumar | Chikhalakasa | PHC
237 | Labrotory | ultra sound doppler | 1 | dipel | NA | DFM051 | 25014131919 | 3000075538 | NA | 0 |  | 0 |  | yes |  |  |  | Balod | 13/7/2015 | deepak Kumar | Chikhalakasa | PHC
238 | Labor Room | Baby weight machine | 1 | Docbel | NA | NA | NA | 3000075539 | NA | 0 |  | 0 |  | yes |  |  |  | Balod | 13/7/2015 | deepak Kumar | Chikhalakasa | PHC
239 | Labor Room | spot light | 1 | NA | NA | NA | NA | 3000075540 | NA | 0 |  | 0 |  | yes |  |  |  | Balod | 13/7/2015 | deepak Kumar | Chikhalakasa | PHC
240 | Labor Room | steriliser | 1 | NA | NA | NA | NA | 3000075541 | NA | 0 |  | 0 |  | yes |  |  |  | Balod | 13/7/2015 | deepak Kumar | Chikhalakasa | PHC
241 | Labor Room | suction machine | 1 | nA | NA | NA | NA | 3000075542 | NA | 0 |  | 0 |  | yes |  |  |  | Balod | 13/7/2015 | deepak Kumar | Chikhalakasa | PHC
242 | Labor Room | Blood pressure moniter | 1 | Microsil | NA | NA | 99192036 | 3000075543 | NA | 0 |  | 0 |  | yes |  |  |  | Balod | 13/7/2015 | deepak Kumar | Chikhalakasa | PHC
243 | Labor Room | Needle cutter | 1 | Saratech | NA | S1R | NA | 3000075544 | NA | 0 |  | 0 |  | yes |  |  |  | Balod | 13/7/2015 | deepak Kumar | Chikhalakasa | PHC
244 | Labor Room | Needle cutter | 1 | Saratech | NA | S1R | NA | 3000075545 | NA | 0 |  | 0 |  | NO |  |  |  | Balod | 13/7/2015 | deepak Kumar | Chikhalakasa | PHC
245 | Labor Room | steriliser | 1 | nA | NA | NA | NA | 3000075546 | NA | 0 |  | 0 |  | NO |  |  |  | Balod | 13/7/2015 | deepak Kumar | Chikhalakasa | PHC
246 | Injection Room | Domestic reffrigerator | 1 | Godrej | NA | NA | 3002912206 | 3000075547 | NA | 0 |  | 0 |  | yes |  |  |  | Balod | 13/7/2015 | deepak Kumar | Chikhalakasa | PHC
247 | Injection Room | Adult weight machine | 1 | nA | NA | NA | NA | 3000075548 | NA | 0 |  | 0 |  | yes |  |  |  | Balod | 13/7/2015 | deepak Kumar | Chikhalakasa | PHC
248 | Injection Room | Needle cutter | 1 | Microsil | NA | ND-360 | 4995/03 | 3000075549 | NA | 0 |  | 0 |  | yes |  |  |  | Balod | 13/7/2015 | deepak Kumar | Chikhalakasa | PHC
249 | Injection Room | blood pressure moniter | 1 | Namatt | NA | cross deluxe | NA | 3000075550 | NA | 0 |  | 0 |  | yes |  |  |  | Balod | 13/7/2015 | deepak Kumar | Chikhalakasa | PHC
250 | Doctor ROOm | Needle cutter | 1 | Microsil | NA | nd-100 | 2785106-07 | 3000075735 | NA | 0 |  | 0 |  | yes |  |  |  | Balod | 14/7/2015 | deepak Kumar | sankari | PHC
251 | Doctor ROOm | Baby weight machine | 1 | Docbel | NA | NA | NA | 3000075736 | NA | 0 |  | 0 |  | yes |  |  |  | Balod | 14/7/2015 | deepak Kumar | sankari | PHC
252 | Labor Room | steriliser | 1 | NA | NA | NA | NA | 3000075737 | NA | 0 |  | 0 |  | yes |  |  |  | Balod | 14/7/2015 | deepak Kumar | sankari | PHC
253 | Labor Room | Baby weight machine | 1 | kohinoor | NA | NA | NA | 3000075738 | NA | 0 |  | 0 |  | yes |  |  |  | Balod | 14/7/2015 | deepak Kumar | sankari | PHC
254 | Labor Room | autoclave(cylindrical) | 1 | NA | NA | NA | NA | 3000075739 | NA | 0 |  | 0 |  | yes |  |  |  | Balod | 14/7/2015 | deepak Kumar | sankari | PHC
255 | Store Room | Blood pressure moniter(mercury) | 1 | Diamond | NA | Regular | NA | 3000075740 | NA | 0 |  | 0 |  | NO |  |  |  | Balod | 14/7/2015 | deepak Kumar | sankari | PHC
256 | Store Room | Domestic reffrigerator | 1 | electro-lux | NA | EEE183 | 9 2504035701901 | 3000075741 | NA | 0 |  | 0 |  | yes |  |  |  | Balod | 14/7/2015 | deepak Kumar | sankari | PHC
257 | OPD | Blood pressure moniter(mercury) | 1 | Diamond | NA | Regular | NA | 3000075742 | NA | 0 |  | 0 |  | yes |  |  |  | Balod | 14/7/2015 | deepak Kumar | sankari | PHC
258 | OPD | Blood pressure moniter(mercury) | 1 | Supreme surgico | NA | premier | 98135676 | 3000075743 | NA | 0 |  | 0 |  | yes |  |  |  | Balod | 14/7/2015 | deepak Kumar | sankari | PHC
259 | OPD | steriliser | 1 | NA | NA | NA | NA | 3000075744 | NA | 0 |  | 0 |  | NO |  |  |  | Balod | 14/7/2015 | deepak Kumar | sankari | PHC
260 | OPD | Adult weight machine | 1 | Ramon surgical | NA | Victoria DX | NA | 3000075745 | NA | 0 |  | 0 |  | NO |  |  |  | Balod | 14/7/2015 | deepak Kumar | sankari | PHC
261 | Dressing Room | steriliser | 1 | NA | NA | NA | NA | 3000075746 | NA | 0 |  | 0 |  | NO |  |  |  | Balod | 14/7/2015 | deepak Kumar | sankari | PHC
262 | Dressing Room | steriliser | 1 | NA | NA | NA | NA | 3000075747 | NA | 0 |  | 0 |  | NO |  |  |  | Balod | 14/7/2015 | deepak Kumar | sankari | PHC
263 | Dressing Room | Adult weight machine | 1 | Hardic meditech | NA | NA | NA | 3000075748 | NA | 0 |  | 0 |  | yes |  |  |  | Balod | 14/7/2015 | deepak Kumar | sankari | PHC
264 | Dressing Room | Adult weight machine | 1 | camny | NA | NA | NA | 3000075749 | NA | 0 |  | 0 |  | yes |  |  |  | Balod | 14/7/2015 | deepak Kumar | sankari | PHC
265 |  | Baby weight machine | 1 | Ramon surgical | NA | crown | NA | 3000075729 | NA | 0 |  | 0 |  | yes |  |  |  | Balod | 14/7/2015 | deepak Kumar | Belaudi | PHC
266 |  | Needle cutter | 1 | Saratech | NA | S1R | 907 | 3000075730 | NA | 0 |  | 0 |  | yes |  |  |  | Balod | 14/7/2015 | deepak Kumar | Belaudi | PHC
267 |  | Baby weight machine | 1 | NA | NA | NA | NA | 3000075731 | NA | 0 |  | 0 |  | yes |  |  |  | Balod | 14/7/2015 | deepak Kumar | Belaudi | PHC
268 |  | Blood pressure moniter(mercury) | 1 | Diamond | NA | Regular | NA | 3000075732 | NA | 0 |  | 0 |  | yes |  |  |  | Balod | 14/7/2015 | deepak Kumar | Belaudi | PHC
269 |  | steriliser | 1 | NA | NA | NA | NA | 3000075733 | NA | 0 |  | 0 |  | yes |  |  |  | Balod | 14/7/2015 | deepak Kumar | Belaudi | PHC
270 |  | Needle cutter | 1 | Saratech | NA | S1R | 8882 | 3000075734 | NA | 0 |  | 0 |  | yes |  |  |  | Balod | 14/7/2015 | deepak Kumar | Belaudi | PHC
271 |  | Baby weight machine | 1 | NA | NA | crown | NA | 3000075847 | NA | 0 |  | 0 |  | yes |  |  |  | Balod | 15/7/2015 | deepak Kumar | Amadula | PHC
272 |  | suction machine | 1 | NA | NA | NA | NA | 3000075848 | NA | 0 |  | 0 |  | yes |  |  |  | Balod | 15/7/2015 | deepak Kumar | Amadula | PHC
273 |  | steriliser | 1 | NA | NA | NA | NA | 3000075849 | NA | 0 |  | 0 |  | yes |  |  |  | Balod | 15/7/2015 | deepak Kumar | Amadula | PHC
274 |  | Foetal doppler | 1 | Bioplus | NA | NA | NA | 3000075850 | NA | 0 |  | 0 |  | yes |  |  |  | Balod | 15/7/2015 | deepak Kumar | Amadula | PHC
275 |  | Binocular Microscope | 1 | india optics | NA | BPM-3 | NA | 3000075851 | NA | 0 |  | 0 |  | yes |  |  |  | Balod | 15/7/2015 | deepak Kumar | Amadula | PHC
276 |  | Blood pressure moniter(mercury) | 1 | Anita industries | NA | SM300 | 375372 | 3000075852 | NA | 0 |  | 0 |  | yes |  |  |  | Balod | 15/7/2015 | deepak Kumar | Amadula | PHC
277 |  | Blood pressure moniter(mercury) | 1 | Life line | NA | Life line Ultra | 76344 | 3000075853 | NA | 0 |  | 0 |  | yes |  |  |  | Balod | 15/7/2015 | deepak Kumar | Amadula | PHC
278 |  | Blood pressure moniter(mercury) | 1 | Life line | NA | Life line Ultra | 76346 | 3000075854 | NA | 0 |  | 0 |  | yes |  |  |  | Balod | 15/7/2015 | deepak Kumar | Amadula | PHC
279 |  | Needle cutter | 1 | Microsil | NA | ND-300 | 10312/03 | 3000075855 | NA | 0 |  | 0 |  | yes |  |  |  | Balod | `15/7/2015 | deepak Kumar | Amadula | PHC
280 |  | steriliser | 1 | Atlas | NA | NA | NA | 3000075856 | NA | 0 |  | 0 |  | yes |  |  |  | Balod | 15/7/2015 | deepak Kumar | Amadula | PHC
281 |  | steriliser | 1 | NA | NA | NA | NA | 3000075857 | NA | 0 |  | 0 |  | NO |  |  |  | Balod | 15/7/2015 | deepak Kumar | Amadula | PHC
282 |  | Adult weight machine | 1 | Bhaseen health products | NA | Suvarna | NA | 3000075853 | NA | 0 |  | 0 |  | yes |  |  |  | Balod | 15/7/2015 | deepak Kumar | Amadula | PHC
283 |  | Baby weight machine | 1 | Ramon surgical | NA | NA | NA | 3000075859 | NA | 0 |  | 0 |  | yes |  |  |  | Balod | 15/7/2015 | deepak Kumar | Amadula | PHC
284 |  | Domestic reffrigerator | 1 | Samsung | NA | NA | NA | 3000075860 | NA | 0 |  | 0 |  | yes |  |  |  | Balod | 15/7/2015 | deepak Kumar | Amadula | PHC
285 |  | Blood pressure moniter(mercury) | 1 | Supreme surgico | NA | premier | 9813367 | 3000075942 | NA | 0 |  | 0 |  | yes |  |  |  | Balod | 17/7/2015 | deepak Kumar | Armarikala | PHC
286 |  | steriliser | 1 | Local | NA | NA | NA | 3000075204 | NA | 0 |  | 0 |  | NO |  |  |  | Balod | 15/7/2015 | Ankit Bhardwaj | Bodra | PHC
287 |  | Adult weight machine | 1 | Ramon surgical | NA | crown | NA | 3000075203 | NA | 0 |  | 0 |  | yes |  |  |  | Balod | 15/7/2015 | Ankit Bhardwaj | Bodra | PHC
288 |  | Steriliser | 1 | Local | NA | NA | NA | 3000075202 | NA | 0 |  | 0 |  | yes |  |  |  | Balod | 15/7/2015 | Ankit Bhardwaj | Bodra | PHC
289 |  | Steriliser | 1 | Local | NA | NA | NA | 3000075201 | NA | 0 |  | 0 |  | NO |  |  |  | Balod | 15/7/2015 | Ankit Bhardwaj | Bodra | PHC
290 |  | Domestic reffrigerator | 1 | Samsung | 2013 | NA | 0 944ZaD600152D | 3000075200 | NA | 0 |  | 0 |  | yes |  |  |  | Balod | 15/7/2015 | Ankit Bhardwaj | Bodra | PHC
291 |  | Foetal doppler | 1 | dipel | NA | DFM051 | NA | 3000075209 | NA | 0 |  | 0 |  | yes |  |  |  | Balod | 15/7/2015 | Ankit Bhardwaj | Bodra | PHC
292 |  | Steriliser | 1 | Atlas | NA | NA | NA | 3000075208 | NA | 0 |  | 0 |  | yes |  |  |  | Balod | 15/7/2015 | Ankit Bhardwaj | Bodra | PHC
293 |  | Blood pressure moniter(mercury) | 1 | Anita industries | NA | NA | 383061 | 3000075207 | NA | 0 |  | 0 |  | NO |  |  |  | Balod | 15/7/2015 | Ankit Bhardwaj | Bodra | PHC
294 |  | Baby weight machine | 1 | Ramon surgical | NA | crown | NA | 3000075206 | NA | 0 |  | 0 |  | yes |  |  |  | Balod | 15/7/2015 | Ankit Bhardwaj | Bodra | PHC
295 |  | Blood pressure moniter(mercury) | 1 | Infi | NA | NA | 0 07011 | 3000075205 | NA | 0 |  | 0 |  | yes |  |  |  | Balod | 15/7/2015 | Ankit Bhardwaj | Bodra | PHC
296 |  | Blood pressure moniter(mercury) | 1 | Life line | NA | bela portable | 7816 | 3000075750 | NA | 0 |  | 0 |  | yes |  |  |  | Balod | 14/7/2015 | deepak Kumar | Bhardakala | PHC
297 |  | Weight machine | 1 | Hardic meditech | NA | NA | NA | 3000075751 | NA | 0 |  | 0 |  | yes |  |  |  | Balod | 14/7/2015 | deepak Kumar | Bhardakala | PHC
298 |  | Domestic reffrigerator | 1 | striker | NA | 12497 | INCIo3912775 | 3000075752 | NA | 0 |  | 0 |  | yes |  |  |  | Balod | 14/7/2015 | deepak Kumar | Bhardakala | PHC
299 |  | steriliser | 1 | NA | NA | NA | NA | 3000075753 | NA | 0 |  | 0 |  | NO |  |  |  | Balod | 14/7/2015 | deepak Kumar | Bhardakala | PHC
300 |  | Needle cutter | 1 | Saratech | NA | S1R | 1009 | 3000075754 | NA | 0 |  | 0 |  | yes |  |  |  | Balod | 14/7/2015 | deepak Kumar | Bhardakala | PHC
301 |  | Baby weight machine | 1 | Docbel | NA | NA | NA | 3000075755 | NA | 0 |  | 0 |  | yes |  |  |  | Balod | 14/7/2015 | deepak Kumar | Bhardakala | PHC
302 | Labor Room | Baby weight machine | 1 | NA | NA | NA | NA | 3000075720 | NA | 0 |  | 0 |  | yes |  |  |  | Balod | 14/7/2015 | deepak Kumar | Mahud B | PHC
303 | Labor Room | steriliser | 1 | NA | NA | NA | NA | 3000075721 | NA | 0 |  | 0 |  | yes |  |  |  | Balod | 14/7/2015 | deepak Kumar | Mahud B | PHC
304 | Labor Room | Infant Warmer | 1 | Phoenix | NA | OCW100 | 6426 | 3000075727 | NA | 0 |  | 0 |  | yes |  |  |  | Balod | 14/7/2015 | deepak Kumar | Mahud B | PHC
305 | Doctor ROOm | Weight machine | 1 | Suvarna | NA | NA | NA | 3000075722 | NA | 0 |  | 0 |  | yes |  |  |  | Balod | 14/7/2015 | deepak Kumar | Mahud B | PHC
306 | Doctor ROOm | Blood pressure moniter(mercury) | 1 | Diamond | NA | Regular | NA | 3000075723 | NA | 0 |  | 0 |  | yes |  |  |  | Balod | 14/7/2015 | deepak Kumar | Mahud B | PHC
307 | Doctor ROOm | Blood pressure moniter(mercury) | 1 | NA | NA | NA | NA | 3000075724 | NA | 0 |  | 0 |  | NO |  |  |  | Balod | 14/7/2015 | deepak Kumar | Mahud B | PHC
308 | Doctor ROOm | Blood pressure moniter(mercury) | 1 | Smart care | NA | SCH-10B | NA | 3000075728 | NA | 0 |  | 0 |  | yes |  |  |  | Balod | 14/7/2015 | deepak Kumar | Mahud B | PHC
309 | Injection Room | Needle cutter | 1 | Microsil | NA | nd-100 | 2723106-07 | 3000075725 | NA | 0 |  | 0 |  | yes |  |  |  | Balod | 14/7/2015 | deepak Kumar | Mahud B | PHC
310 | Labrotory | Binocular Microscope | 1 | Magnus | NA | MLXB | NA | 3000075714 | NA | 0 |  | 0 |  | yes |  |  |  | Balod | 14/7/2015 | deepak Kumar | Kalangpur | PHC
311 | Labrotory | Domestic reffrigerator | 1 | AKAI | NA | NA | NA | 3000075715 | NA | 0 |  | 0 |  | yes |  |  |  | Balod | 14/7/2015 | deepak Kumar | Kalangpur | PHC
312 | Labor Room | Baby weight machine | 1 | NA | NA | NA | NA | 3000075716 | NA | 0 |  | 0 |  | yes |  |  |  | Balod | 14/7/2015 | deepak Kumar | Kalangpur | PHC
313 | Labor Room | Adult weight machine | 1 | Prestige | NA | NA | NA | 3000075717 | NA | 0 |  | 0 |  | yes |  |  |  | Balod | 14/7/2015 | deepak Kumar | Kalangpur | PHC
314 | Labor Room | Needle cutter | 1 | Microsil | NA | NA | NA | 3000075718 | NA | 0 |  | 0 |  | yes |  |  |  | Balod | 14/7/2015 | deepak Kumar | Kalangpur | PHC
315 | Dressing Room | autoclave(cylindrical) | 1 | NA | NA | NA | NA | 3000075719 | NA | 0 |  | 0 |  | yes |  |  |  | Balod | 14/7/2015 | deepak Kumar | Kalangpur | PHC
316 |  | Domestic reffrigerator | 1 | Whirlpool | 2011 | DC1913221 | INC113806363 | 3000075252 | NA | 0 |  | 0 |  | yes |  |  |  | Balod | 15/7/2015 | Ankit Bhardwaj | Guredag | PHC
317 |  | Adult weight machine | 1 | doctor beliram | NA | NA | 3F879896 | 3000075251 | NA | 0 |  | 0 |  | yes |  |  |  | Balod | 15/7/2015 | Ankit Bhardwaj | Guredag | PHC
318 |  | Baby weight machine | 1 | Docbel | NA | NA | NA | 3000075250 | NA | 0 |  | 0 |  | yes |  |  |  | Balod | 15/7/2015 | Ankit Bhardwaj | Guredag | PHC
319 |  | suction machine | 1 | NA | NA | NA | NA | 3000075249 | NA | 0 |  | 0 |  | yes |  |  |  | Balod | 15/7/2015 | Ankit Bhardwaj | Guredag | PHC
320 |  | steriliser | 1 | NA | NA | NA | NA | 3000075248 | NA | 0 |  | 0 |  | yes |  |  |  | Balod | 15/7/2015 | Ankit Bhardwaj | Guredag | PHC
321 |  | Needle cutter | 1 | Microsil | NA | ND-350 | NA | 3000075247 | NA | 0 |  | 0 |  | yes |  |  |  | Balod | 15/7/2015 | Ankit Bhardwaj | Guredag | PHC
322 |  | Blood pressure moniter(mercury) | 1 | Diamond | 2011 | Deluxe | 23248 | 3000075245 | NA | 0 |  | 0 |  | yes |  |  |  | Balod | 15/7/2015 | Ankit Bhardwaj | Guredag | PHC
323 |  | Autoclave | 1 | NA | NA | NA | NA | 3000075246 | NA | 0 |  | 0 |  | yes |  |  |  | Balod | 15/7/2015 | Ankit Bhardwaj | Guredag | PHC
324 |  | Needle cutter | 1 | Microsil | NA | ND-350 | NA | 3000075244 | NA | 0 |  | 0 |  | yes |  |  |  | Balod | 15/7/2015 | Ankit Bhardwaj | Guredag | PHC
325 |  | Blood pressure moniter(mercury) | 1 | Smart care | NA | SCH-10B | NA | 3000075243 | NA | 0 |  | 0 |  | yes |  |  |  | Balod | 15/7/2015 | Ankit Bhardwaj | Guredag | PHC
326 |  | Baby weight machine | 1 | Docbel | NA | NA | NA | 3000075242 | NA | 0 |  | 0 |  | yes |  |  |  | Balod | 15/7/2015 | Ankit Bhardwaj | sirsida | PHC
327 |  | Blood pressure moniter(mercury) | 1 | omega | NA | Gold2000 | NA | 3000075241 | NA | 0 |  | 0 |  | yes |  |  |  | Balod | 15/7/2015 | Ankit Bhardwaj | sirsida | PHC
328 |  | Adult weight machine | 1 | doctor beliram | NA | NA | BB225576 | 3000075240 | NA | 0 |  | 0 |  | yes |  |  |  | Balod | 15/7/2015 | Ankit Bhardwaj | sirsida | PHC
329 |  | spot light | 1 | Local | NA | NA | NA | 3000075239 | NA | 0 |  | 0 |  | yes |  |  |  | Balod | 15/7/2015 | Ankit Bhardwaj | sirsida | PHC
330 |  | suction machine | 1 | Shiva | NA | NA | NA | 3000075238 | NA | 0 |  | 0 |  | yes |  |  |  | Balod | 15/7/2015 | Ankit Bhardwaj | sirsida | PHC
331 |  | pulse oxymeter | 1 | Contech medical sys. | NA | CMS5100 | BQ1412100037 | 3000075237 | NA | 0 |  | 0 |  | yes |  |  |  | Balod | 15/7/2015 | Ankit Bhardwaj | sirsida | PHC
332 |  | ECG machine | 1 | Medi tech | NA | Life guard ECG-03 | L03ABF20130877 | 3000075236 | NA | 0 |  | 0 |  | yes |  |  |  | Balod | 15/7/2015 | Ankit Bhardwaj | sirsida | PHC
333 |  | Digital doppler | 1 | NA | NA | DFMRA-001 | NA | 3000075235 | NA | 0 |  | 0 |  | NO |  |  |  | Balod | 15/7/2015 | Ankit Bhardwaj | sirsida | PHC
334 |  | Domestic reffrigerator | 1 | LG | 2014 | GL-185 | NA | 3000075234 | NA | 0 |  | 0 |  | yes |  |  |  | Balod | 15/7/2015 | Ankit Bhardwaj | sirsida | PHC
335 |  | Binocular Microscope | 1 | Olympus | NA | MLX-series | 4B-524568 | 3000075233 | NA | 0 |  | 0 |  | yes |  |  |  | Balod | 15/7/2015 | Ankit Bhardwaj | sirsida | PHC
336 |  | Foetal doppler | 1 | Microsil | NA | ID-102 | NA | 3000075232 | NA | 0 |  | 0 |  | yes |  |  |  | Balod | 15/7/2015 | Ankit Bhardwaj | sirsida | PHC
337 |  | Blood pressure moniter(mercury) | 1 | Supreme surgico | NA | premier | 98135615 | 3000075231 | NA | 0 |  | 0 |  | yes |  |  |  | Balod | 15/7/2015 | Ankit Bhardwaj | Ranchiral | PHC
338 |  | suction machine | 1 | Local | NA | NA | NA | 3000075230 | NA | 0 |  | 0 |  | yes |  |  |  | Balod | 15/7/2015 | Ankit Bhardwaj | Ranchiral | PHC
339 |  | Binocular Microscope | 1 | Blisco | NA | NA | NA | 3000075229 | NA | 0 |  | 0 |  | yes |  |  |  | Balod | 15/7/2015 | Ankit Bhardwaj | Ranchiral | PHC
340 |  | Weight machine | 1 | Ramon surgical | NA | crown | NA | 3000075228 | NA | 0 |  | 0 |  | yes |  |  |  | Balod | 15/7/2015 | Ankit Bhardwaj | Ranchiral | PHC
341 |  | Glucometer | 1 | Bayer health care | 2013 | Contour TS | 7739131 | 3000075227 | NA | 0 |  | 0 |  | yes |  |  |  | Balod | 15/7/2015 | Ankit Bhardwaj | Ranchiral | PHC
342 |  | Foetal doppler | 1 | Jainco | NA | Ultrasonic microdop | NA | 3000075226 | NA | 0 |  | 0 |  | NO |  |  |  | Balod | 15/7/2015 | Ankit Bhardwaj | Ranchiral | PHC
343 |  | Blood pressure moniter(mercury) | 1 | NA | 2011 | Regular | 35756 | 3000075225 | NA | 0 |  | 0 |  | yes |  |  |  | Balod | 15/7/2015 | Ankit Bhardwaj | Ranchiral | PHC
344 |  | Adult weight machine | 1 | Ramon surgical | NA | Victoria DX | NA | 3000075224 | NA | 0 |  | 0 |  | yes |  |  |  | Balod | 15/7/2015 | Ankit Bhardwaj | Ranchiral | PHC
345 |  | Glucometer | 1 | one touch life scan | 2010 | NA | SAFJH0GH | 3000075459 | NA | 1 |  | 0 |  | yes |  |  |  | Balod | 15/7/2015 | Ankit Bhardwaj | Karhibhadar | PHC
346 |  | Blood pressure moniter(mercury) | 1 | Pioneer | NA | NA | 375308 | 3000075458 | NA | 0 |  | 0 |  | yes |  |  |  | Balod | 15/7/2015 | Ankit Bhardwaj | Karhibhadar | PHC
347 |  | Blood pressure moniter(mercury) | 1 | Pioneer | NA | NA | 375396 | 3000075457 | NA | 0 |  | 0 |  | Packed |  |  |  | Balod | 15/7/2015 | Ankit Bhardwaj | Karhibhadar | PHC
348 |  | Foetal doppler | 1 | Ucomin Tech | 2015 | FD-200D | FD2D150101467 | 3000075456 | NA | 0 |  | 0 |  | Packed |  |  |  | Balod | 15/7/2015 | Ankit Bhardwaj | Karhibhadar | PHC
349 |  | Blood pressure moniter(mercury) | 1 | Diamond | 2013 | Regular | 0 74102 | 3000075455 | NA | 0 |  | 0 |  | NO |  |  |  | Balod | 15/7/2015 | Ankit Bhardwaj | Karhibhadar | PHC
350 |  | Blood pressure moniter(mercury) | 1 | Dr.morepen | na | NA | NA | 3000075454 | NA | 0 |  | 0 |  | NO |  |  |  | Balod | 15/7/2015 | Ankit Bhardwaj | Karhibhadar | PHC
351 |  | Blood pressure moniter(mercury) | 1 | premier | NA | NA | 901342-03 | 3000075453 | NA | 0 |  | 0 |  | NO |  |  |  | Balod | 15/7/2015 | Ankit Bhardwaj | Karhibhadar | PHC
352 |  | Blood pressure moniter(mercury) | 1 | Diamond | NA | Regular | 0 7407 | 3000075452 | NA | 0 |  | 0 |  | NO |  |  |  | Balod | 15/7/2015 | Ankit Bhardwaj | Karhibhadar | PHC
353 |  | Glucometer | 1 | Roche | NA | Accu chek | 55309149064 | 3000075451 | NA | 0 |  | 0 |  | NO |  |  |  | Balod | 15/7/2015 | Ankit Bhardwaj | Karhibhadar | PHC
354 |  | Blood pressure moniter(mercury) | 1 | NA | NA | BK-1005 | 375371 | 3000075450 | NA | 0 |  | 0 |  | Packed |  |  |  | Balod | 15/7/2015 | Ankit Bhardwaj | Karhibhadar | PHC
355 |  | Nebuliser | 1 | Hick's advance | NA | NA | 13060783 | 3000075449 | NA | 0 |  | 0 |  | Packed |  |  |  | Balod | 15/7/2015 | Ankit Bhardwaj | Karhibhadar | PHC
356 |  | Blood pressure moniter(mercury) | 1 | Diamond | 2014 | Regular | 0 3479 | 3000075448 | NA | 0 |  | 0 |  | NO |  |  |  | Balod | 15/7/2015 | Ankit Bhardwaj | Karhibhadar | PHC
357 |  | Baby weight machine | 1 | Ramon surgical | NA | crown | NA | 3000075447 | NA | 0 |  | 0 |  | yes |  |  |  | Balod | 15/7/2015 | Ankit Bhardwaj | Karhibhadar | PHC
358 |  | Adult weight machine | 1 | doctor beliram | 2011 | GL-254AP4 | NA | 3000075444 | NA | 0 |  | 0 |  | yes |  |  |  | Balod | 15/7/2015 | Ankit Bhardwaj | Karhibhadar | PHC
359 |  | Delivery table | 1 | Local | NA | NA | 3E012995 | 3000075445 | NA | 0 |  | 0 |  | yes |  |  |  | Balod | 15/7/2015 | Ankit Bhardwaj | Karhibhadar | PHC
360 |  | Domestic reffrigerator | 1 | LG | NA | NA | 104NRKA001821 | 3000075446 | NA | 1 |  | 0 |  | yes |  |  |  | Balod | 15/7/2015 | Ankit Bhardwaj | Karhibhadar | PHC
361 |  | Foetal doppler | 1 | dipel | NA | DFM-051 | 20071-A132 | 3000075443 | NA | 0 |  | 0 |  | yes |  |  |  | Balod | 15/7/2015 | Ankit Bhardwaj | Karhibhadar | PHC
362 |  | Delivery table | 1 | Local | NA | NA | NA | 3000075442 | NA | 0 |  | 0 |  | Packed |  |  |  | Balod | 15/7/2015 | Ankit Bhardwaj | Karhibhadar | PHC
363 |  | steriliser | 1 | Local | NA | NA | NA | 3000075441 | NA | 0 |  | 0 |  | yes |  |  |  | Balod | 15/7/2015 | Ankit Bhardwaj | Karhibhadar | PHC
364 |  | Needle cutter | 1 | Saratech | NA | NA | NA | 3000075440 | NA | 0 |  | 0 |  | yes |  |  |  | Balod | 15/7/2015 | Ankit Bhardwaj | Karhibhadar | PHC
365 |  | suction machine | 1 | Local | NA | NA | NA | 3000075439 | NA | 0 |  | 0 |  | yes |  |  |  | Balod | 15/7/2015 | Ankit Bhardwaj | Karhibhadar | PHC
366 |  | steriliser | 1 | NA | NA | NA | NA | 3000075438 | NA | 0 |  | 0 |  | NO |  |  |  | Balod | 15/7/2015 | Ankit Bhardwaj | Karhibhadar | PHC
367 |  | steriliser | 1 | Atlas | NA | NA | 09F10195 | 3000075437 | NA | 0 |  | 0 |  | NO |  |  |  | Balod | 15/7/2015 | Ankit Bhardwaj | Karhibhadar | PHC
368 |  | Autoclave(horizontal) | 1 | NA | NA | NA | NA | 3000075436 | NA | 0 |  | 0 |  | NO |  |  |  | Balod | 15/7/2015 | Ankit Bhardwaj | Karhibhadar | PHC
369 |  | steriliser | 1 | Local | NA | NA | NA | 3000075471 | NA | 0 |  | 0 |  | yes |  |  |  | Balod | 15/7/2015 | Ankit Bhardwaj | piperchedi | PHC
370 |  | Baby weight machine | 1 | Local | NA | NA | NA | 3000075470 | NA | 0 |  | 0 |  | yes |  |  |  | Balod | 15/7/2015 | Ankit Bhardwaj | piperchedi | PHC
371 |  | suction machine | 1 | Local | NA | NA | NA | 3000075469 | NA | 0 |  | 0 |  | yes |  |  |  | Balod | 15/7/2015 | Ankit Bhardwaj | piperchedi | PHC
372 |  | Delivery table | 1 | Local | NA | NA | NA | 3000075468 | NA | 0 |  | 0 |  | Packed |  |  |  | Balod | 15/7/2015 | Ankit Bhardwaj | piperchedi | PHC
373 |  | ultra sound doppler | 1 | dipel | NA | DFM_051 | NA | 3000075467 | NA | 0 |  | 0 |  | yes |  |  |  | Balod | 15/7/2015 | Ankit Bhardwaj | piperchedi | PHC
374 |  | Blood pressure moniter(mercury) | 1 | Diamond | 2014 | Regular | 0 3475 | 3000075466 | NA | 0 |  | 0 |  | yes |  |  |  | Balod | 15/7/2015 | Ankit Bhardwaj | piperchedi | PHC
375 |  | Foetal doppler | 1 | Ucomin Tech | 2015 | FD-200D | FD2D150101488 | 3000075465 | 1.2015 | 1 | 2016 | 0 |  | Packed |  |  |  | Balod | 15/7/2015 | Ankit Bhardwaj | piperchedi | PHC
376 |  | Infant Warmer | 1 | bajaj | na | PX167 room Heater | I101PH57091200535 | 3000075464 | NA | 0 |  | 0 |  | yes |  |  |  | Balod | 15/7/2015 | Ankit Bhardwaj | piperchedi | PHC
377 |  | Blood pressure moniter(mercury) | 1 | NA | na | NA | NA | 3000075463 | NA | 0 |  | 0 |  | yes |  |  |  | Balod | 15/7/2015 | Ankit Bhardwaj | piperchedi | PHC
378 |  | Adult weight machine | 1 | doctor beliram | na | NA | 3F457788 | 3000075462 | NA | 0 |  | 0 |  | yes |  |  |  | Balod | 15/7/2015 | Ankit Bhardwaj | piperchedi | PHC
379 |  | Glucometer | 1 | SD Standard diagnastic | 2010 | SD chek gold | M01c05EAA5525 | 3000075461 | NA | 0 |  | 0 |  | yes |  |  |  | Balod | 15/7/2015 | Ankit Bhardwaj | piperchedi | PHC
380 |  | Needle cutter | 1 | Microsil | NA | ND-350 | NA | 3000075460 | NA | 0 |  | 0 |  | yes |  |  |  | Balod | 15/7/2015 | Ankit Bhardwaj | piperchedi | PHC
381 |  | Blood pressure moniter(mercury) | 1 | Diamond | 2011 | Regular | 35765 | 3000075161 | NA | 0 |  | 0 |  | yes |  |  |  | Balod | 17/7/2015 | Ankit Bhardwaj | Khursuni | PHC
382 |  | Adult weight machine | 1 | Hardic meditech | NA | Prestige | NA | 3000075160 | NA | 0 |  | 0 |  | Packed |  |  |  | Balod | 17/7/2015 | Ankit Bhardwaj | Khursuni | PHC
383 |  | Blood pressure moniter(mercury) | 1 | Supreme surgico | NA | premier | 9134287 | 3000075375 | NA | 0 |  | 0 |  | yes |  |  |  | Balod | 14/7/2015 | Ankit Bhardwaj | Nahanda | PHC
384 |  | steriliser | 1 | Local | NA | NA | NA | 3000075374 | NA | 0 |  | 0 |  | NO |  |  |  | Balod | 14/7/2015 | Ankit Bhardwaj | Nahanda | PHC
385 |  | Domestic reffrigerator | 1 | Videocon | 2011 | VAE183 | NA | 3000075373 | NA | 0 |  | 0 |  | yes |  |  |  | Balod | 14/7/2015 | Ankit Bhardwaj | Nahanda | PHC
386 |  | Foetal doppler | 1 | Ucomin Tech | 2013 | FD-200D | FD2013101264 | 3000075372 | NA | 0 |  | 0 |  | yes |  |  |  | Balod | 14/7/2015 | Ankit Bhardwaj | Nahanda | PHC
387 |  | Baby weight machine | 1 | Ramon surgical | NA | crown | NA | 3000075371 | NA | 0 |  | 0 |  | yes |  |  |  | Balod | 14/7/2015 | Ankit Bhardwaj | Nahanda | PHC
388 |  | Domestic reffrigerator | 1 | Videocon | NA | VAE183 | NA | 3000075370 | NA | 0 |  | 0 |  | yes |  |  |  | Balod | 14/7/2015 | Ankit Bhardwaj | Nahanda | PHC
389 |  | Adult weight machine | 1 | Ramon surgical | NA | crown | NA | 3000075369 | NA | 0 |  | 0 |  | Packed |  |  |  | Balod | 14/7/2015 | Ankit Bhardwaj | Nahanda | PHC
390 |  | Autoclave | 1 | Local | NA | NA | NA | 3000075368 | NA | 0 |  | 0 |  | Packed |  |  |  | Balod | 14/7/2015 | Ankit Bhardwaj | Nahanda | PHC
391 |  | Nebuliser | 1 | Omrin health care | NA | NA | NA | 3000075367 | NA | 0 |  | 0 |  | Packed |  |  |  | Balod | 14/7/2015 | Ankit Bhardwaj | Nahanda | PHC
392 |  | steriliser | 1 | Local | NA | NA | NA | 3000075366 | NA | 0 |  | 0 |  | yes |  |  |  | Balod | 14/7/2015 | Ankit Bhardwaj | Nahanda | PHC
393 |  | Blood pressure moniter(mercury) | 1 | Diamond | 2013 | Regular | 14919 | 3000075365 | NA | 0 |  | 0 |  | Packed |  |  |  | Balod | 14/7/2015 | Ankit Bhardwaj | Nahanda | PHC
394 |  | Needle cutter | 1 | mcp | NA | NA | NA | 3000075364 | NA | 0 |  | 0 |  | Packed |  |  |  | Balod | 14/7/2015 | Ankit Bhardwaj | Nahanda | PHC
395 |  | suction machine | 1 | Bioplus | NA | NA | NA | 3000075363 | NA | 0 |  | 0 |  | Packed |  |  |  | Balod | 14/7/2015 | Ankit Bhardwaj | Nahanda | PHC
396 |  | Binocular Microscope | 1 | weswox | NA | HL-55/66 | 63767 | 3000075416 | NA | 0 |  | 0 |  | yes |  |  |  | Balod | 14/7/2015 | Ankit Bhardwaj | Suregaon | PHC
397 |  | Glucometer | 1 | one touch life scan | 2010 | NA | SAGVQ7NL | 3000075415 | NA | 0 |  | 0 |  | yes |  |  |  | Balod | 14/7/2015 | Ankit Bhardwaj | Suregaon | PHC
398 |  | steriliser | 1 | Local | NA | NA | NA | 3000075414 | NA | 0 |  | 0 |  | Packed |  |  |  | Balod | 14/7/2015 | Ankit Bhardwaj | Suregaon | PHC
399 |  | Needle cutter | 1 | Microsil | NA | ND-350 | 2411 | 3000075413 | NA | 0 |  | 0 |  | yes |  |  |  | Balod | 14/7/2015 | Ankit Bhardwaj | Suregaon | PHC
400 |  | steriliser | 1 | Local | NA | NA | NA | 3000075412 | NA | 0 |  | 0 |  | NO |  |  |  | Balod | 14/7/2015 | Ankit Bhardwaj | Suregaon | PHC
401 |  | Adult weight machine | 1 | Prestige | NA | NA | NA | 3000075421 | NA | 0 |  | 0 |  | yes |  |  |  | Balod | 14/7/2015 | Ankit Bhardwaj | Suregaon | PHC
402 |  | Blood pressure moniter(mercury) | 1 | Supreme surgico | NA | NA | 981134286 | 3000075420 | NA | 0 |  | 0 |  | yes |  |  |  | Balod | 14/7/2015 | Ankit Bhardwaj | Suregaon | PHC
403 |  | Baby weight machine | 1 | Ramon surgical | NA | Crown | NA | 3000075419 | NA | 0 |  | 0 |  | yes |  |  |  | Balod | 14/7/2015 | Ankit Bhardwaj | Suregaon | PHC
404 |  | Delivery table | 1 | NA | NA | NA | NA | 3000075418 | NA | 0 |  | 0 |  | yes |  |  |  | Balod | 14/7/2015 | Ankit Bhardwaj | Suregaon | PHC
405 |  | suction machine | 1 | nA | NA | NA | NA | 3000075417 | NA | 0 |  | 0 |  | yes |  |  |  | Balod | 14/7/2015 | Ankit Bhardwaj | Suregaon | PHC
406 |  | Adult weight machine | 1 | Ramon surgical | NA | crown | NA | 3000075405 | NA | 0 |  | 0 |  | NO |  |  |  | Balod | 14/7/2015 | Ankit Bhardwaj | Suregaon | PHC
407 |  | Adult weight machine | 1 | Ramon surgical | NA | crown | NA | 3000075404 | NA | 0 |  | 0 |  | NO |  |  |  | Balod | 14/7/2015 | Ankit Bhardwaj | Suregaon | PHC
408 |  | Adult weight machine | 1 | Ramon surgical | NA | crown | NA | 3000075403 | NA | 0 |  | 0 |  | NO |  |  |  | Balod | 14/7/2015 | Ankit Bhardwaj | Suregaon | PHC
409 |  | Adult weight machine | 1 | Ramon surgical | NA | crown | NA | 3000075402 | NA | 0 |  | 0 |  | NO |  |  |  | Balod | 14/7/2015 | Ankit Bhardwaj | Suregaon | PHC
410 |  | suction machine | 1 | Local | NA | NA | NA | 3000075401 | NA | 0 |  | 0 |  | yes |  |  |  | Balod | 14/7/2015 | Ankit Bhardwaj | Suregaon | PHC
411 |  | Needle cutter | 1 | Saratech | NA | S1R | 2955 | 3000075411 | NA | 0 |  | 0 |  | Packed |  |  |  | Balod | 14/7/2015 | Ankit Bhardwaj | Suregaon | PHC
412 |  | Needle cutter | 1 | Saratech | NA | S1R | 8450 | 3000075410 | NA | 0 |  | 0 |  | Packed |  |  |  | Balod | 14/7/2015 | Ankit Bhardwaj | Suregaon | PHC
413 |  | Needle cutter | 1 | Saratech | NA | S1R | R787 | 3000075409 | NA | 0 |  | 0 |  | Packed |  |  |  | Balod | 14/7/2015 | Ankit Bhardwaj | Suregaon | PHC
414 |  | Needle cutter | 1 | Microsil | NA | ND_350 | NA | 3000075408 | NA | 0 |  | 0 |  | Packed |  |  |  | Balod | 14/7/2015 | Ankit Bhardwaj | Suregaon | PHC
415 |  | Needle cutter | 1 | Microsil | NA | ND-350 | NA | 3000075407 | NA | 0 |  | 0 |  | Packed |  |  |  | Balod | 14/7/2015 | Ankit Bhardwaj | Suregaon | PHC
416 |  | Needle cutter | 1 | Microsil | NA | ND-350 | NA | 3000075406 | NA | 0 |  | 0 |  | Packed |  |  |  | Balod | 14/7/2015 | Ankit Bhardwaj | Suregaon | PHC
417 |  | Boyle Appratus | 1 | allied | NA | NA | NA | 3000075400 | NA | 0 |  | 0 |  | Packed |  |  |  | Balod | 14/7/2015 | Ankit Bhardwaj | Suregaon | PHC
418 |  | blood pressure moniter | 1 | Omron | NA | HEM-7130 | 20130903749vGI | 3000075399 | NA | 0 |  | 0 |  | Packed |  |  |  | Balod | 14/7/2015 | Ankit Bhardwaj | Suregaon | PHC
419 |  | Blood pressure moniter(mercury) | 1 | Supreme surgico | NA | NA | 98134525 | 3000075398 | NA | 0 |  | 0 |  | Packed |  |  |  | Balod | 14/7/2015 | Ankit Bhardwaj | Suregaon | PHC
420 |  | shadow less stand light | 1 | Local | NA | NA | NA | 3000075354 | NA | 0 |  | 0 |  | NO |  |  |  | Balod | 14/7/2015 | Ankit Bhardwaj | sanjaari | PHC
421 |  | Baby weight machine | 1 | Ramon surgical | NA | crown | NA | 3000075353 | NA | 0 |  | 0 |  | yes |  |  |  | Balod | 14/7/2015 | Ankit Bhardwaj | sanjaari | PHC
422 |  | Delivery table | 1 | Local | NA | Na | NA | 3000075352 | NA | 0 |  | 0 |  | yes |  |  |  | Balod | 14/7/2015 | Ankit Bhardwaj | sanjaari | PHC
423 |  | blood pressure moniter | 1 | Namat | NA | NA | 78844 | 3000075351 | NA | 0 |  | 0 |  | yes |  |  |  | Balod | 14/7/2015 | Ankit Bhardwaj | sanjaari | PHC
424 |  | Foetal doppler | 1 | Mahar health care | NA | ready health care | NA | 3000075350 | NA | 0 |  | 0 |  | yes |  |  |  | Balod | 14/7/2015 | Ankit Bhardwaj | sanjaari | PHC
425 |  | Blood pressure moniter(mercury) | 1 | Supreme surgico | NA | premier | 90134357 | 3000075349 | NA | 0 |  | 0 |  | yes |  |  |  | Balod | 14/7/2015 | Ankit Bhardwaj | sanjaari | PHC
426 |  | Adult weight machine | 1 | doctor beliram | NA | NA | 3H503159 | 3000075348 | NA | 0 |  | 0 |  | yes |  |  |  | Balod | 14/7/2015 | Ankit Bhardwaj | sanjaari | PHC
427 |  | Domestic reffrigerator | 1 | Videocon | 2013 | VAE183 | NA | 3000075347 | NA | 0 |  | 0 |  | yes |  |  |  | Balod | 14/7/2015 | Ankit Bhardwaj | sanjaari | PHC
428 |  | steriliser | 1 | NA | NA | NA | NA | 3000075346 | NA | 0 |  | 0 |  | yes |  |  |  | Balod | 14/7/2015 | Ankit Bhardwaj | sanjaari | PHC
429 |  | Needle cutter | 1 | nulife dots | NA | NA | NA | 3000075345 | NA | 0 |  | 0 |  | yes |  |  |  | Balod | 14/7/2015 | Ankit Bhardwaj | sanjaari | PHC
430 |  | Adult weight machine | 1 | doctor beliram | NA | NA | 3H508763 | 3000075344 | NA | 0 |  | 0 |  | yes |  |  |  | Balod | 14/7/2015 | Ankit Bhardwaj | sanjaari | PHC
431 |  | Centrifuge(4 tube) | 1 | Local | NA | NA | NA | 3000075343 | NA | 0 |  | 0 |  | yes |  |  |  | Balod | 14/7/2015 | Ankit Bhardwaj | sanjaari | PHC
432 |  | Binocular Microscope | 1 | Ecoline | NA | ECO series | NA | 3000075342 | NA | 0 |  | 0 |  | yes |  |  |  | Balod | 14/7/2015 | Ankit Bhardwaj | sanjaari | PHC
433 |  | Glucometer | 1 | one touch life scan | 2014 | NA | SAGJRKM6 | 3000075341 | NA | 0 |  | 1 |  | Packed |  |  |  | Balod | 14/7/2015 | Ankit Bhardwaj | sanjaari | PHC
434 | radiology | X-Ray (300 MA) | 1 | Allengees |  | 100CBN | 2K71010072-X | 3000075001 | NA |  |  |  |  | Yes |  |  |  | Balod | 11-07015 | Ankit bhadwas & Dipak Kumar | Balod | DH
435 | radiology | X-ray | 1 | GE |  | STALLION60 | NA | 3000075002 | NA |  |  |  |  | Yes |  |  |  | Balod | 11-07015 | Ankit bhadwas & Dipak Kumar | Balod | DH
436 | radiology | x-ray processor | 1 | AGFA Health Care |  | CR10-X | 1088 | 3000075003 | NA |  |  |  |  | Yes |  |  |  | Balod | 11-07015 | Ankit bhadwas & Dipak Kumar | Balod | DH
437 | radiology | x ray film processor | 1 | AGFA Health Care |  | DRY STAR 5302 | 22769 | 3000075004 | NA |  |  |  |  | Yes |  |  |  | Balod | 11-07015 | Ankit bhadwas & Dipak Kumar | Balod | DH
438 | radiology | x ray film illuminator | 1 | Local |  | NA | NA | 3000075005 | NA |  |  |  |  | Yes |  |  |  | Balod | 11-07015 | Ankit bhadwas & Dipak Kumar | Balod | DH
439 | OT | Normal OT Table | 1 | Local |  | NA | NA | 3000075006 | 2014-08-01 |  |  |  |  | Yes |  |  |  | Balod | 11-07015 | Ankit bhadwas & Dipak Kumar | Balod | DH
440 | OT | Double dome ot ceiling light | 1 | MINDRAY |  | Hyled 8600 | K2-45000502 | 3000075007 | NA |  |  |  |  | Yes |  |  |  | Balod | 11-07015 | Ankit bhadwas & Dipak Kumar | Balod | DH
441 | OT | boyle's apparatus | 1 | Allied |  | Jupiter | 2002767 | 3000075008 | 2013-10-01 |  |  |  |  | Yes |  |  |  | Balod | 11-07015 | Ankit bhadwas & Dipak Kumar | Balod | DH
442 | OT | fumigator | 1 | Local |  | NA | NA | 3000075009 | NA |  |  |  |  | Yes |  |  |  | Balod | 11-07015 | Ankit bhadwas & Dipak Kumar | Balod | DH
443 | OT | foot suction machine | 1 | Local |  | NA | NA | 3000075010 | NA |  |  |  |  | Yes |  |  |  | Balod | 11-07015 | Ankit bhadwas & Dipak Kumar | Balod | DH
444 | OT | foot suction machine | 1 | Anands |  | NA | NA | 3000075011 | NA |  |  |  |  | Yes |  |  |  | Balod | 11-07015 | Ankit bhadwas & Dipak Kumar | Balod | DH
445 | OT | Autoclave | 1 | Local |  | NA | NA | 3000075012 | NA |  |  |  |  | Yes |  |  |  | Balod | 11-07015 | Ankit bhadwas & Dipak Kumar | Balod | DH
446 | OT | Autoclave | 1 | Local |  | NA | NA | 3000075013 | NA |  |  |  |  | Yes |  |  |  | Balod | 11-07015 | Ankit bhadwas & Dipak Kumar | Balod | DH
447 | OT | sterilizer | 1 | STERIMAX |  | NA | NA | 3000075014 | NA |  |  |  |  | Yes |  |  |  | Balod | 11-07015 | Ankit bhadwas & Dipak Kumar | Balod | DH
448 | OT | boyle's apparatus | 1 | Allied |  | MVA-10 | NA | 3000075015 | NA |  |  |  |  | Yes |  |  |  | Balod | 11-07015 | Ankit bhadwas & Dipak Kumar | Balod | DH
449 | OT | OT Table | 1 | Local |  | NA | NA | 3000075016 | NA |  |  |  |  | Yes |  |  |  | Balod | 11-07015 | Ankit bhadwas & Dipak Kumar | Balod | DH
450 | OT | OT Table (Hydrolice) | 1 | UMS |  | NA | NA | 3000075017 | NA |  |  |  |  | Yes |  |  |  | Balod | 11-07015 | Ankit bhadwas & Dipak Kumar | Balod | DH
451 | OT | laryngoscopy | 1 | Local |  | NA | NA | 3000075046 | NA |  |  |  |  | Yes |  |  |  | Balod | 11-07015 | Ankit bhadwas & Dipak Kumar | Balod | DH
452 | Labour Room | suction machine | 1 | Easy Care |  | ECTSU-307 | NA | 3000075018 | NA |  |  |  |  | Yes |  |  |  | Balod | 11-07015 | Ankit bhadwas & Dipak Kumar | Balod | DH
453 | Labour Room | Baby Weight Machine | 1 | RAMON SURGICAL CO. |  | CROWN | NA | 3000075019 | NA |  |  |  |  | Yes |  |  |  | Balod | 11-07015 | Ankit bhadwas & Dipak Kumar | Balod | DH
454 | Labour Room | Baby Warmer | 1 | MEDI TRON |  | NA | NA | 3000075020 | NA |  |  |  |  | No |  |  |  | Balod | 11-07015 | Ankit bhadwas & Dipak Kumar | Balod | DH
455 | Labour Room | suction machine | 1 | SHIVA |  | NA | NA | 3000075021 | NA |  |  |  |  | Yes |  |  |  | Balod | 11-07015 | Ankit bhadwas & Dipak Kumar | Balod | DH
456 | Labour Room | Labour Table | 1 | VSM Uinod Medical Systam |  | NA | NA | 3000075022 | NA |  |  |  |  | Yes |  |  |  | Balod | 11-07015 | Ankit bhadwas & Dipak Kumar | Balod | DH
457 | Labour Room | Spot light | 1 | Local |  | NA | NA | 3000075023 | NA |  |  |  |  | Yes |  |  |  | Balod | 11-07015 | Ankit bhadwas & Dipak Kumar | Balod | DH
458 | Labour Room | Labour Table | 1 | VSM Uinod Medical Systam |  | NA | NA | 3000075024 | NA |  |  |  |  | Yes |  |  |  | Balod | 11-07015 | Ankit bhadwas & Dipak Kumar | Balod | DH
459 | Labour Room | sterilizer | 1 | Local |  | NA | NA | 3000075025 | NA |  |  |  |  | Yes |  |  |  | Balod | 11-07015 | Ankit bhadwas & Dipak Kumar | Balod | DH
460 | Labour Room | Blood Pressure Monitor | 1 | Primier |  | NA | 98134108 | 3000075026 | NA |  |  |  |  | Yes |  |  |  | Balod | 11-07015 | Ankit bhadwas & Dipak Kumar | Balod | DH
461 | Labour Room | Glucometer | 1 | SD Diosensor |  | NA | MO3D18882213 | 3000075027 | NA |  |  |  |  | Yes |  |  |  | Balod | 11-07015 | Ankit bhadwas & Dipak Kumar | Balod | DH
462 | Labour Room | Fetal Doppler | 1 | Teno care |  | 2D | FD2D140304484 | 3000075028 | NA |  |  |  |  | Yes |  |  |  | Balod | 11-07015 | Ankit bhadwas & Dipak Kumar | Balod | DH
463 | Labour Room | Baby Weight Machine | 1 | RAMON SURGICAL CO. |  | CROWN |  | 3000075029 | NA |  |  |  |  | Yes |  |  |  | Balod | 11-07015 | Ankit bhadwas & Dipak Kumar | Balod | DH
464 | Labour Room | Baby Warmer | 1 | phoenix |  | OCW100 | 6427 | 3000075032 | NA |  |  |  |  | Yes |  |  |  | Balod | 11-07015 | Ankit bhadwas & Dipak Kumar | Balod | DH
465 | Labour Room | Baby Warmer | 1 | NA |  | NA | 6424 | 3000075030 | NA |  |  |  |  | Yes |  |  |  | Balod | 11-07015 | Ankit bhadwas & Dipak Kumar | Balod | DH
466 | Labour Room | Baby Warmer | 1 | NA |  | NA | 6425 | 3000075031 | NA |  |  |  |  | Yes |  |  |  | Balod | 11-07015 | Ankit bhadwas & Dipak Kumar | Balod | DH
467 | Labour Room | phototherapy | 1 | phoenix |  | LEDPT100 | 1915 | 3000075033 | NA |  |  |  |  | Yes |  |  |  | Balod | 11-07015 | Ankit bhadwas & Dipak Kumar | Balod | DH
468 | Labour Room | laryngoscopy | 1 | Local |  | NA | NA | 3000075047 | NA |  |  |  |  | Yes |  |  |  | Balod | 11-07015 | Ankit bhadwas & Dipak Kumar | Balod | DH
469 | Pathology | Refrigerator | 1 | Godrej |  | R290/R600A BLAND | 30018 | 3000075034 | NA |  |  |  |  | Yes |  |  |  | Balod | 11-07015 | Ankit bhadwas & Dipak Kumar | Balod | DH
470 | Pathology | centrifuge Machine | 1 | Remi |  | R-8C | DHLC5768 | 3000075035 | NA |  |  |  |  | Yes |  |  |  | Balod | 11-07015 | Ankit bhadwas & Dipak Kumar | Balod | DH
471 | Pathology | incubator | 1 | Local |  | NA | NA | 3000075036 | NA |  |  |  |  | Yes |  |  |  | Balod | 11-07015 | Ankit bhadwas & Dipak Kumar | Balod | DH
472 | Pathology | centrifuge Machine | 1 | Remi |  | NA | NA | 3000075037 | NA |  |  |  |  | No |  |  |  | Balod | 11-07015 | Ankit bhadwas & Dipak Kumar | Balod | DH
473 | Pathology | binoculars microscope | 1 | Columbus |  | MLX-DX | 4B524647 | 3000075038 | NA |  |  |  |  | Yes |  |  |  | Balod | 11-07015 | Ankit bhadwas & Dipak Kumar | Balod | DH
474 | Pathology | binoculars microscope | 1 | LABO MED |  | VISION 200 | 140570305 | 3000075039 | NA |  |  |  |  | Yes |  |  |  | Balod | 11-07015 | Ankit bhadwas & Dipak Kumar | Balod | DH
475 | Pathology | centrifuge Machine | 1 | Local |  | NA | NA | 3000075040 | NA |  |  |  |  | Yes |  |  |  | Balod | 11-07015 | Ankit bhadwas & Dipak Kumar | Balod | DH
476 | Pathology | blood bank refrigerator | 1 | MEDI TECH |  | MTBBR4 | M786525307 | 3000075041 | NA |  |  |  |  | Yes |  |  |  | Balod | 11-07015 | Ankit bhadwas & Dipak Kumar | Balod | DH
477 | Pathology | Glucometer | 1 | ROCHE |  | Aecu chek | 55306992866 | 3000075042 | NA |  |  |  |  | No |  |  |  | Balod | 11-07015 | Ankit bhadwas & Dipak Kumar | Balod | DH
478 | radiology | sonography | 1 | GE |  | LOGIQ100PRO | 67209W57 | 3000075043 | NA |  |  |  |  | Yes |  |  |  | Balod | 11-07015 | Ankit bhadwas & Dipak Kumar | Balod | DH
479 | radiology | x ray film illuminator | 1 | Local |  | NA | NA | 3000075044 | NA |  |  |  |  | Yes |  |  |  | Balod | 11-07015 | Ankit bhadwas & Dipak Kumar | Balod | DH
480 | radiology | examination table | 1 | VNS |  | NA | NA | 3000075045 | NA |  |  |  |  | Yes |  |  |  | Balod | 11-07015 | Ankit bhadwas & Dipak Kumar | Balod | DH
481 |  | Blood Pressure Monitor | 1 |  |  | NA | 981345710 | 3000075048 | NA |  |  |  |  | Yes |  |  |  | Balod | 11-07015 | Ankit bhadwas & Dipak Kumar | Balod | DH
482 |  | Refrigerator | 1 | videocon |  | Chill Mate | 120414260167100609 | 3000075049 | NA |  |  |  |  | Yes |  |  |  | Balod | 11-07015 | Ankit bhadwas & Dipak Kumar | Balod | DH
483 |  | Nebulizer | 1 | hemand surgical | 2013 | Areo | 1310682 | 3000075050 | NA |  |  |  |  | Yes |  |  |  | Balod | 11-07015 | Ankit bhadwas & Dipak Kumar | Balod | DH
484 |  | Blood Pressure Monitor | 1 | Supreme Surgical |  | NA | 98134409 | 3000075051 | NA |  |  |  |  | Yes |  |  |  | Balod | 11-07015 | Ankit bhadwas & Dipak Kumar | Balod | DH
485 |  | Weight Machine | 1 | Samso |  | NA | NA | 3000075052 | NA |  |  |  |  | No |  |  |  | Balod | 11-07015 | Ankit bhadwas & Dipak Kumar | Balod | DH
486 | Dental | ortho pantomo graph | 1 | GME |  | DG10 | NA | 3000075053 | NA |  |  |  |  | Yes |  |  |  | Balod | 11-07015 | Ankit bhadwas & Dipak Kumar | Balod | DH
487 | Dental | dental chair | 1 | CHESA DENTAL CARE |  | NA | NA | 3000075054 | NA |  |  |  |  | Yes |  |  |  | Balod | 11-07015 | Ankit bhadwas & Dipak Kumar | Balod | DH
488 | dressing room | sterilizer | 1 | Local |  | NA | NA | 3000075055 | NA |  |  |  |  | Yes |  |  |  | Balod | 11-07015 | Ankit bhadwas & Dipak Kumar | Balod | DH
489 | dressing room | sterilizer | 1 | Local |  | NA | NA | 3000075056 | NA |  |  |  |  | Yes |  |  |  | Balod | 11-07015 | Ankit bhadwas & Dipak Kumar | Balod | DH
490 | Female Ward | suction machine | 1 | SHIVA |  | NA | NA | 3000075057 | NA |  |  |  |  | Yes |  |  |  | Balod | 11-07015 | Ankit bhadwas & Dipak Kumar | Balod | DH
491 | NRC | Baby Weight Machine | 1 | Detecth |  | MB130 | C14014042 | 3000075058 | NA |  |  |  |  | Yes |  |  |  | Balod | 11-07015 | Ankit bhadwas & Dipak Kumar | Balod | DH
492 | NRC | Refrigerator | 1 | Godrej |  | GDA19A2 | 1203031980 | 3000075059 | NA |  |  |  |  | Yes |  |  |  | Balod | 11-07015 | Ankit bhadwas & Dipak Kumar | Balod | DH
493 | NRC | Nebulizer | 1 | LIFE LINE |  | ALFA | NA | 3000075060 | NA |  |  |  |  | Yes |  |  |  | Balod | 11-07015 | Ankit bhadwas & Dipak Kumar | Balod | DH
494 | NRC | Weight Machine | 1 | DR BELIRAM & SONS |  | KUSTS | NA | 3000075061 | NA |  |  |  |  | Yes |  |  |  | Balod | 11-07015 | Ankit bhadwas & Dipak Kumar | Balod | DH
495 | EYE | slit lamp | 1 | APPASMY OCULAR |  | NA | 1511140132 | 3000075062 | 2014 |  |  |  |  | Yes |  |  |  | Balod | 11-07015 | Ankit bhadwas & Dipak Kumar | Balod | DH
496 | EYE | auto retractor meter | 1 | Matronix |  | Q30+ | B98502445 | 3000075063 | NA |  |  |  |  | Yes |  |  |  | Balod | 11-07015 | Ankit bhadwas & Dipak Kumar | Balod | DH
497 | EYE | Autoclave | 1 | Indian Surgical |  | NA | NA | 3000075064 | NA |  |  |  |  | PACKED |  |  |  | Balod | 11-07015 | Ankit bhadwas & Dipak Kumar | Balod | DH
498 | EYE | fumigator | 1 |  |  |  |  | 3000075065 | NA |  |  |  |  | Yes |  |  |  | Balod | 11-07015 | Ankit bhadwas & Dipak Kumar | Balod | DH
499 | EYE | Auto perimeter | 1 | APPASMY OCULAR |  | AP901CTS-GIA-UTILED LIFE | 398 | 3000075066 | NA |  |  |  |  | Yes |  |  |  | Balod | 11-07015 | Ankit bhadwas & Dipak Kumar | Balod | DH
500 | EYE | electronic large size eye microscope | 1 | carlzeiss |  | NA | 6635322370 | 3000075067 | NA |  |  |  |  | Yes |  |  |  | Balod | 11-07015 | Ankit bhadwas & Dipak Kumar | Balod | DH
501 | EYE | slit lamp | 1 | carlzeiss |  | SL115CLASSICE | 11013139 | 3000075068 | NA |  |  |  |  | Yes |  |  |  | Balod | 11-07015 | Ankit bhadwas & Dipak Kumar | Balod | DH
502 | EYE | Large Microscope | 1 | Moller wedel |  | MICROFLA | 457 | 3000075069 | NA |  |  |  |  | Yes |  |  |  | Balod | 11-07015 | Ankit bhadwas & Dipak Kumar | Balod | DH
503 | EYE | Baby Warmer | 1 | Local |  | NA | NA | 3000075070 | NA |  |  |  |  | PACKED |  |  |  | Balod | 11-07015 | Ankit bhadwas & Dipak Kumar | Balod | DH
504 | Store | infusion pump | 1 | AKASR MED EQUIP. |  | TEREEMAX | TX03140890 | 3000075071 | NA |  |  |  |  | PACKED |  |  |  | Balod | 11-07015 | Ankit bhadwas & Dipak Kumar | Balod | DH
505 | Store | blood collection monitor | 1 | MEDI TECH |  | MTBCH03 | N786525310 | 3000075072 | NA |  |  |  |  | PACKED |  |  |  | Balod | 11-07015 | Ankit bhadwas & Dipak Kumar | Balod | DH
506 | Store | Automatic blood collaction chair | 1 | FREFENIUS CARE |  | HENEO LIFE | CHLLO0971 | 3000075073 | NA |  |  |  |  | PACKED |  |  |  | Balod | 11-07015 | Ankit bhadwas & Dipak Kumar | Balod | DH
507 | Store | Automatic blood collaction chair | 1 |  |  | ABC SLL | 14034116 | 3000075074 | NA |  |  |  |  | PACKED |  |  |  | Balod | 11-07015 | Ankit bhadwas & Dipak Kumar | Balod | DH
508 | Store | Refrigerator | 1 | KELVINATOR |  | NA | 63437000866 | 3000075075 | NA |  |  |  |  | PACKED |  |  |  | Balod | 11-07015 | Ankit bhadwas & Dipak Kumar | Balod | DH
509 |  | BP Appratus (Murcury) | 1 | Diamond |  | Delux | 04430 | 3000075223 | NA | 0 |  | 0 | NA | Yes |  |  |  | Balod | 2015-07-15 | Ankit Bharatdwaj | Palari | PHC
510 |  | BP Appratus (Murcury) | 1 | Omega |  | Gold 2000 | NA | 3000075222 | NA | 0 |  | 0 | NA | No |  |  |  | Balod | 2015-07-15 | Ankit Bharatdwaj | Palari | PHC
511 |  | Centrifugle (4 Tube) | 1 | NA |  | NA | NA | 3000075221 | NA | 0 |  | 0 | NA | Yes |  |  |  | Balod | 2015-07-15 | Ankit Bharatdwaj | Palari | PHC
512 |  | Microschop (Binocular) | 1 | Olympus |  | MLX Series CH20iBIMF | 6H05953 | 3000075220 | NA | 0 |  | 0 | NA | Yes |  |  |  | Balod | 2015-07-15 | Ankit Bharatdwaj | Palari | PHC
513 |  | Domestic Refrezrator (180 Ltr.) | 1 | Samsung 2012 |  | NA | NA | 3000075219 | NA | 0 |  | 0 | NA | Yes |  |  |  | Balod | 2015-07-15 | Ankit Bharatdwaj | Palari | PHC
514 |  | Small Size Sterilizer | 1 | Local |  | NA | NA | 3000075218 | NA | 0 |  | 0 | NA | Yes |  |  |  | Balod | 2015-07-15 | Ankit Bharatdwaj | Palari | PHC
515 |  | Adult Analog Weight Machine | 1 | Rama Surgical |  | Goun | NA | 3000075217 | NA | 0 |  | 0 | NA | Yes |  |  |  | Balod | 2015-07-15 | Ankit Bharatdwaj | Palari | PHC
516 |  | Micro Sterilizer | 1 | Local |  | NA | NA | 3000075216 | NA | 0 |  | 0 | NA | Yes |  |  |  | Balod | 2015-07-15 | Ankit Bharatdwaj | Palari | PHC
517 |  | Sterilizer (Instrument) | 1 | Local |  | NA | NA | 3000075215 | NA | 0 |  | 0 | NA | Yes |  |  |  | Balod | 2015-07-15 | Ankit Bharatdwaj | Palari | PHC
518 |  | Sterilizer (Instrument) | 1 | Local |  | NA | NA | 3000075214 | NA | 0 |  | 0 | NA | Yes |  |  |  | Balod | 2015-07-15 | Ankit Bharatdwaj | Palari | PHC
519 |  | Weight Machine (Child) | 1 | NA |  | NA | NA | 3000075213 | NA | 0 |  | 0 | NA | Yes |  |  |  | Balod | 2015-07-15 | Ankit Bharatdwaj | Palari | PHC
520 |  | Fetal Dopler | 1 | NA |  | JTAB/52 | NA | 3000075212 | NA | 0 |  | 0 | NA | Yes |  |  |  | Balod | 2015-07-15 | Ankit Bharatdwaj | Palari | PHC
521 |  | Gluco Meter | 1 | NA |  | NA | 4226211470003540 | 3000075211 | NA | 0 |  | 0 | NA | Yes |  |  |  | Balod | 2015-07-15 | Ankit Bharatdwaj | Palari | PHC
522 |  | Gluco Meter | 1 | SD Biosenses | 08/2014 | NA | NA | 3000075210 | NA | 0 |  | 0 | NA | Yes |  |  |  | Balod | 2015-07-15 | Ankit Bharatdwaj | Palari | PHC
523 |  | Digital BP Appratus | 1 | Omron |  | HEM7120 | 20140624525VGI | 3000075318 | NA | 0 |  | 0 | NA | Yes |  |  |  | Balod | 2015-07-14 | Ankit Bharatdwaj | Bhanwarmara | PHC
524 |  | Mercury BP Instrument | 1 | Anita Indust |  | NA | 318836 | 3000075317 | NA | 0 |  | 0 | NA | No |  |  |  | Balod | 2015-07-14 | Ankit Bharatdwaj | Bhanwarmara | PHC
525 |  | Mercury BP Instrument | 1 | Diamond | 09/2013 | Delux | 37609 | 3000075316 | NA | 0 |  | 0 | NA | No |  |  |  | Balod | 2015-07-14 | Ankit Bharatdwaj | Bhanwarmara | PHC
526 |  | Analog Adult Weight Machine | 1 | Kohinoor |  | NA | NA | 3000075315 | NA | 1 | 12/2016 | 0 | NA | Yes |  |  |  | Balod | 2015-07-14 | Ankit Bharatdwaj | Bhanwarmara | PHC
527 |  | Autoclave Horizontal | 1 | Local |  | NA | NA | 3000075314 | NA | 0 |  | 0 | NA | Yes |  |  |  | Balod | 2015-07-14 | Ankit Bharatdwaj | Bhanwarmara | PHC
528 |  | Sterilizer (Small) | 1 | Local |  | NA | NA | 3000075313 | NA | 0 |  | 0 | NA | Yes |  |  |  | Balod | 2015-07-14 | Ankit Bharatdwaj | Bhanwarmara | PHC
529 |  | Examination Lamp | 1 | Local |  | NA | NA | 3000075312 | NA | 0 |  | 0 | NA | No |  |  |  | Balod | 2015-07-14 | Ankit Bharatdwaj | Bhanwarmara | PHC
530 |  | Suction Machine (1 Jar) | 1 | NA |  | ECPSU307 | NA | 3000075311 | NA | 0 |  | 0 | NA | Yes |  |  |  | Balod | 2015-07-14 | Ankit Bharatdwaj | Bhanwarmara | PHC
531 |  | Analog Baby Weight Machine | 1 | Docbel Braun |  | NA | NA | 3000075310 | NA | 0 |  | 0 | NA | Yes |  |  |  | Balod | 2015-07-14 | Ankit Bharatdwaj | Bhanwarmara | PHC
532 |  | Infant Warmer | 1 | Local |  | NA | NA | 3000075309 | NA | 0 |  | 0 | NA | Yes |  |  |  | Balod | 2015-07-14 | Ankit Bharatdwaj | Bhanwarmara | PHC
533 |  | Needle Cutter | 1 | Microsil |  | ND-350 | NA | 3000075308 | NA | 0 |  | 0 | NA | Yes |  |  |  | Balod | 2015-07-14 | Ankit Bharatdwaj | Bhanwarmara | PHC
534 |  | Fetal Doppler | 1 | Mehar |  | Ready Dopp Mark-II | NA | 3000075307 | NA | 0 |  | 0 | NA | Yes |  |  |  | Balod | 2015-07-14 | Ankit Bharatdwaj | Bhanwarmara | PHC
535 |  | Weight Machine (Adult) | 1 | Raman Surgical |  | NA | NA | 3000075306 | NA | 0 |  | 0 | NA | No |  |  |  | Balod | 2015-07-14 | Ankit Bharatdwaj | Bhanwarmara | PHC
536 |  | Needle Cutter | 1 | Star Atech |  | NA | NA | 3000075482 | NA | 0 |  | 0 | NA | Yes |  |  |  | Balod | 2015-07-13 | Ankit Bharatdwaj | Latabod | PHC
537 |  | Small Size Sterilizer | 1 | Atlas |  | NA | 09110776 | 3000075481 | NA | 0 |  | 0 | NA | Yes |  |  |  | Balod | 2015-07-13 | Ankit Bharatdwaj | Latabod | PHC
538 |  | Adult Weight Machine | 1 | Doctro Beli Ram & Sons |  | Na | 3F144647 | 3000075480 | NA | 0 |  | 0 | NA | Yes |  |  |  | Balod | 2015-07-13 | Ankit Bharatdwaj | Latabod | PHC
539 |  | Fetal Doppler | 1 | LCP |  | Na | NA | 3000075479 | NA | 0 |  | 0 | NA | No |  |  |  | Balod | 2015-07-13 | Ankit Bharatdwaj | Latabod | PHC
540 |  | Child Analog Weight Machine | 1 | Ramon Surgical |  | Crown | NA | 3000075478 | NA | 0 |  | 0 | NA | Yes |  |  |  | Balod | 2015-07-13 | Ankit Bharatdwaj | Latabod | PHC
541 |  | Suction Machine | 1 | NA |  | NA | Na | 3000075477 | NA | 0 |  | 0 | NA | Yes |  |  |  | Balod | 2015-07-13 | Ankit Bharatdwaj | Latabod | PHC
542 |  | Fetal Doppler | 1 | Technocare |  | 2D | FD2D140304487 | 3000075476 | NA | 0 |  | 0 | NA | Yes |  |  |  | Balod | 2015-07-13 | Ankit Bharatdwaj | Latabod | PHC
543 |  | BP Apparatus (Murcury) | 1 | Diamond | 03/2010 | Delux | 66505 | 3000075475 | NA | 0 |  | 0 | NA | Yes |  |  |  | Balod | 2015-07-13 | Ankit Bharatdwaj | Latabod | PHC
544 |  | Nebulizer Machine | 1 | Ashoka |  | AS-01 | NA | 3000075472 | NA | 0 |  | 0 | NA | Yes |  |  |  | Balod | 2015-07-13 | Ankit Bharatdwaj | Latabod | PHC
545 |  | Hydrolic Labour Table | 1 | NA |  | NA | NA | 3000075474 | NA | 0 |  | 0 | NA | Yes |  |  |  | Balod | 2015-07-13 | Ankit Bharatdwaj | Latabod | PHC
546 |  | Hydrolic Labour Table | 1 | NA |  | Na | Na | 3000075473 | NA | 0 |  | 0 | NA | Packed |  |  |  | Balod | 2015-07-13 | Ankit Bharatdwaj | Latabod | PHC
547 |  | BP Apparatus (Marcury) | 1 | Diamond |  | Regular | 28619 | 3000075362 | NA | 0 |  | 0 | NA | Yes |  |  |  | Balod | 2015-07-14 | Ankit Bharatdwaj | Pinkapar | PHC
548 |  | Adult Weight Machine | 1 | Doctro Beli Ram & Sons |  | NA | NA | 3000075361 | NA | 0 |  | 0 | NA | Yes |  |  |  | Balod | 2015-07-14 | Ankit Bharatdwaj | Pinkapar | PHC
549 |  | Sterilizer | 1 | Local |  | NA | NA | 3000075360 | NA | 0 |  | 0 | NA | Yes |  |  |  | Balod | 2015-07-14 | Ankit Bharatdwaj | Pinkapar | PHC
550 |  | Infant Warmer | 1 | Jain Medical Surgical |  | NA | NA | 3000075359 | NA | 0 |  | 0 | NA | Yes |  |  |  | Balod | 2015-07-14 | Ankit Bharatdwaj | Pinkapar | PHC
551 |  | Analog Child Weight Machine | 1 | Ramon Surgical |  | Goun | NA | 3000075358 | NA | 0 |  | 0 | NA | Yes |  |  |  | Balod | 2015-07-14 | Ankit Bharatdwaj | Pinkapar | PHC
552 |  | Pedal Double Jar Suction | 1 | Local |  | NA | NA | 3000075357 | NA | 0 |  | 0 | NA | Yes |  |  |  | Balod | 2015-07-14 | Ankit Bharatdwaj | Pinkapar | PHC
553 |  | Hydrolic Labour Table | 1 | Local |  | NA | NA | 3000075356 | NA | 0 |  | 0 | NA | Yes |  |  |  | Balod | 2015-07-14 | Ankit Bharatdwaj | Pinkapar | PHC
554 |  | Domestic Refrezrator (176 Ltr.) | 1 | Local |  | GDP195 | 1309400706 | 3000075355 | NA | 0 |  | 0 | NA | Yes |  |  |  | Balod | 2015-07-14 | Ankit Bharatdwaj | Pinkapar | PHC
555 |  | BP Apparatus (Murcury) | 1 | Diamond | 11/2013 | Regular | 02647 | 3000075331 | NA | 0 |  | 0 | NA | Yes |  |  |  | Balod | 2015-07-14 | Ankit Bharatdwaj | Aarajpuri | PHC
556 |  | Digital BP Appratus | 1 | Omron |  | HEM7203 | NA | 3000075330 | NA | 0 |  | 0 | NA | Yes |  |  |  | Balod | 2015-07-14 | Ankit Bharatdwaj | Aarajpuri | PHC
557 |  | Domestic Refrezratos | 1 | Kevinator | 2011 | KWE183 | NA | 3000075329 | NA | 0 |  | 0 | NA | Yes |  |  |  | Balod | 2015-07-14 | Ankit Bharatdwaj | Aarajpuri | PHC
558 |  | Analog Weight Machine | 1 | Doctro Beli Ram & Sons |  | NA | 40811896 | 3000075328 | NA | 0 |  | 0 | NA | Yes |  |  |  | Balod | 2015-07-14 | Ankit Bharatdwaj | Aarajpuri | PHC
559 |  | Sterilizer | 1 | Local |  | NA | NA | 3000075327 | NA | 0 |  | 0 | NA | Yes |  |  |  | Balod | 2015-07-14 | Ankit Bharatdwaj | Aarajpuri | PHC
560 |  | Needle Cutter | 1 | Startech |  | NA | NA | 3000075326 | NA | 0 |  | 0 | NA | Yes |  |  |  | Balod | 2015-07-14 | Ankit Bharatdwaj | Aarajpuri | PHC
561 |  | Needle Cutter | 1 | Microsil |  | ND350 | NA | 3000075325 | NA | 0 |  | 0 | NA | Yes |  |  |  | Balod | 2015-07-14 | Ankit Bharatdwaj | Aarajpuri | PHC
562 |  | Infant Warmer | 1 | Local |  | NA | NA | 3000075324 | NA | 0 |  | 0 | NA | No |  |  |  | Balod | 2015-07-14 | Ankit Bharatdwaj | Aarajpuri | PHC
563 |  | Labour Table | 1 | Local |  | NA | NA | 3000075323 | NA | 0 |  | 0 | NA | No |  |  |  | Balod | 2015-07-14 | Ankit Bharatdwaj | Aarajpuri | PHC
564 |  | Analog Child Weight Machine | 1 | Docbel Barun |  | NA | NA | 3000075322 | NA | 0 |  | 0 | NA | Yes |  |  |  | Balod | 2015-07-14 | Ankit Bharatdwaj | Aarajpuri | PHC
565 |  | Fetal Doppler | 1 | Ashok |  | ND101 | NA | 3000075321 | NA | 0 |  | 0 | NA | Yes |  |  |  | Balod | 2015-07-14 | Ankit Bharatdwaj | Aarajpuri | PHC
566 |  | Nebulizer Machine | 1 | Omron |  | NEC25 | 664780 | 3000075320 | NA | 0 |  | 0 | NA | Yes |  |  |  | Balod | 2015-07-14 | Ankit Bharatdwaj | Aarajpuri | PHC
567 |  | Double Jar Suction | 1 | Shiv |  | NA | NA | 3000075319 | NA | 0 |  | 0 | NA | Packed |  |  |  | Balod | 2015-07-14 | Ankit Bharatdwaj | Aarajpuri | PHC
568 |  | Blood Pressure Monitor (Murcury) | 1 | Diomond | 2011-11-01 | Deluxe | 48068 | 3000075173 | NA | 0 |  |  |  | Yes |  |  |  | Balod | 2015-07-15 | Ankit Bharduaj | PHC Purur | PHC
569 |  | Blood Pressure Monitor Stand Murcury) | 1 | Anitaind |  | NA | 383012 | 3000075172 | NA | 0 |  |  |  | Yes |  |  |  | Balod | 2015-07-15 | Ankit Bharduaj | PHC Purur | PHC
570 |  | Adult weight Machine (Analog) | 1 | Raman Surgical |  | Crown | NA | 3000075171 | NA | 0 |  |  |  | Yes |  |  |  | Balod | 2015-07-15 | Ankit Bharduaj | PHC Purur | PHC
571 |  | Refrigrator 190 Liter | 1 | Sumsung | 2012 | RR191SBABSE/TL | NA | 3000075170 | NA | 0 |  |  |  | Yes |  |  |  | Balod | 2015-07-15 | Ankit Bharduaj | PHC Purur | PHC
572 |  | Needle cutter | 1 | Microsil |  | ND-350 | NA | 3000075169 | NA | 0 |  |  |  | Yes |  |  |  | Balod | 2015-07-15 | Ankit Bharduaj | PHC Purur | PHC
573 |  | Sterlizer Small | 1 | Local |  | NA | NA | 3000075168 | NA | 0 |  |  |  | Yes |  |  |  | Balod | 2015-07-15 | Ankit Bharduaj | PHC Purur | PHC
574 |  | Analog weight Machine | 1 | Raman Surgical |  | NA | NA | 3000075167 | NA | 0 |  |  |  | Yes |  |  |  | Balod | 2015-07-15 | Ankit Bharduaj | PHC Purur | PHC
575 |  | Fetal Dopppler | 1 | Local |  | NA | NA | 3000075166 | NA | 0 |  |  |  | Yes |  |  |  | Balod | 2015-07-15 | Ankit Bharduaj | PHC Purur | PHC
576 |  | OT Labar Table | 1 | Local |  | DFM-057 | NA | 3000075165 | NA | 0 |  |  |  | Yes |  |  |  | Balod | 2015-07-15 | Ankit Bharduaj | PHC Purur | PHC
577 |  | Fetal Dopppler | 1 | Local |  | NA | FD2D150101468 | 3000075164 | NA | 0 |  |  |  | Yes |  |  |  | Balod | 2015-07-15 | Ankit Bharduaj | PHC Purur | PHC
578 |  | Foot Suction Double jar Pedal | 1 | Local |  | FD-200B | NA | 3000075163 | NA | 0 |  |  |  | Yes |  |  |  | Balod | 2015-07-15 | Ankit Bharduaj | PHC Purur | PHC
579 |  | Autoclave Machine | 1 | Local |  | NA | NA | 3000075162 | NA | 0 |  |  |  | No |  |  |  | Balod | 2015-07-15 | Ankit Bharduaj | PHC Purur | PHC
580 |  | Refrigrator | 1 | Godrej |  | R290/R6000 | 300050 | 3000075500 | NA | 0 |  |  |  | Yes |  |  |  | Balod | 2015-07-13 | Ankit Bharduaj | PHC Sankara | PHC
581 |  | Adult weight Machine | 1 | Dr.Gene |  | NA | BR-A9242 | 3000075499 | NA | 0 |  |  |  | Yes |  |  |  | Balod | 2015-07-13 | Ankit Bharduaj | PHC Sankara | PHC
582 |  | Suction Machine | 1 | Yoga+ Care |  | NW Serier | NA | 3000075498 | NA | 0 |  |  |  | Yes |  |  |  | Balod | 2015-07-13 | Ankit Bharduaj | PHC Sankara | PHC
583 |  | Infant Warmer | 1 | Tiana |  | NA | NA | 3000075497 | NA | 0 |  |  |  | Yes |  |  |  | Balod | 2015-07-13 | Ankit Bharduaj | PHC Sankara | PHC
584 |  | Sterlizer Small | 1 |  |  | NA | NA | 3000075496 | NA | 0 |  |  |  | Yes |  |  |  | Balod | 2015-07-13 | Ankit Bharduaj | PHC Sankara | PHC
585 |  | fetal doppler | 1 | NeoCare |  | NA | NA | 3000075495 | NA | 0 |  |  |  | Yes |  |  |  | Balod | 2015-07-13 | Ankit Bharduaj | PHC Sankara | PHC
586 |  | Blood Pressure Monitor (Murcury) | 1 | Diomond |  | NA | 30327 | 3000075494 | NA | 0 |  |  |  | Yes |  |  |  | Balod | 2015-07-13 | Ankit Bharduaj | PHC Sankara | PHC
587 |  | glucometer | 1 | Onetuech |  | NA | Sagbpnhj | 3000075493 | NA | 0 |  |  |  | Yes |  |  |  | Balod | 2015-07-13 | Ankit Bharduaj | PHC Sankara | PHC
588 |  | Blood Pressure Monitor (Murcury) | 1 | Prumier |  | NA | 88102024 | 3000075492 | NA | 0 |  |  |  | NO |  |  |  | Balod | 2015-07-13 | Ankit Bharduaj | PHC Sankara | PHC
589 |  | Blood Pressure Monitor (Murcury) | 1 | Namat |  | NA | NA | 3000075491 | NA | 0 |  |  |  | NO |  |  |  | Balod | 2015-07-13 | Ankit Bharduaj | PHC Sankara | PHC
590 |  | Nebulizer | 1 | Hicks Adwance Corp |  | NA | 13060-234 | 3000075490 | NA | 0 |  |  |  | NO |  |  |  | Balod | 2015-07-13 | Ankit Bharduaj | PHC Sankara | PHC
591 |  | Nebulizer | 1 | BIO Plus |  | NA | NA | 3000075489 | NA | 0 |  |  |  | NO |  |  |  | Balod | 2015-07-13 | Ankit Bharduaj | PHC Sankara | PHC
592 |  | Needle cutter | 1 | Microsil |  | MD-350 | 1785 | 3000075488 | NA | 0 |  |  |  | NO |  |  |  | Balod | 2015-07-13 | Ankit Bharduaj | PHC Sankara | PHC
593 |  | fetal doppler | 1 | Lifex |  | NA | NA | 3000075487 | NA | 0 |  |  |  | No |  |  |  | Balod | 2015-07-13 | Ankit Bharduaj | PHC Sankara | PHC
594 |  | Analog weight Machine | 1 |  |  | NA | NA | 3000075486 | NA | 0 |  |  |  | No |  |  |  | Balod | 2015-07-15 | Ankit Bharduaj | PHC Purur | PHC
595 |  | Hydrolic LaborTable | 1 | Smartcare |  | NA | NA | 3000075485 | NA | 0 |  |  |  | Yes |  |  |  | Balod | 2015-07-15 | Ankit Bharduaj | PHC Purur | PHC
596 |  | Needle Cutter | 1 |  |  | NA | NA | 3000075484 | NA | 0 |  |  |  | Yes |  |  |  | Balod | 2015-07-15 | Ankit Bharduaj | PHC Purur | PHC
597 |  | Blood Pressure Monitor (Murcury) | 1 |  |  | Deluxe | 30344 | 3000075483 | NA | 0 |  |  |  | Yes |  |  |  | Balod | 2015-07-15 | Ankit Bharduaj | PHC Purur | PHC
598 |  | Blood Pressure Monitor (Murcury) | 1 | Bharin sons |  | NA | 269074 | 3000075340 | NA | 0 |  |  |  | Yes |  |  |  | Balod | 2015-07-14 | Ankit Bharduaj | PHC Mangchwa | PHC
599 |  | Fetal doppler | 1 | MCP |  | NA | NA | 3000075339 | NA | 0 |  |  |  | Yes |  |  |  | Balod | 2015-07-14 | Ankit Bharduaj | PHC Mangchwa | PHC
600 |  | Analog weight Machine Child | 1 | Raman Surgical |  | Crown | NA | 3000075338 | NA | 0 |  |  |  | Yes |  |  |  | Balod | 2015-07-14 | Ankit Bharduaj | PHC Mangchwa | PHC
601 |  | Needle cutter | 1 | Stan Atceh |  | 100 V 60 | NA | 3000075337 | NA | 0 |  |  |  | Yes |  |  |  | Balod | 2015-07-14 | Ankit Bharduaj | PHC Mangchwa | PHC
602 |  | Binocular Microscope | 1 | Lobored |  | Vision2000 | NA | 3000075336 | NA | 0 |  |  |  | Yes |  |  |  | Balod | 2015-07-14 | Ankit Bharduaj | PHC Mangchwa | PHC
603 |  | Refrigrator | 1 | Eletrolux |  | EBE203 | NA | 3000075335 | NA | 0 |  |  |  | Yes |  |  |  | Balod | 2015-07-14 | Ankit Bharduaj | PHC Mangchwa | PHC
604 |  | Peddle Double Jar Food Suction | 1 |  |  | NA | NA | 3000075334 | NA | 0 |  |  |  | Yes |  |  |  | Balod | 2015-07-14 | Ankit Bharduaj | PHC Mangchwa | PHC
605 |  | Peddle Double Jar Food Suction | 1 |  |  | NA | NA | 3000075333 | NA | 0 |  |  |  | Yes |  |  |  | Balod | 2015-07-14 | Ankit Bharduaj | PHC Mangchwa | PHC
606 |  | Needle cutter | 1 | Stan Atceh |  | Electric | NA | 3000075332 | NA | 0 |  |  |  | No |  |  |  | Balod | 2015-07-14 | Ankit Bharduaj | PHC Mangchwa | PHC
607 |  | Blood Pressure Monitor (Murcury) | 1 |  |  | Dimond Deluxe | NA | 3000075861 | NA | 0 |  |  |  | Yes |  |  |  | Balod | 2015-07-15 | Dipak Kumar | PHC Ghotia | PHC
608 |  | Refrigrator | 1 | Eletrolux |  |  | NA | 3000075862 | NA | 0 |  |  |  | Yes |  |  |  | Balod | 2015-07-15 | Dipak Kumar | PHC Ghotia | PHC
609 |  | Blood Pressure Monitor (Murcury) | 1 |  |  | Dimond Regular | NA | 3000075863 | NA | 0 |  |  |  | Yes |  |  |  | Balod | 2015-07-15 | Dipak Kumar | PHC Ghotia | PHC
610 |  | Ultrasound dopplor | 1 |  |  | DFM-051 | NA | 3000075864 | NA | 0 |  |  |  | Yes |  |  |  | Balod | 2015-07-15 | Dipak Kumar | PHC Ghotia | PHC
611 |  | Baby weight Machine | 1 | Raman Surgical |  | Crown | NA | 3000075865 | NA | 0 |  |  |  | Yes |  |  |  | Balod | 2015-07-15 | Dipak Kumar | PHC Ghotia | PHC
612 |  | Adult weight Machine | 1 | Hardik medicet |  |  | NA | 3000075866 | NA | 0 |  |  |  | Yes |  |  |  | Balod | 2015-07-15 | Dipak Kumar | PHC Ghotia | PHC
613 |  | Binocular Microscope | 1 |  |  |  | NA | 3000075867 | NA | 0 |  |  |  | No |  |  |  | Balod | 2015-07-15 | Dipak Kumar | PHC Ghotia | PHC
614 |  | Centrefuge Machine | 1 |  |  |  | NA | 3000075868 | NA | 0 |  |  |  | No |  |  |  | Balod | 2015-07-15 | Dipak Kumar | PHC Ghotia | PHC
615 |  | Digital Photo Color Machine | 1 | Simtronic |  |  | NA | 3000075869 | NA | 0 |  |  |  | No |  |  |  | Balod | 2015-07-15 | Dipak Kumar | PHC Ghotia | PHC
616 |  | Binocular Microscope | 1 | Caslziess |  | Primostar | 3116013060 | 3000075870 | NA | 0 |  |  |  | Yes |  |  |  | Balod | 2015-07-15 | Dipak Kumar | PHC Ghotia | PHC
617 |  | Needle cutter | 1 |  |  |  | NA | 3000075871 | NA | 0 |  |  |  | Yes |  |  |  | Balod | 2015-07-15 | Dipak Kumar | PHC Ghotia | PHC
618 |  | Sterilizer | 1 |  |  |  | NA | 3000075872 | NA | 0 |  |  |  | Yes |  |  |  | Balod | 2015-07-15 | Dipak Kumar | PHC Ghotia | PHC
619 |  | Baby weight Machine | 1 |  |  | Crown | NA | 3000075873 | NA | 0 |  |  |  | Yes |  |  |  | Balod | 2015-07-15 | Dipak Kumar | PHC Ghotia | PHC
620 |  | Sterilizer Small | 1 |  |  |  | 940270 | 3000075874 | NA | 0 |  |  |  | Yes |  |  |  | Balod | 2015-07-15 | Dipak Kumar | PHC Ghotia | PHC
621 |  | Sterilizer | 1 |  |  |  | NA | 3000075875 | NA | 0 |  |  |  | No |  |  |  | Balod | 2015-07-15 | Dipak Kumar | PHC Ghotia | PHC
622 |  | Sterilizer | 1 |  |  |  | NA | 3000075876 | NA | 0 |  |  |  | No |  |  |  | Balod | 2015-07-15 | Dipak Kumar | PHC Ghotia | PHC
623 |  | Needle cutter | 1 |  |  | ND-350 | 2154 | 3000075877 | NA | 0 |  |  |  | Yes |  |  |  | Balod | 2015-07-15 | Dipak Kumar | PHC Ghotia | PHC
624 |  | Needle cutter | 1 |  |  | SIR | 8820 | 3000075878 | NA | 0 |  |  |  | Yes |  |  |  | Balod | 2015-07-15 | Dipak Kumar | PHC Ghotia | PHC
625 |  | Needle cutter | 1 |  |  | SIR | 8822 | 3000075879 | NA | 0 |  |  |  | Yes |  |  |  | Balod | 2015-07-15 | Dipak Kumar | PHC Ghotia | PHC
626 |  | Needle cutter | 1 |  |  |  | NA | 3000075880 | NA | 0 |  |  |  | Yes |  |  |  | Balod | 2015-07-15 | Dipak Kumar | PHC Ghotia | PHC
627 |  | Suction Machine | 1 |  |  |  | NA | 3000075881 | NA | 0 |  |  |  | Yes |  |  |  | Balod | 2015-07-15 | Dipak Kumar | PHC Ghotia | PHC

## Rajnandgaon (hidden)
S. No. | Department | Equipment Name | Qty. | Manufacturer | Year of Manufacturer | Model | Equipment S.No. | Barcode Sticker | Installation date (m-yy) | Under Warranty (Y=1/ N=0) | Warranty Upto (m-yy) | AMC / CMC (Y=1,N=0) | AMC/CMC upto (m/yy) | Working status |  | Medical (Radiologist/Pathologist etc) | Paramedical (LT/Radiographer/technician etc) | District | Date | Name of Consultant | Facility Name | Facility Type | Remark
1 | 2 | 3 | 4 | 5 | 6 | 7 | 8 | 9 | 10 | 11 | 12 | 13 | 14 | 15 | 16 | 17 | 18 | 19 | 20 | 21 | 22 | 23 | 24
1 | TB | Microscope (Binocular) | 1 | OLYMPUS | NA | OH2OIBIMF | NA | 3000077101 | NA | 0 | NA | 0 |  | Yes |  |  |  | Rajnandgoan | 2015-07-14 | Atish Kumar Mishra | Mohala | CHC
2 | TB | Autoclave machine (Small) | 1 | PVT LTD | NA | MLXB | NA | 3000077102 | NA | 0 | NA | 0 |  | NO |  |  |  | Rajnandgoan | 2015-07-14 | Atish Kumar Mishra | Mohala | CHC
3 | TB | Electropore | 1 | NA | NA | NA | NA | 3000077103 | NA | 0 | NA | 0 |  | NO |  |  |  | Rajnandgoan | 2015-07-14 | Atish Kumar Mishra | Mohala | CHC
4 | TB | SIS Machine | 1 | NA | NA | NA | NA | 3000077104 | NA | 0 | NA | 0 |  | Yes |  |  |  | Rajnandgoan | 2015-07-14 | Atish Kumar Mishra | Mohala | CHC
5 | Pathology | Centrifuse Machine(4 Tubes) | 1 | NA | NA | NA | NA | 3000077105 | NA | 0 | NA | 0 |  | NO |  |  |  | Rajnandgoan | 2015-07-14 | Atish Kumar Mishra | Mohala | CHC
6 | Pathology | Centrifuse Machine(4 Tubes) | 1 | NA | NA | NA | NA | 3000077106 | NA | 0 | NA | 0 |  | Yes |  |  |  | Rajnandgoan | 2015-07-14 | Atish Kumar Mishra | Mohala | CHC
7 | X-Ray | Microscope (Binocular) | 1 | MLW | NA | MLW Lab | NA | 3000077107 | NA | 0 | NA | 0 |  | Yes |  |  |  | Rajnandgoan | 2015-07-14 | Atish Kumar Mishra | Mohala | CHC
8 | X-Ray | X-Ray Machine | 1 | SIEMENS | NA | 5304 | 1284524 | 3000077108 | NA | 0 | NA | 0 |  | NO |  |  |  | Rajnandgoan | 2015-07-14 | Atish Kumar Mishra | Mohala | CHC
9 | Pathology +Blood Storage | Blood Bank Refrigarator | 1 | Meditech | NA | MTPFOL | M7865253 | 3000077109 | NA | 0 | NA | 0 |  | Yes |  |  |  | Rajnandgoan | 2015-07-14 | Atish Kumar Mishra | Mohala | CHC
10 | Pathology +Blood Storage | Centrifuse Machine(4 Tubes) | 1 | Remi | NA | R-8C | DHL 6567 | 3000077110 | NA | 0 | NA | 0 |  | Yes |  |  |  | Rajnandgoan | 2015-07-14 | Atish Kumar Mishra | Mohala | CHC
11 | Pathology +Blood Storage | Microscope (Binocular) | 1 | WESWOX | NA | HL-55/66 | 63698 | 3000077111 | NA | 0 | NA | 0 |  | Yes |  |  |  | Rajnandgoan | 2015-07-14 | Atish Kumar Mishra | Mohala | CHC
12 | Pathology +Blood Storage | Personal Scale Weight Machine | 1 | ANJUSCARE | NA | GF 2003A | 25014131894 | 3000077112 | NA | 0 | NA | 0 |  | Yes |  |  |  | Rajnandgoan | 2015-07-14 | Atish Kumar Mishra | Mohala | CHC
13 | Pathology +Blood Storage | weight machine Digital (Baby) | 1 | Essae | NA | BS 250 | NA | 3000077113 | NA | 0 | NA | 0 |  | Yes |  |  |  | Rajnandgoan | 2015-07-14 | Atish Kumar Mishra | Mohala | CHC
14 | Eye | Autoclave machine (Small) | 1 | SMR | NA | QMS-04282 | NA | 3000077114 | NA | 0 | NA | 0 |  | Yes |  |  |  | Rajnandgoan | 2015-07-14 | Atish Kumar Mishra | Mohala | CHC
15 | OT | Steriliger Hydroper Unit | 1 | Faith Innovation | NA | SG-4000 | RAISU HP 14891602006050020 | 3000077115 | NA | 0 | NA | 0 |  | NO |  |  |  | Rajnandgoan | 2015-07-14 | Atish Kumar Mishra | Mohala | CHC
16 | OT | Blood Pressure Monitor | 1 | DIAMOND | NA | CM/L-01 | NA | 3000077116 | NA | 0 | NA | 0 |  | Yes |  |  |  | Rajnandgoan | 2015-07-14 | Atish Kumar Mishra | Mohala | CHC
17 | OT | Anaesthisia Work Station | 1 | BREQCO | NA | 96043 | NA | 3000077117 | NA | 0 | NA | 0 |  | Yes |  |  |  | Rajnandgoan | 2015-07-14 | Atish Kumar Mishra | Mohala | CHC
18 | OT | Anaesthisia Work Station | 1 | BREQCO | NA | NA | NA | 3000077118 | NA | 0 | NA | 0 |  | Yes |  |  |  | Rajnandgoan | 2015-07-14 | Atish Kumar Mishra | Mohala | CHC
19 | OT | Operation Microscope Eye | 1 | GUARDIAN | NA | MVA-15 | 17670 | 3000077119 | NA | 0 | NA | 0 |  | NO |  |  |  | Rajnandgoan | 2015-07-14 | Atish Kumar Mishra | Mohala | CHC
20 | OT | Hydraulic BED | 1 | NA | NA | NA | NA | 3000077120 | NA | 0 | NA | 0 |  | Yes |  |  |  | Rajnandgoan | 2015-07-14 | Atish Kumar Mishra | Mohala | CHC
21 | OT | OT Light Shadowless (Single Dome) | 1 | KHERA INSTRUCTION | NA | NA | NA | 3000077121 | NA | 0 | NA | 0 |  | Yes |  |  |  | Rajnandgoan | 2015-07-14 | Atish Kumar Mishra | Mohala | CHC
22 | OT | RADIANT HEAT WARMER | 1 | BIRD MEDITECH | NA | NA | BM-RW 317091011 | 3000077122 | NA | 0 | NA | 0 |  | Yes |  |  |  | Rajnandgoan | 2015-07-14 | Atish Kumar Mishra | Mohala | CHC
23 | OT | Suction Machine | 1 | NA | NA | NA | NA | 3000077123 | NA | 0 | NA | 0 |  | NO |  |  |  | Rajnandgoan | 2015-07-14 | Atish Kumar Mishra | Mohala | CHC
24 | OT | Air Sterilizer | 1 | INTERNAL Elecro Medical System | NA | TRUPO-ASR Sterilizer | 4 K 54027 | 3000077124 | NA | 0 | NA | 0 |  | NO |  |  |  | Rajnandgoan | 2015-07-14 | Atish Kumar Mishra | Mohala | CHC
25 | Labour Ward | Phototherapy | 1 | Meditrin | NA | NA | NA | 3000077125 | NA | 0 | NA | 0 |  | Yes |  |  |  | Rajnandgoan | 2015-07-14 | Atish Kumar Mishra | Mohala | CHC
26 | Labour Room | OT Light Shadowless (Single Dome) | 1 | NA | NA | NA | NA | 3000077126 | NA | 0 | NA | 0 |  | Yes |  |  |  | Rajnandgoan | 2015-07-14 | Atish Kumar Mishra | Mohala | CHC
27 | Labour Room | weight machine Digital (Baby) | 1 | ESSAE | NA | BS-250 | 25014131901 | 3000077127 | NA | 0 | NA | 0 |  | Yes |  |  |  | Rajnandgoan | 2015-07-14 | Atish Kumar Mishra | Mohala | CHC
28 | Labour Room | RADIANT HEAT WARMER | 1 | BIRD MEDITECH | NA | NA | BMW420910 | 3000077128 | NA | 0 | NA | 0 |  | Yes |  |  |  | Rajnandgoan | 2015-07-14 | Atish Kumar Mishra | Mohala | CHC
29 | Labour Room | Air Separation Equipment | 1 | AIRSEP | NA | NEW LIFE | N5032690 | 3000077129 | NA | 0 | NA | 0 |  | Yes |  |  |  | Rajnandgoan | 2015-07-14 | Atish Kumar Mishra | Mohala | CHC
30 | Labour Room | Syringe Needle Destroyer | 1 | Microsil | NA | ND-360 | 1735 | 3000077130 | NA | 0 | NA | 0 |  | Yes |  |  |  | Rajnandgoan | 2015-07-14 | Atish Kumar Mishra | Mohala | CHC
31 | Labour Room | Autoclave machine (Small) | 1 | NA | NA | NA | NA | 3000077131 | NA | 0 | NA | 0 |  | Yes |  |  |  | Rajnandgoan | 2015-07-14 | Atish Kumar Mishra | Mohala | CHC
32 | Labour Room | Suction Machine | 1 | INSTAVEL | NA | NA | NA | 3000077132 | NA | 0 | NA | 0 |  | NO |  |  |  | Rajnandgoan | 2015-07-14 | Atish Kumar Mishra | Mohala | CHC
33 | Labour Room | Weight Machine(Adult) | 1 | Crown | NA | NA | NA | 3000077133 | NA | 0 | NA | 0 |  | NO |  |  |  | Rajnandgoan | 2015-07-14 | Atish Kumar Mishra | Mohala | CHC
34 | physiotherapy | shortwave diathermy | 1 | NA |  | NA | NA | 3000078414 | 2006-08-05 | 0 | 0 | 0 |  | Yes |  |  |  | Rajnandgaon |  | Vijay Patel | Rajnandgaon | DH
35 | physiotherapy | shortwave diathermy | 1 | NA |  | NA | NA | 3000078415 | 2006-08-05 | 0 | 0 | 0 |  | No |  |  |  | Rajnandgaon |  | Vijay Patel | Rajnandgaon | DH
36 | physiotherapy | continuous passive motion | 1 | UNIGUE |  | NA | NA | 3000078416 | 2006-08-05 | 0 | 0 | 0 |  | Yes |  |  |  | Rajnandgaon |  | Vijay Patel | Rajnandgaon | DH
37 | physiotherapy | continuous passive motion | 1 | UNIGUE |  | NA | NA | 3000078417 | 2006-08-05 | 0 | 0 | 0 |  | Yes |  |  |  | Rajnandgaon |  | Vijay Patel | Rajnandgaon | DH
38 | physiotherapy | electrical muscle stimulation | 1 | NA |  | NA | NA | 3000078418 | 2006-08-05 | 0 | 0 | 0 |  | Yes |  |  |  | Rajnandgaon |  | Vijay Patel | Rajnandgaon | DH
39 | physiotherapy | electrical muscle stimulation | 1 | NA |  | NA | NA | 3000078419 | 2006-08-05 | 0 | 0 | 0 |  | Yes |  |  |  | Rajnandgaon |  | Vijay Patel | Rajnandgaon | DH
40 | physiotherapy | Auto traction unit | 1 | NA |  | NA | NA | 3000078420 | 2006-08-05 | 0 | 0 | 0 |  | Yes |  |  |  | Rajnandgaon |  | Vijay Patel | Rajnandgaon | DH
41 | physiotherapy | Auto traction unit | 1 | NA |  | NA | NA | 3000078421 | 2006-08-05 | 0 | 0 | 0 |  | Yes |  |  |  | Rajnandgaon |  | Vijay Patel | Rajnandgaon | DH
42 | physiotherapy | physiotherapy tens | 1 | NA |  | NA | NA | 3000078422 | 2006-08-05 | 0 | 0 | 0 |  | Yes |  |  |  | Rajnandgaon |  | Vijay Patel | Rajnandgaon | DH
43 | physiotherapy | physiotherapy tens | 1 | NA |  | NA | NA | 3000078423 | 2006-08-05 | 0 | 0 | 0 |  | Yes |  |  |  | Rajnandgaon |  | Vijay Patel | Rajnandgaon | DH
44 | physiotherapy | ultrasound therapy unit | 1 | NA |  | NA | NA | 3000078424 | 2006-08-05 | 0 | 0 | 0 |  | Yes |  |  |  | Rajnandgaon |  | Vijay Patel | Rajnandgaon | DH
45 | physiotherapy | interferential therapy unit | 1 | Indian Medical instrument |  | 3142 | 61007 | 3000078425 | 2006-08-05 | 0 | 0 | 0 |  | Yes |  |  |  | Rajnandgaon |  | Vijay Patel | Rajnandgaon | DH
46 | physiotherapy | interferential therapy unit | 1 | Indian Medical instrument |  | 3142 | 61008 | 3000078426 | 2006-08-05 | 0 | 0 | 0 |  | Yes |  |  |  | Rajnandgaon |  | Vijay Patel | Rajnandgaon | DH
47 | physiotherapy | cpm upper limb | 1 | NA |  | NA | NA | 3000078427 | 2006-08-05 | 0 | 0 | 0 |  | Yes |  |  |  | Rajnandgaon |  | Vijay Patel | Rajnandgaon | DH
48 | physiotherapy | hydrocollator packs | 1 | NA |  | NA | NA | 3000078428 | 2006-08-05 | 0 | 0 | 0 |  | Yes |  |  |  | Rajnandgaon |  | Vijay Patel | Rajnandgaon | DH
49 | physiotherapy | Blood Pressure Monitor | 1 | Diamond |  | REGULAR | NA | 3000078429 | 2006-08-05 | 0 | 0 | 0 |  | Yes |  |  |  | Rajnandgaon |  | Vijay Patel | Rajnandgaon | DH
50 | radiology | x-Ray Machin 500 MA Analog | 1 | SIEMENCE |  | HELIOPHOSD | 3789 | 3000078430 | 2007-07-01 | 0 | 0 | 0 |  | Yes |  | 3 | 4 | Rajnandgaon |  | Vijay Patel | Rajnandgaon | DH
51 | radiology | x-Ray Machin 800 MA Digital | 1 | ALLENGES |  | MARS80 | 2K130980331X/1TF | 3000078431 | 2014-05-01 | 1 | 2017-05-01 | 0 |  | Yes |  |  |  | Rajnandgaon |  | Vijay Patel | Rajnandgaon | DH
52 | radiology | C-R-System | 1 | AGFA |  | DRYSHARP | 6696 | 3000078432 | 2014-05-01 | 1 | 2017-05-01 | 0 |  | Yes |  |  |  | Rajnandgaon |  | Vijay Patel | Rajnandgaon | DH
53 | radiology | x-Ray Machin 300 MA Analog | 1 | ALLENGES |  | NA | NA | 3000078440 | 1999 | 0 | 0 | 0 |  | Yes |  |  |  | Rajnandgaon |  | Vijay Patel | Rajnandgaon | DH
54 | radiology | CT-Scan 16 slices | 1 | WIPROGE |  | BIRDSPEED | 83021281-022610 | 3000078433 | 2011-11-01 | 0 | 0 | 1 | 2016-02-01 | Yes |  |  |  | Rajnandgaon |  | Vijay Patel | Rajnandgaon | DH
55 | radiology | Sonography 3probes | 1 | MIND RAY |  | DCN3 |  | 3000078434 | 2014-11-23 | 1 | 2015-11-22 | 0 |  | Yes |  |  |  | Rajnandgaon |  | Vijay Patel | Rajnandgaon | DH
56 | radiology | Sonography | 1 | WIPROGE |  | 10GIQ100 | 12044WGU | 3000078435 | 1999-02-22 | 0 | 0 | 0 |  | No |  |  |  | Rajnandgaon |  | Vijay Patel | Rajnandgaon | DH
57 | radiology | x-Ray Machin 60 MA Analog | 1 | ALLENGES |  | ALLDENTHF | 2K1306027-0 | 3000078436 | 2014-05-01 | 1 | 2017-05-01 | 0 |  | Yes |  |  |  | Rajnandgaon |  | Vijay Patel | Rajnandgaon | DH
58 | radiology | Sonography | 1 | ALOKA |  | NA | NA | 3000078437 | NA | 0 | 0 | 0 |  | No |  |  |  | Rajnandgaon |  | Vijay Patel | Rajnandgaon | DH
59 | radiology | x-Ray Machin 500 MA Analog | 1 | WIPROGE |  | ALLPRO | NA | 3000078438 | NA | 0 | 0 | 0 |  | No |  |  |  | Rajnandgaon |  | Vijay Patel | Rajnandgaon | DH
60 | ECG | ECG Machin | 1 | MINDTAY |  | BEN-HEART R3 | FK-45003235 | 3000078439 | NA | 0 | 0 | 0 |  | No |  |  |  | Rajnandgaon |  | Vijay Patel | Rajnandgaon | DH
61 | ICU | ECG Machin | 1 | BPL |  | CARDIAE ART 7108 | EUMB321290 | 3000078441 | 2014-06-23 | 1 | 2015-06-22 | 0 |  | Yes |  |  |  | Rajnandgaon |  | Vijay Patel | Rajnandgaon | DH
62 | ICU | Multipara patient monitor | 1 | BPL |  | BM5389 | R9AZ885 | 3000078442 | 2000-12-01 | 0 | 0 | 0 |  | Yes |  |  |  | Rajnandgaon |  | Vijay Patel | Rajnandgaon | DH
63 | ICU | Multipara patient monitor | 1 | BPL |  | BM5389 | 98D302183 | 3000078443 | 2000-12-01 | 0 | 0 | 0 |  | Yes |  |  |  | Rajnandgaon |  | Vijay Patel | Rajnandgaon | DH
64 | ICU | Multipara patient monitor | 1 | BPL |  | BM5389 | H9A2879 | 3000078444 | 2000-12-01 | 0 | 0 | 0 |  | Yes |  |  |  | Rajnandgaon |  | Vijay Patel | Rajnandgaon | DH
65 | ICU | Multipara patient monitor | 1 | BPL |  | BM5389 | NA | 3000078445 | 2000-12-01 | 0 | 0 | 0 |  | Yes |  |  |  | Rajnandgaon |  | Vijay Patel | Rajnandgaon | DH
66 | ICU | Automatic drug delivery System | 1 | Akash |  | SYX4410 | W031U0771 | 3000078446 | 2000-12-01 | 0 | 0 | 0 |  | Yes |  |  |  | Rajnandgaon |  | Vijay Patel | Rajnandgaon | DH
67 | ICU | pulse oximeter | 1 | BPL |  | NA | NA | 3000078447 | 2000-12-01 | 0 | 0 | 0 |  | No |  |  |  | Rajnandgaon |  | Vijay Patel | Rajnandgaon | DH
68 | ICU | ECG Machin 12 channel | 1 | mindray |  | BENEHEART R3 | FK45003214 | 3000078448 | 2014-06-26 | 1 | 2015-06-26 | 0 |  | Yes |  |  |  | Rajnandgaon |  | Vijay Patel | Rajnandgaon | DH
69 | ICU | Nebulizer | 1 | mediserve |  | CNOLW | NA | 3000078449 | 2012-05-31 | 0 | 0 | 0 |  | No |  |  |  | Rajnandgaon |  | Vijay Patel | Rajnandgaon | DH
70 | ICU | suction machine | 1 | NA |  | NA | NA | 3000078450 | NA | 0 | 0 | 0 |  | Yes |  |  |  | Rajnandgaon |  | Vijay Patel | Rajnandgaon | DH
71 | ICU | Blood Pressure Monitor | 1 | LITEX |  | NA | 93102020 | 3000078451 | 2014-05-29 | 0 | 0 | 0 |  | Yes |  |  |  | Rajnandgaon |  | Vijay Patel | Rajnandgaon | DH
72 | ICU | Central Monitor | 1 | BPL |  | NA | NA | 3000078452 | 2000-12-31 | 0 | 0 | 0 |  | No |  |  |  | Rajnandgaon |  | Vijay Patel | Rajnandgaon | DH
73 | ICU | Blood Pressure Monitor | 1 | Diamond |  | DELUX | NA | 3000078453 | NA | 0 | 0 | 0 |  | Yes |  |  |  | Rajnandgaon |  | Vijay Patel | Rajnandgaon | DH
74 | ICU | ventilator | 1 | BITCL PRODUCT |  | 15654C | ACM01212 | 3000078454 | 2009-12-31 | 0 | 0 | 0 |  | Yes |  |  |  | Rajnandgaon |  | Vijay Patel | Rajnandgaon | DH
75 | ICU | DE-Feb | 1 | BPL |  | DF2389 | 98C40764 | 3000078455 | 2000-09-23 | 0 | 0 | 0 |  | Yes |  |  |  | Rajnandgaon |  | Vijay Patel | Rajnandgaon | DH
76 | ICU | Glucometer | 1 | Major Bio System |  | GLUCO-CHEADE | B103BA-12FO-0676 | 3000078456 | 2013-12-18 | 0 | 0 | 0 |  | No |  |  |  | Rajnandgaon |  | Vijay Patel | Rajnandgaon | DH
77 | ICU | Multipara patient monitor | 1 | Midiaid System |  | M1000 | E607MB10 | 3000078457 | 2006-10-30 | 0 | 0 | 0 |  | Yes |  |  |  | Rajnandgaon |  | Vijay Patel | Rajnandgaon | DH
78 | ICU | Multipara patient monitor | 1 | Midiaid System |  | M1000 | AQ67BA228 | 3000078458 | 2006-10-30 | 0 | 0 | 0 |  | Yes |  |  |  | Rajnandgaon |  | Vijay Patel | Rajnandgaon | DH
79 | ICU | Multipara patient monitor | 1 | Midiaid System |  | M1000 | AQ67BB022 | 3000078459 | 2006-10-30 | 0 | 0 | 0 |  | Yes |  |  |  | Rajnandgaon |  | Vijay Patel | Rajnandgaon | DH
80 | ICU | ECG Machin 12 channel | 1 | BPL |  | NA | 8108 | 3000078460 | NA | 0 | 0 | 0 |  | No |  |  |  | Rajnandgaon |  | Vijay Patel | Rajnandgaon | DH
81 | ICU | needle destroyer | 1 | SARATECH |  | SIR | NA |  | NA | 0 | 0 | 0 |  | Yes |  |  |  | Rajnandgaon |  | Vijay Patel | Rajnandgaon | DH
82 | SNCU | Photo Therapy Nuit | 1 | Medi Waues Ine. |  | Digitel Hour meter | NA | 3000078461 | 2013-02-01 | 0 | 0 | 0 |  | Yes |  |  |  | Rajnandgaon |  | Vijay Patel | Rajnandgaon | DH
83 | SNCU | Photo Therapy Nuit | 1 | Medi Waues Ine. |  | Digitel Hour meter | NA | 3000078462 | 2013-02-01 | 0 | 0 | 0 |  | Yes |  |  |  | Rajnandgaon |  | Vijay Patel | Rajnandgaon | DH
84 | SNCU | Photo Therapy Nuit | 1 | Medi Waues Ine. |  | Digitel Hour meter | NA | 3000078463 | 2013-02-01 | 0 | 0 | 0 |  | Yes |  |  |  | Rajnandgaon |  | Vijay Patel | Rajnandgaon | DH
85 | SNCU | Photo Therapy Nuit | 1 | Medi Waues Ine. |  | Digitel Hour meter | NA | 3000078464 | 2013-02-01 | 0 | 0 | 0 |  | Yes |  |  |  | Rajnandgaon |  | Vijay Patel | Rajnandgaon | DH
86 | SNCU | Photo Therapy Nuit | 1 | Medi Waues Ine. |  | Digitel Hour meter | NA | 3000078465 | 2013-02-01 | 0 | 0 | 0 |  | Yes |  |  |  | Rajnandgaon |  | Vijay Patel | Rajnandgaon | DH
87 | SNCU | Photo Therapy Nuit | 1 | Medi Waues Ine. |  | Digitel Hour meter | NA | 3000078466 | 2013-02-01 | 0 | 0 | 0 |  | No |  |  |  | Rajnandgaon |  | Vijay Patel | Rajnandgaon | DH
88 | SNCU | Rediant baby Warmer | 1 | BIRD MEDITECH |  | INNOVA | NA | 3000078467 | 2012-10-19 | 0 | 0 | 0 |  | Yes |  |  |  | Rajnandgaon |  | Vijay Patel | Rajnandgaon | DH
89 | SNCU | Rediant baby Warmer | 1 | BIRD MEDITECH |  | INNOVA | NA | 3000078468 | 2012-10-19 | 0 | 0 | 0 |  | Yes |  |  |  | Rajnandgaon |  | Vijay Patel | Rajnandgaon | DH
90 | SNCU | Rediant baby Warmer | 1 | BIRD MEDITECH |  | INNOVA | NA | 3000078469 | 2012-10-19 | 0 | 0 | 0 |  | Yes |  |  |  | Rajnandgaon |  | Vijay Patel | Rajnandgaon | DH
91 | SNCU | Rediant baby Warmer | 1 | BIRD MEDITECH |  | INNOVA | NA | 3000078470 | 2012-10-19 | 0 | 0 | 0 |  | Yes |  |  |  | Rajnandgaon |  | Vijay Patel | Rajnandgaon | DH
92 | SNCU | Rediant baby Warmer | 1 | BIRD MEDITECH |  | INNOVA | NA | 3000078471 | 2012-10-19 | 0 | 0 | 0 |  | Yes |  |  |  | Rajnandgaon |  | Vijay Patel | Rajnandgaon | DH
93 | SNCU | Rediant baby Warmer | 1 | BIRD MEDITECH |  | INNOVA | NA | 3000078472 | 2012-10-19 | 0 | 0 | 0 |  | Yes |  |  |  | Rajnandgaon |  | Vijay Patel | Rajnandgaon | DH
94 | SNCU | Rediant baby Warmer | 1 | BIRD MEDITECH |  | INNOVA | NA | 3000078473 | 2012-10-19 | 0 | 0 | 0 |  | Yes |  |  |  | Rajnandgaon |  | Vijay Patel | Rajnandgaon | DH
95 | SNCU | Rediant baby Warmer | 1 | BIRD MEDITECH |  | INNOVA | NA | 3000078474 | 2012-10-19 | 0 | 0 | 0 |  | Yes |  |  |  | Rajnandgaon |  | Vijay Patel | Rajnandgaon | DH
96 | SNCU | Rediant baby Warmer | 1 | BIRD MEDITECH |  | INNOVA | NA | 3000078475 | 2012-10-19 | 0 | 0 | 0 |  | Yes |  |  |  | Rajnandgaon |  | Vijay Patel | Rajnandgaon | DH
97 | SNCU | Rediant baby Warmer | 1 | BIRD MEDITECH |  | INNOVA | NA | 3000078476 | 2012-10-19 | 0 | 0 | 0 |  | Yes |  |  |  | Rajnandgaon |  | Vijay Patel | Rajnandgaon | DH
98 | SNCU | Rediant baby Warmer | 1 | BIRD MEDITECH |  | INNOVA | NA | 3000078477 | 2012-10-19 | 0 | 0 | 0 |  | Yes |  |  |  | Rajnandgaon |  | Vijay Patel | Rajnandgaon | DH
99 | SNCU | Rediant baby Warmer | 1 | BIRD MEDITECH |  | INNOVA | NA | 3000078478 | 2012-10-19 | 0 | 0 | 0 |  | Yes |  |  |  | Rajnandgaon |  | Vijay Patel | Rajnandgaon | DH
100 | SNCU | Rediant baby Warmer | 1 | BIRD MEDITECH |  | INNOVA | NA | 3000078479 | 2012-10-19 | 0 | 0 | 0 |  | Yes |  |  |  | Rajnandgaon |  | Vijay Patel | Rajnandgaon | DH
101 | SNCU | Rediant baby Warmer | 1 | BIRD MEDITECH |  | INNOVA | NA | 3000078480 | 2012-10-19 | 0 | 0 | 0 |  | Yes |  |  |  | Rajnandgaon |  | Vijay Patel | Rajnandgaon | DH
102 | SNCU | Rediant baby Warmer | 1 | BIRD MEDITECH |  | INNOVA | NA | 3000078481 | 2012-10-19 | 0 | 0 | 0 |  | Yes |  |  |  | Rajnandgaon |  | Vijay Patel | Rajnandgaon | DH
103 | SNCU | Rediant baby Warmer | 1 | BIRD MEDITECH |  | INNOVA | NA |  | 2012-10-19 | 0 | 0 | 0 |  | Yes |  |  |  | Rajnandgaon |  | Vijay Patel | Rajnandgaon | DH
104 | SNCU | suction machine | 1 | CA-MI |  | NEW ASKIT 20 | 10297 | 3000078482 | 2013-02-25 | 0 | 0 | 0 |  | Yes |  |  |  | Rajnandgaon |  | Vijay Patel | Rajnandgaon | DH
105 | SNCU | suction machine | 1 | CA-MI |  | NEW ASKIT 20 | 10298 | 3000078483 | 2013-02-25 | 0 | 0 | 0 |  | Yes |  |  |  | Rajnandgaon |  | Vijay Patel | Rajnandgaon | DH
106 | SNCU | suction machine | 1 | CA-MI |  | NEW ASKIT 20 | 10299 | 3000078484 | 2013-02-25 | 0 | 0 | 0 |  | Yes |  |  |  | Rajnandgaon |  | Vijay Patel | Rajnandgaon | DH
107 | SNCU | digital thermometer | 1 | NA |  | TM01 | NA | 3000078485 | NA | 0 | 0 | 0 |  | Yes |  |  |  | Rajnandgaon |  | Vijay Patel | Rajnandgaon | DH
108 | SNCU | digital thermometer | 1 | NA |  | TM01 | NA | 3000078486 | NA | 0 | 0 | 0 |  | Yes |  |  |  | Rajnandgaon |  | Vijay Patel | Rajnandgaon | DH
109 | SNCU | digital thermometer | 1 | NA |  | TM01 | NA | 3000078487 | NA | 0 | 0 | 0 |  | Yes |  |  |  | Rajnandgaon |  | Vijay Patel | Rajnandgaon | DH
110 | SNCU | digital thermometer | 1 | NA |  | TM01 | NA | 3000078488 | NA | 0 | 0 | 0 |  | Yes |  |  |  | Rajnandgaon |  | Vijay Patel | Rajnandgaon | DH
111 | SNCU | digital thermometer | 1 | NA |  | TM01 | NA | 3000078489 | NA | 0 | 0 | 0 |  | No |  |  |  | Rajnandgaon |  | Vijay Patel | Rajnandgaon | DH
112 | SNCU | digital thermometer | 1 | NA |  | TM01 | NA | 3000078490 | NA | 0 | 0 | 0 |  | No |  |  |  | Rajnandgaon |  | Vijay Patel | Rajnandgaon | DH
113 | SNCU | digital thermometer | 1 | NA |  | TM01 | NA | 3000078491 | NA | 0 | 0 | 0 |  | No |  |  |  | Rajnandgaon |  | Vijay Patel | Rajnandgaon | DH
114 | SNCU | digital thermometer | 1 | NA |  | TM01 | NA | 3000078492 | NA | 0 | 0 | 0 |  | No |  |  |  | Rajnandgaon |  | Vijay Patel | Rajnandgaon | DH
115 | SNCU | digital thermometer | 1 | NA |  | TM01 | NA | 3000078493 | NA | 0 | 0 | 0 |  | No |  |  |  | Rajnandgaon |  | Vijay Patel | Rajnandgaon | DH
116 | SNCU | digital thermometer | 1 | NA |  | TM01 | NA | 3000078494 | NA | 0 | 0 | 0 |  | No |  |  |  | Rajnandgaon |  | Vijay Patel | Rajnandgaon | DH
117 | SNCU | digital thermometer | 1 | NA |  | TM01 | NA | 3000078495 | NA | 0 | 0 | 0 |  | No |  |  |  | Rajnandgaon |  | Vijay Patel | Rajnandgaon | DH
118 | SNCU | infusion pump | 1 | UAB VIL TECHMED |  | NA | NA | 3000078496 | 2012-04-23 | 0 | 0 | 0 |  | Yes |  |  |  | Rajnandgaon |  | Vijay Patel | Rajnandgaon | DH
119 | SNCU | infusion pump | 1 | UAB VIL TECHMED |  | NA | NA | 3000078497 | 2012-04-23 | 0 | 0 | 0 |  | Yes |  |  |  | Rajnandgaon |  | Vijay Patel | Rajnandgaon | DH
120 | SNCU | infusion pump | 1 | UAB VIL TECHMED |  | NA | NA | 3000078498 | 2012-04-23 | 0 | 0 | 0 |  | Yes |  |  |  | Rajnandgaon |  | Vijay Patel | Rajnandgaon | DH
121 | SNCU | infusion pump | 1 | UAB VIL TECHMED |  | NA | NA | 3000078499 | 2012-04-23 | 0 | 0 | 0 |  | Yes |  |  |  | Rajnandgaon |  | Vijay Patel | Rajnandgaon | DH
122 | SNCU | infusion pump | 1 | UAB VIL TECHMED |  | NA | NA | 3000078500 | 2012-04-23 | 0 | 0 | 0 |  | Yes |  |  |  | Rajnandgaon |  | Vijay Patel | Rajnandgaon | DH
123 | SNCU | infusion pump | 1 | UAB VIL TECHMED |  | NA | NA | 3000078501 | 2012-04-23 | 0 | 0 | 0 |  | Yes |  |  |  | Rajnandgaon |  | Vijay Patel | Rajnandgaon | DH
124 | SNCU | infusion pump | 1 | UAB VIL TECHMED |  | NA | NA | 3000078502 | 2012-04-23 | 0 | 0 | 0 |  | No |  |  |  | Rajnandgaon |  | Vijay Patel | Rajnandgaon | DH
125 | SNCU | infusion pump | 1 | UAB VIL TECHMED |  | NA | NA | 3000078503 | 2012-04-23 | 0 | 0 | 0 |  | No |  |  |  | Rajnandgaon |  | Vijay Patel | Rajnandgaon | DH
126 | SNCU | infusion pump | 1 | Maestros Medeline |  | MIP100 | NA | 3000078504 | 2012-04-23 | 0 | 0 | 0 |  | Yes |  |  |  | Rajnandgaon |  | Vijay Patel | Rajnandgaon | DH
127 | SNCU | infusion pump | 1 | Maestros Medeline |  | MIP100 | NA | 3000078505 | 2012-04-23 | 0 | 0 | 0 |  | Yes |  |  |  | Rajnandgaon |  | Vijay Patel | Rajnandgaon | DH
128 | SNCU | infusion pump | 1 | Maestros Medeline |  | MIP100 | NA | 3000078506 | 2012-04-23 | 0 | 0 | 0 |  | No |  |  |  | Rajnandgaon |  | Vijay Patel | Rajnandgaon | DH
129 | SNCU | infusion pump | 1 | Maestros Medeline |  | MIP100 | NA | 3000078507 | 2012-04-23 | 0 | 0 | 0 |  | No |  |  |  | Rajnandgaon |  | Vijay Patel | Rajnandgaon | DH
130 | SNCU | needle destroyer | 1 | SARATECH |  | SIR | NA | 3000078508 | 2012-04-23 | 0 | 0 | 0 |  | Yes |  |  |  | Rajnandgaon |  | Vijay Patel | Rajnandgaon | DH
131 | SNCU | Glucometer | 1 | Major Bio System |  | NA | NA | 3000078509 | 2012-04-23 | 0 | 0 | 0 |  | Yes |  |  |  | Rajnandgaon |  | Vijay Patel | Rajnandgaon | DH
132 | SNCU | O2 concentrator | 1 | AIR CORPORATION |  | OG 4203 | 13120992 | 3000078510 | NA | 0 | 0 | 0 |  | Yes |  |  |  | Rajnandgaon |  | Vijay Patel | Rajnandgaon | DH
133 | SNCU | O2 concentrator | 1 | BPL |  | NA | N5040564 | 3000078511 | NA | 0 | 0 | 0 |  | No |  |  |  | Rajnandgaon |  | Vijay Patel | Rajnandgaon | DH
134 | SNCU | O2 concentrator | 1 | BPL |  | NA | N5040727 | 3000078512 | NA | 0 | 0 | 0 |  | No |  |  |  | Rajnandgaon |  | Vijay Patel | Rajnandgaon | DH
135 | SNCU | Baby Weight Machine | 1 | GOWN |  | NA | NA | 3000078513 | 2012-04-23 | 0 | 0 | 0 |  | No |  |  |  | Rajnandgaon |  | Vijay Patel | Rajnandgaon | DH
136 | SNCU | Baby Weight Machine | 1 | GOWN |  | NA | NA | 3000078514 | 2012-04-23 | 0 | 0 | 0 |  | No |  |  |  | Rajnandgaon |  | Vijay Patel | Rajnandgaon | DH
137 | SNCU | Baby Weight Machine | 1 | GOWN |  | NA | NA | 3000078515 | 2012-04-23 | 0 | 0 | 0 |  | Yes |  |  |  | Rajnandgaon |  | Vijay Patel | Rajnandgaon | DH
138 | SNCU | Pulse oximeter With muuiter | 1 | BIO SYSTEM |  | BPM200 | 125-HF5080 | 3000078516 | 2014-08-20 | 0 | 0 | 0 |  | Yes |  |  |  | Rajnandgaon |  | Vijay Patel | Rajnandgaon | DH
139 | SNCU | Pulse Oximeter | 1 | NA |  | NA | NA | 3000078517 | NA | 0 | 0 | 0 |  | No |  |  |  | Rajnandgaon |  | Vijay Patel | Rajnandgaon | DH
140 | SNCU | Pulse Oximeter | 1 | NA |  | NA | NA | 3000078518 | NA | 0 | 0 | 0 |  | No |  |  |  | Rajnandgaon |  | Vijay Patel | Rajnandgaon | DH
141 | SNCU | Pulse Oximeter | 1 | NA |  | NA | NA | 3000078519 | NA | 0 | 0 | 0 |  | No |  |  |  | Rajnandgaon |  | Vijay Patel | Rajnandgaon | DH
142 | SNCU | Pulse Oximeter | 1 | NA |  | NA | NA | 3000078520 | NA | 0 | 0 | 0 |  | No |  |  |  | Rajnandgaon |  | Vijay Patel | Rajnandgaon | DH
143 | SNCU | Pulse Oximeter | 1 | NA |  | NA | NA | 3000078521 | NA | 0 | 0 | 0 |  | No |  |  |  | Rajnandgaon |  | Vijay Patel | Rajnandgaon | DH
144 | SNCU | Nebulizer | 1 | NA |  | Ready Mist | 150475 | 3000078522 | 2013-04-09 | 0 | 0 | 0 |  | Yes |  |  |  | Rajnandgaon |  | Vijay Patel | Rajnandgaon | DH
145 | SNCU | Autoclave | 1 | NA |  | NA | NA |  | NA | 0 | 0 | 0 |  | No |  |  |  | Rajnandgaon |  | Vijay Patel | Rajnandgaon | DH
146 | Pathology | Semi autoanalyzer | 1 | Bayer |  | RA-50 | 30066 | 3000078523 | NA | 0 | 0 | 0 |  | No |  |  |  | Rajnandgaon |  | Vijay Patel | Rajnandgaon | DH
147 | Pathology | Semi autoanalyzer | 1 | Merck |  | MICROLAB300 | 12_6240 | 3000078524 | 2013-08-01 | 0 | 0 | 0 |  | Yes |  |  |  | Rajnandgaon |  | Vijay Patel | Rajnandgaon | DH
148 | Pathology | CBC cell Count | 1 | mindray |  | BC2800 | NA | 3000078525 | 2014-12-01 | 1 | 2015-12-01 | 0 |  | Yes |  |  |  | Rajnandgaon |  | Vijay Patel | Rajnandgaon | DH
149 | Pathology | hot air oven | 1 | M.B. instrumet |  | NA | NA | 3000078526 | NA | 0 | 0 | 0 |  | Yes |  |  |  | Rajnandgaon |  | Vijay Patel | Rajnandgaon | DH
150 | Pathology | incubator | 1 | COSLAB |  | CLE-102 | NA | 3000078527 | NA | 0 | 0 | 0 |  | Yes |  |  |  | Rajnandgaon |  | Vijay Patel | Rajnandgaon | DH
151 | Pathology | needle destroyer | 1 | NA |  | NA | NA | 3000078528 | NA | 0 | 0 | 0 |  | No |  |  |  | Rajnandgaon |  | Vijay Patel | Rajnandgaon | DH
152 | Pathology | needle destroyer | 1 | NA |  | NA | NA | 3000078529 | NA | 0 | 0 | 0 |  | No |  |  |  | Rajnandgaon |  | Vijay Patel | Rajnandgaon | DH
153 | Pathology | electrolyte machine | 1 | Phero Tank |  | NA | NA | 3000078530 | NA | 0 | 0 | 0 |  | No |  |  |  | Rajnandgaon |  | Vijay Patel | Rajnandgaon | DH
154 | Pathology | Centrifuge Machine 6 Tube | 1 | NA |  | NA | NA | 3000078531 | NA | 0 | 0 | 0 |  | No |  |  |  | Rajnandgaon |  | Vijay Patel | Rajnandgaon | DH
155 | Pathology | Centrifuge Machine 6 Tube | 1 | NA |  | NA | NA | 3000078532 | NA | 0 | 0 | 0 |  | No |  |  |  | Rajnandgaon |  | Vijay Patel | Rajnandgaon | DH
156 | Pathology | Centrifuge Machine 8 Tube | 1 | Remi |  | R-8C | ABLC-769 | 3000078533 | 2001 | 0 | 0 | 0 |  | Yes |  |  |  | Rajnandgaon |  | Vijay Patel | Rajnandgaon | DH
157 | Pathology | Microscope (binocular) | 1 | OLYMPUS |  | MAGNUS | NA | 3000078534 | NA | 0 | 0 | 0 |  | Yes |  |  |  | Rajnandgaon |  | Vijay Patel | Rajnandgaon | DH
158 | Pathology | Refrigerator | 1 | GODREJ |  | EGGESX | 23BX1WR | 3000078535 | 2014-03-01 | 0 | 0 | 0 |  | Yes |  |  |  | Rajnandgaon |  | Vijay Patel | Rajnandgaon | DH
159 | Pathology | Refrigerator | 1 | LG |  | NA | 304NRSP073926 | 3000078536 | 2014-03-01 | 0 | 0 | 0 |  | Yes |  |  |  | Rajnandgaon |  | Vijay Patel | Rajnandgaon | DH
160 | malaria | Microscope (binocular) | 1 | Redical |  | RMH | 22596 | 3000078537 | NA | 0 | 0 | 0 |  | Yes |  |  |  | Rajnandgaon |  | Vijay Patel | Rajnandgaon | DH
161 | malaria | Microscope (monocular) | 1 | LABO |  | UI-5 | 846386 | 3000078538 | NA | 0 | 0 | 0 |  | No |  |  |  | Rajnandgaon |  | Vijay Patel | Rajnandgaon | DH
162 | Pathology | Refrigerator | 1 | kelvinator |  | NA | NA | 3000078539 | NA | 0 | 0 | 0 |  | Yes |  |  |  | Rajnandgaon |  | Vijay Patel | Rajnandgaon | DH
163 | Pathology | Glucometer | 1 | Major Bio System |  | GLUCO-CHEADE | A103B-10K01-1772 | 3000078540 | NA | 0 | 0 | 0 |  | No |  |  |  | Rajnandgaon |  | Vijay Patel | Rajnandgaon | DH
164 | Pathology | micropipette (20 micro let.) | 1 | Vertex |  | NA | NA | 3000078541 | NA | 0 | 0 | 0 |  | Yes |  |  |  | Rajnandgaon |  | Vijay Patel | Rajnandgaon | DH
165 | Pathology | micropipette (20 micro let.) | 1 | Bio SYSTEM Classic |  | NA | NA | 3000078542 | NA | 0 | 0 | 0 |  | Yes |  |  |  | Rajnandgaon |  | Vijay Patel | Rajnandgaon | DH
166 | Pathology | micropipette (05 micro let.) | 1 | A-STAR |  | NA | NA | 3000078543 | NA | 0 | 0 | 0 |  | Yes |  |  |  | Rajnandgaon |  | Vijay Patel | Rajnandgaon | DH
167 | Pathology | micropipette (10 micro let.) | 1 | MICROPED |  | NA | NA | 3000078544 | NA | 0 | 0 | 0 |  | Yes |  |  |  | Rajnandgaon |  | Vijay Patel | Rajnandgaon | DH
168 | Ophthalmology | slit lamp | 1 | NA |  | AIA1135 | 153080 | 3000078577 | NA | 0 | 0 | 0 |  | Yes |  |  |  | Rajnandgaon |  | Vijay Patel | Rajnandgaon | DH
169 | Ophthalmology | yag laser | 1 | APPA SWAMY |  | LIGHT MED | NA | 3000078578 | NA | 0 | 0 | 0 |  | Yes |  |  |  | Rajnandgaon |  | Vijay Patel | Rajnandgaon | DH
170 | Ophthalmology | keratometer | 1 | APPA SWAMY |  | NA | 1201412022 | 3000078579 | NA | 0 | 0 | 0 |  | Yes |  |  |  | Rajnandgaon |  | Vijay Patel | Rajnandgaon | DH
171 | Ophthalmology | keratometer | 1 | NA |  | NA | NA | 3000078580 | NA | 0 | 0 | 0 |  | Yes |  |  |  | Rajnandgaon |  | Vijay Patel | Rajnandgaon | DH
172 | Ophthalmology | biometer | 1 | APPA SWAMY |  | AME01A | 20830409H | 3000078581 | NA | 0 | 0 | 0 |  | Yes |  |  |  | Rajnandgaon |  | Vijay Patel | Rajnandgaon | DH
173 | Ophthalmology | green laser | 1 | APPA SWAMY |  | AIA1255 | 154090036 | 3000078582 | NA | 0 | 0 | 0 |  | Yes |  |  |  | Rajnandgaon |  | Vijay Patel | Rajnandgaon | DH
174 | Ophthalmology | perimeter | 1 | APPA SWAMY |  | NA | 401 | 3000078583 | NA | 0 | 0 | 0 |  | No |  |  |  | Rajnandgaon |  | Vijay Patel | Rajnandgaon | DH
175 | Ophthalmology | microscope | 1 | LYKA |  | NA | NA | 3000078584 | NA | 0 | 0 | 0 |  | No |  |  |  | Rajnandgaon |  | Vijay Patel | Rajnandgaon | DH
176 | Ophthalmology | microscope | 1 | KAL ZEISS |  | NA | NA | 3000078585 | NA | 0 | 0 | 0 |  | Yes |  |  |  | Rajnandgaon |  | Vijay Patel | Rajnandgaon | DH
177 | Ophthalmology | elite retinoscope | 1 | NA |  | NA | NA | 3000078586 | NA | 0 | 0 | 0 |  | Yes |  |  |  | Rajnandgaon |  | Vijay Patel | Rajnandgaon | DH
178 | Ophthalmology | elite retinoscope | 1 | NA |  | NA | NA | 3000078587 | NA | 0 | 0 | 0 |  | No |  |  |  | Rajnandgaon |  | Vijay Patel | Rajnandgaon | DH
179 | Ophthalmology | direct ophthalmoscope | 1 | KILLER |  | NA | NA | 3000078588 | NA | 0 | 0 | 0 |  | Yes |  |  |  | Rajnandgaon |  | Vijay Patel | Rajnandgaon | DH
180 | ICTC | incubator | 1 | ACM INSTURMENR |  | NA | NA | 3000078545 | NA | 0 | 0 | 0 |  | Yes |  |  |  | Rajnandgaon |  | Vijay Patel | Rajnandgaon | DH
181 | ICTC | Centrifuge Machine 6 Tube | 1 | COSLAB |  | NA | NA | 3000078546 | NA | 0 | 0 | 0 |  | Yes |  |  |  | Rajnandgaon |  | Vijay Patel | Rajnandgaon | DH
182 | ICTC | Needle Cutter | 1 | SARATECH |  | SIR | NA | 3000078547 | NA | 0 | 0 | 0 |  | Yes |  |  |  | Rajnandgaon |  | Vijay Patel | Rajnandgaon | DH
183 | Male Ward | Blood Pressure Monitor | 1 | Diamond |  | REGULAR | NA | 3000078548 | NA | 0 | 0 | 0 |  | Yes |  |  |  | Rajnandgaon |  | Vijay Patel | Rajnandgaon | DH
184 | Male Ward | Blood Pressure Monitor | 1 | Diamond |  | DELUX | NA | 3000078549 | NA | 0 | 0 | 0 |  | No |  |  |  | Rajnandgaon |  | Vijay Patel | Rajnandgaon | DH
185 | Male Ward | suction machine | 1 | MUOARCH |  | MISRG02 | 812208 | 3000078550 | NA | 0 | 0 | 0 |  | No |  |  |  | Rajnandgaon |  | Vijay Patel | Rajnandgaon | DH
186 | Male Ward | Nebulizer | 1 | LIFE LINE |  | ALPHA | NA | 3000078551 | NA | 0 | 0 | 0 |  | Yes |  |  |  | Rajnandgaon |  | Vijay Patel | Rajnandgaon | DH
187 | Male Ward | O2 concentrator | 1 | NEW LIFE INSTRUMENT |  | ELITE | NA | 3000078552 | NA | 0 | 0 | 0 |  | Yes |  |  |  | Rajnandgaon |  | Vijay Patel | Rajnandgaon | DH
188 | Blood Bank | blood bank refrigerator | 1 | ARAWALI |  | BBR25 | 55635-295 | 3000078553 | NA | 0 | 0 | 0 |  | Yes |  |  |  | Rajnandgaon |  | Vijay Patel | Rajnandgaon | DH
189 | Blood Bank | Centrifuge Machine 6 Tube | 1 | REMI |  | R-8C | ABLC-774 | 3000078554 | NA | 0 | 0 | 0 |  | Yes |  |  |  | Rajnandgaon |  | Vijay Patel | Rajnandgaon | DH
190 | Blood Bank | Refrigerator | 1 | PANASONIC |  | NA | 14963633 | 3000078555 | NA | 0 | 0 | 0 |  | Yes |  |  |  | Rajnandgaon |  | Vijay Patel | Rajnandgaon | DH
191 | Blood Bank | Needle Cutter | 1 | MICROSIL |  | ND350 | 2999 | 3000078556 | NA | 0 | 0 | 0 |  | Yes |  |  |  | Rajnandgaon |  | Vijay Patel | Rajnandgaon | DH
192 | Labour Room | Rediant baby Warmer | 1 | BIRD MEDITECH |  | INNOVA | NA | 3000078563 | NA | 0 | 0 | 0 |  | Yes |  |  |  | Rajnandgaon |  | Vijay Patel | Rajnandgaon | DH
193 | Labour Room | needle destroyer | 1 | MICROSIL |  | NA | NA | 3000078564 | NA | 0 | 0 | 0 |  | No |  |  |  | Rajnandgaon |  | Vijay Patel | Rajnandgaon | DH
194 | Labour Room | Baby Weight Machine | 1 | CROWN |  | NA | NA | 3000078565 | NA | 0 | 0 | 0 |  | Yes |  |  |  | Rajnandgaon |  | Vijay Patel | Rajnandgaon | DH
195 | Labour Room | suction machine | 1 | NA |  | NA | NA | 3000078566 | NA | 0 | 0 | 0 |  | Yes |  |  |  | Rajnandgaon |  | Vijay Patel | Rajnandgaon | DH
196 | Labour Room | Blood Pressure Monitor | 1 | Diamond |  | REGULAR | NA | 3000078567 | NA | 0 | 0 | 0 |  | Yes |  |  |  | Rajnandgaon |  | Vijay Patel | Rajnandgaon | DH
197 | Labour Room | Fetal Doppler | 1 | FETAL GARD |  | NA | NA |  | NA | 0 | 0 | 0 |  | No |  |  |  | Rajnandgaon |  | Vijay Patel | Rajnandgaon | DH
198 | Blood Bank | blood bank refrigerator | 1 | Haier |  | HXC608 | BEO6PTEITOOBZA6-40015 | 3000078557 | NA | 0 | 0 | 0 |  | Yes |  |  |  | Rajnandgaon |  | Vijay Patel | Rajnandgaon | DH
199 | Blood Bank | blood bank refrigerator | 1 | Haier |  | HXC608 | BEO6PTEITOOBZA6-40007 | 3000078558 | NA | 0 | 0 | 0 |  | No |  |  |  | Rajnandgaon |  | Vijay Patel | Rajnandgaon | DH
200 | Blood Bank | Centrifuge Machine 4 Tube | 1 | NA |  | NA |  | 3000078559 | NA | 0 | 0 | 0 |  | No |  |  |  | Rajnandgaon |  | Vijay Patel | Rajnandgaon | DH
201 | Blood Bank | VDRL Shaker | 1 | NA |  | NA |  | 3000078560 | NA | 0 | 0 | 0 |  | Yes |  |  |  | Rajnandgaon |  | Vijay Patel | Rajnandgaon | DH
202 | Blood Bank | incubator | 1 | TANCO |  | NA | PLT136 | 3000078561 | NA | 0 | 0 | 0 |  | Yes |  |  |  | Rajnandgaon |  | Vijay Patel | Rajnandgaon | DH
203 | Labour Room | ultrasonic doppler | 1 | BI-SONIC |  | BPM200 | 125-IFS046 | 3000078562 | NA | 0 | 0 | 0 |  | Yes |  |  |  | Rajnandgaon |  | Vijay Patel | Rajnandgaon | DH
204 | Minor OT | suction machine | 1 | MUOARCH |  | MSI | 495105 | 3000078568 | NA | 0 | 0 | 0 |  | Yes |  |  |  | Rajnandgaon |  | Vijay Patel | Rajnandgaon | DH
205 | Minor OT | OT Table (Hydrolice) | 1 | NA |  | NA | NA | 3000078569 | NA | 0 | 0 | 0 |  | No |  |  |  | Rajnandgaon |  | Vijay Patel | Rajnandgaon | DH
206 | Minor OT | OT Table (Hydrolice) | 1 | NA |  | NA | NA | 3000078570 | NA | 0 | 0 | 0 |  | No |  |  |  | Rajnandgaon |  | Vijay Patel | Rajnandgaon | DH
207 | Minor OT | Portable OT Lamp | 1 | MULTILUX HOSPITAL TECH |  | HENON COOLOX | NA | 3000078571 | NA | 0 | 0 | 0 |  | Yes |  |  |  | Rajnandgaon |  | Vijay Patel | Rajnandgaon | DH
208 | Minor OT | Portable OT Lamp | 1 | MULTILUX HOSPITAL TECH |  | HENON COOLOX | NA | 3000078572 | NA | 0 | 0 | 0 |  | Yes |  |  |  | Rajnandgaon |  | Vijay Patel | Rajnandgaon | DH
209 | Minor OT | AIR sterilizer | 1 | NA |  | NA | NA | 3000078573 | NA | 0 | 0 | 0 |  | Yes |  |  |  | Rajnandgaon |  | Vijay Patel | Rajnandgaon | DH
210 | Labour Room | Needle Cutter | 1 | MICROSIL |  | ND360 | 5327103 | 3000078574 | NA | 0 | 0 | 0 |  | Yes |  |  |  | Rajnandgaon |  | Vijay Patel | Rajnandgaon | DH
211 | Labour Room | Autoclave | 1 | NA |  | NA | NA | 3000078575 | NA | 0 | 0 | 0 |  | Yes |  |  |  | Rajnandgaon |  | Vijay Patel | Rajnandgaon | DH
212 | Labour Room | Autoclave | 1 | NA |  | NA | NA | 3000078576 | NA | 0 | 0 | 0 |  | Yes |  |  |  | Rajnandgaon |  | Vijay Patel | Rajnandgaon | DH
213 | OPD | Blood Pressure Monitor | 1 | NA |  | NA | NA | 3000078101 | NA | 0 | 0 | 0 |  | Yes |  |  |  | Rajnandgaon |  | Vijay Patel | Jalbandha | PHC
214 | OPD | Blood Pressure Monitor | 1 | NA |  | NA | NA | 3000078102 | NA | 0 | 0 | 0 |  | No |  |  |  | Rajnandgaon |  | Vijay Patel | Jalbandha | PHC
215 | OPD | Blood Pressure Monitor | 1 | NA |  | NA | NA | 3000078103 | NA | 0 | 0 | 0 |  | No |  |  |  | Rajnandgaon |  | Vijay Patel | Jalbandha | PHC
216 | Labour Room | suction machine | 1 | NA |  | NA | NA | 3000078104 | NA | 0 | 0 | 0 |  | No |  |  |  | Rajnandgaon |  | Vijay Patel | Jalbandha | PHC
217 | Labour Room | suction machine | 1 | NA |  | NA | NA | 3000078105 | NA | 0 | 0 | 0 |  | No |  |  |  | Rajnandgaon |  | Vijay Patel | Jalbandha | PHC
218 | Vaccine room | ILR | 1 | NA |  | 65114929 | NA | 3000078106 | NA | 0 | 0 | 0 |  | Yes |  |  |  | Rajnandgaon |  | Vijay Patel | Jalbandha | PHC
219 | Vaccine room | deep freezer | 1 | NA |  | 65115059 | NA | 3000078107 | NA | 0 | 0 | 0 |  | Yes |  |  |  | Rajnandgaon |  | Vijay Patel | Jalbandha | PHC
220 | Labour Room | Needle Cutter | 1 | NA |  | 5201 | NA | 3000078108 | NA | 0 | 0 | 0 |  | Yes |  |  |  | Rajnandgaon |  | Vijay Patel | Jalbandha | PHC
221 | Labour Room | Needle Cutter | 1 | NA |  | 5201 | NA | 3000078109 | NA | 0 | 0 | 0 |  | No |  |  |  | Rajnandgaon |  | Vijay Patel | Jalbandha | PHC
222 | Labour Room | Baby Warmer | 1 | NA |  | NA | NA | 3000078110 | NA | 0 | 0 | 0 |  | Yes |  |  |  | Rajnandgaon |  | Vijay Patel | Jalbandha | PHC
223 | Labour Room | Baby Weight Machine | 1 | NA |  | NA | NA | 3000078111 | NA | 0 | 0 | 0 |  | Yes |  |  |  | Rajnandgaon |  | Vijay Patel | Jalbandha | PHC
224 | Labour Room | Baby Weight Machine | 1 | NA |  | NA | NA | 3000078112 | NA | 0 | 0 | 0 |  | Yes |  |  |  | Rajnandgaon |  | Vijay Patel | Jalbandha | PHC
225 | Pathology | binoculars microscope | 1 | NA |  | 19045 | NA | 3000078113 | NA | 0 | 0 | 0 |  | Yes |  |  |  | Rajnandgaon |  | Vijay Patel | Jalbandha | PHC
226 | Pathology | binoculars microscope | 1 | NA |  | 19045 | NA | 3000078114 | NA | 0 | 0 | 0 |  | Yes |  |  |  | Rajnandgaon |  | Vijay Patel | Jalbandha | PHC
227 | Pathology | binoculars microscope | 1 | NA |  | 176045 | NA | 3000078115 | NA | 0 | 0 | 0 |  | Yes |  |  |  | Rajnandgaon |  | Vijay Patel | Jalbandha | PHC
228 | OPD | Blood Pressure Monitor | 1 | Diamond |  | REGULAR | NA | 3000078198 | NA | 0 | 0 | 0 |  | Yes |  |  |  | Rajnandgaon |  | Vijay Patel | Bundeli | PHC
229 | OPD | Blood Pressure Monitor | 1 | Diamond |  | REGULAR | NA | 3000078199 | NA | 0 | 0 | 0 |  | Yes |  |  |  | Rajnandgaon |  | Vijay Patel | Bundeli | PHC
230 | OPD | Baby Weight Machine | 1 | NA |  | NA | NA | 3000078200 | NA | 0 | 0 | 0 |  | Yes |  |  |  | Rajnandgaon |  | Vijay Patel | Bundeli | PHC
231 | OPD | Glucometer | 1 | Accucheck |  | NA | 91003954 | 3000078201 | NA | 0 | 0 | 0 |  | Yes |  |  |  | Rajnandgaon |  | Vijay Patel | Bundeli | PHC
232 | Labour Room | suction machine | 1 | NA |  | NA | NA | 3000078202 | NA | 0 | 0 | 0 |  | No |  |  |  | Rajnandgaon |  | Vijay Patel | Bundeli | PHC
233 | Labour Room | Needle Cutter | 1 | SARATECH |  | SIR | NA | 3000078203 | NA | 0 | 0 | 0 |  | Yes |  |  |  | Rajnandgaon |  | Vijay Patel | Bundeli | PHC
234 | Labour Room | Needle Cutter | 1 | SARATECH |  | SIR | NA | 3000078204 | NA | 0 | 0 | 0 |  | Yes |  |  |  | Rajnandgaon |  | Vijay Patel | Bundeli | PHC
235 | OPD | Needle Cutter | 1 | SARATECH |  | SIR | NA | 3000077050 | NA | 0 | 0 | 0 |  | Yes |  |  |  | Rajnandgaon |  | Vijay Patel | Charbhata | PHC
236 | OPD | Glucometer | 1 | BIOPTIK TECH |  | NA | NA | 3000077051 | NA | 0 | 0 | 0 |  | Yes |  |  |  | Rajnandgaon |  | Vijay Patel | Charbhata | PHC
237 | OPD | Blood Pressure Monitor | 1 | Diamond |  | REGULAR | NA | 3000077052 | NA | 0 | 0 | 0 |  | Yes |  |  |  | Rajnandgaon |  | Vijay Patel | Charbhata | PHC
238 | Pathology | deep freezer | 1 | NA |  | NA | NA | 3000077053 | NA | 0 | 0 | 0 |  | Yes |  |  |  | Rajnandgaon |  | Vijay Patel | Charbhata | PHC
239 | Pathology | ILR | 1 | NA |  | NA | NA | 3000077054 | NA | 0 | 0 | 0 |  | Yes |  |  |  | Rajnandgaon |  | Vijay Patel | Charbhata | PHC
240 | Labour Room | Nebulizer | 1 | HERMAND SURGICAL UNIT |  | AROW | NA | 3000077055 | NA | 0 | 0 | 0 |  | Yes |  |  |  | Rajnandgaon |  | Vijay Patel | Charbhata | PHC
241 | Labour Room | Blood Pressure Monitor | 1 | Diamond |  | REGULAR | NA | 3000077056 | NA | 0 | 0 | 0 |  | Yes |  |  |  | Rajnandgaon |  | Vijay Patel | Charbhata | PHC
242 | Labour Room | suction machine | 1 | NA |  | NA | NA | 3000077057 | NA | 0 | 0 | 0 |  | Yes |  |  |  | Rajnandgaon |  | Vijay Patel | Charbhata | PHC
243 | Labour Room | Needle Cutter | 1 | SARATECH |  | SIR | NA | 3000077058 | NA | 0 | 0 | 0 |  | Yes |  |  |  | Rajnandgaon |  | Vijay Patel | Charbhata | PHC
244 | Pathology | binoculars microscope | 1 | Magnus |  | NA | NA | 3000078338 | NA | 0 | 0 | 0 |  | Yes |  |  | 1 | Rajnandgaon |  | Vijay Patel | Salhewara | PHC
245 | Pathology | Centrifuge Machine | 1 | NA |  | NA | NA | 3000078339 | NA | 0 | 0 | 0 |  | Yes |  |  |  | Rajnandgaon |  | Vijay Patel | Salhewara | PHC
246 | OPD | Needle Cutter | 1 | SARATECH |  | SIR | NA | 3000078340 | NA | 0 | 0 | 0 |  | Yes |  |  |  | Rajnandgaon |  | Vijay Patel | Salhewara | PHC
247 | OPD | Blood Pressure Monitor | 1 | Diamond |  | REGULAR | NA | 3000078341 | NA | 0 | 0 | 0 |  | Yes |  |  |  | Rajnandgaon |  | Vijay Patel | Salhewara | PHC
248 | Labour Room | Baby Weight Machine | 1 | GOWN |  | NA | NA | 3000078342 | NA | 0 | 0 | 0 |  | Yes |  |  |  | Rajnandgaon |  | Vijay Patel | Salhewara | PHC
249 | Labour Room | Blood Pressure Monitor | 1 | Diamond |  | DELUX | NA | 3000078343 | NA | 0 | 0 | 0 |  | Yes |  |  |  | Rajnandgaon |  | Vijay Patel | Salhewara | PHC
250 | Labour Room | Baby Warmer | 1 | MEDITECH BIRD |  | NA | NA | 3000078344 | NA | 0 | 0 | 0 |  | Yes |  |  |  | Rajnandgaon |  | Vijay Patel | Salhewara | PHC
251 | Labour Room | suction machine | 1 | NA |  | NA | NA | 3000078345 | NA | 0 | 0 | 0 |  | No |  |  |  | Rajnandgaon |  | Vijay Patel | Salhewara | PHC
252 | Vaccine room | ILR | 1 | NA |  | NA | NA | 3000078346 | NA | 0 | 0 | 0 |  | Yes |  |  |  | Rajnandgaon |  | Vijay Patel | Salhewara | PHC
253 | Vaccine room | deep freezer | 1 | NA |  | NA | NA | 3000078347 | NA | 0 | 0 | 0 |  | Yes |  |  |  | Rajnandgaon |  | Vijay Patel | Salhewara | PHC
254 | Vaccine room | Needle Cutter | 1 | SARATECH |  | SIR | NA | 3000078348 | NA | 0 | 0 | 0 |  | Yes |  |  |  | Rajnandgaon |  | Vijay Patel | Salhewara | PHC
255 | Vaccine room | sterilizer | 1 | NA |  | NA | NA | 3000078349 | NA | 0 | 0 | 0 |  | Yes |  |  |  | Rajnandgaon |  | Vijay Patel | Salhewara | PHC
256 | Pathology | binoculars microscope | 1 | Labomed |  | vision 2000 | NA | 3000078387 | 2015-04-01 | 1 | 2016-04-01 | 0 |  | Yes |  |  | 1 | Rajnandgaon |  | Vijay Patel | Barritola | PHC
257 | Labour Room | Baby Weight Machine | 1 | Docbel brawn |  | NA | NA | 3000078388 | NA | 0 | 0 | 0 |  | Yes |  |  |  | Rajnandgaon |  | Vijay Patel | Barritola | PHC
258 | Labour Room | Blood Pressure Monitor | 1 | Diamond |  | DELUX | NA | 3000078389 | NA | 0 | 0 | 0 |  | Yes |  |  |  | Rajnandgaon |  | Vijay Patel | Barritola | PHC
259 | Labour Room | Baby Warmer | 1 | MEDITECH BIRD |  | NA | NA | 3000078390 | NA | 0 | 0 | 0 |  | No |  |  |  | Rajnandgaon |  | Vijay Patel | Barritola | PHC
260 | Vaccine room | ILR | 1 | Vest Prsot |  | NA | 50217405 | 3000078391 | NA | 0 | 0 | 0 |  | Yes |  |  |  | Rajnandgaon |  | Vijay Patel | Barritola | PHC
261 | Vaccine room | deep freezer | 1 | Vest Prsot |  | NA | 65114851 | 3000078392 | NA | 0 | 0 | 0 |  | Yes |  |  |  | Rajnandgaon |  | Vijay Patel | Barritola | PHC
262 | Labour Room | Fetal Doppler | 1 | EASY CARE |  | NA | NA | 3000078393 | NA | 0 | 0 | 0 |  | Yes |  |  |  | Rajnandgaon |  | Vijay Patel | Barritola | PHC
263 | OPD | Needle Cutter | 1 | MICROSIL |  | NA | NA | 3000078394 | NA | 0 | 0 | 0 |  | Yes |  |  |  | Rajnandgaon |  | Vijay Patel | Barritola | PHC
264 | Labour Room | Nebulizer | 1 | OMRAN |  | NA | NE-C75 | 3000078395 | NA | 0 | 0 | 0 |  | Yes |  |  |  | Rajnandgaon |  | Vijay Patel | Barritola | PHC
265 | OPD | Blood Pressure Monitor | 1 | Diamond |  | REGULAR | NA | 3000078396 | NA | 0 | 0 | 0 |  | Yes |  |  |  | Rajnandgaon |  | Vijay Patel | Barritola | PHC
266 | OPD | Blood Pressure Monitor | 1 | Diamond |  | REGULAR | NA | 3000078397 | NA | 0 | 0 | 0 |  | Yes |  |  |  | Rajnandgaon |  | Vijay Patel | Barritola | PHC
267 | Labour Room | radiant heat warmer | 1 | MEDITECH BIRD |  | NA | BM/RW136/0910 | 3000077022 | NA | 0 | 0 | 0 |  | Yes |  |  |  | Rajnandgaon |  | Vijay Patel | LB NAGAR | PHC
268 | Labour Room | Baby Weight Machine | 1 | ESSAI TERAOKA |  | BS 250 | 25014131950 | 3000077021 | 2014-03-08 | 0 | 0 | 0 |  | Yes |  |  |  | Rajnandgaon |  | Vijay Patel | LB NAGAR | PHC
269 | Labour Room | Baby Weight Machine | 1 | CROWN |  | NA | NA | 3000077020 | NA | 0 | 0 | 0 |  | Yes |  |  |  | Rajnandgaon |  | Vijay Patel | LB NAGAR | PHC
270 | Labour Room | suction machine | 1 | NA |  | NA | NA | 3000077019 | NA | 0 | 0 | 0 |  | No |  |  |  | Rajnandgaon |  | Vijay Patel | LB NAGAR | PHC
271 | Labour Room | Blood Pressure Monitor | 1 | DELUXE |  | NA | 98133914 | 3000077018 | NA | 0 | 0 | 0 |  | No |  |  |  | Rajnandgaon |  | Vijay Patel | LB NAGAR | PHC
272 | Labour Room | fetal heartbeat monitor | 1 | EURO DOPP |  | READU DOPPMARK 2 | NA | 3000077017 | NA | 0 | 0 | 0 |  | No |  |  |  | Rajnandgaon |  | Vijay Patel | LB NAGAR | PHC
273 | Labour Room | fetal heartbeat monitor | 1 | MEHAR |  | NA | NA | 3000077016 | 2015-06-19 | 1 | 2016-06-18 | 0 |  | Yes |  |  |  | Rajnandgaon |  | Vijay Patel | LB NAGAR | PHC
274 | Vaccine room | ILR | 1 | NA |  | NA | NA | 3000077015 | NA | 0 | 0 | 0 |  | Yes |  |  |  | Rajnandgaon |  | Vijay Patel | LB NAGAR | PHC
275 | Vaccine room | deep freezer | 1 | NA |  | NA | NA | 3000077014 | NA | 0 | 0 | 0 |  | Yes |  |  |  | Rajnandgaon |  | Vijay Patel | LB NAGAR | PHC
276 | Pathology | Glucometer | 1 | BIOPTIK TECH |  | NA | 10024B003220 | 3000077013 | NA | 0 | 0 | 0 |  | Yes |  |  |  | Rajnandgaon |  | Vijay Patel | LB NAGAR | PHC
277 | Labour Room | suction machine | 1 | NA |  | NA | NA | 3000077012 | NA | 0 | 0 | 0 |  | Yes |  |  |  | Rajnandgaon |  | Vijay Patel | LB NAGAR | PHC
278 | Labour Room | suction machine | 1 | NA |  | NA | NA | 3000077011 | NA | 0 | 0 | 0 |  | Yes |  |  |  | Rajnandgaon |  | Vijay Patel | LB NAGAR | PHC
279 | Pathology | Autoclave | 1 | NA |  | NA | NA | 3000077010 | NA | 0 | 0 | 0 |  | Yes |  |  |  | Rajnandgaon |  | Vijay Patel | LB NAGAR | PHC
280 | Pathology | sterilizer | 1 | ATLAS |  | NA | 09F9669 | 3000077009 | NA | 0 | 0 | 0 |  | Yes |  |  |  | Rajnandgaon |  | Vijay Patel | LB NAGAR | PHC
281 | Pathology | Needle Cutter | 1 | SARATECH |  | NA | NA | 3000077001 | NA | 0 | 0 | 0 |  | Yes |  |  |  | Rajnandgaon |  | Vijay Patel | LB NAGAR | PHC
282 |  | ILR | 1 | Vest Prsot |  | NA | NA | 3000078290 | NA | 0 | 0 | 0 |  | Yes |  |  |  | Rajnandgaon |  | Vijay Patel | Chilhati | PHC
283 |  | deep freezer | 1 | Vest Prsot |  | NA | NA | 3000078291 | NA | 0 | 0 | 0 |  | Yes |  |  |  | Rajnandgaon |  | Vijay Patel | Chilhati | PHC
284 |  | Blood Pressure Monitor | 1 | Diamond |  | REGULAR | NA | 3000078292 | NA | 0 | 0 | 0 |  | Yes |  |  |  | Rajnandgaon |  | Vijay Patel | Chilhati | PHC
285 |  | Blood Pressure Monitor | 1 | Diamond |  | DELUX | NA | 3000078293 | NA | 0 | 0 | 0 |  | Yes |  |  |  | Rajnandgaon |  | Vijay Patel | Chilhati | PHC
286 |  | Needle Cutter | 1 | SARATECH |  | SIR | NA | 3000078294 | NA | 0 | 0 | 0 |  | Yes |  |  |  | Rajnandgaon |  | Vijay Patel | Chilhati | PHC
287 |  | Needle Cutter | 1 | SARATECH |  | SIR | NA | 3000078295 | NA | 0 | 0 | 0 |  | Yes |  |  |  | Rajnandgaon |  | Vijay Patel | Chilhati | PHC
288 |  | Fetal Doppler | 1 | SONO LINE |  | HEMO-DIAK | 140233650 | 3000078296 | NA | 0 | 0 | 0 |  | Yes |  |  |  | Rajnandgaon |  | Vijay Patel | Chilhati | PHC
289 |  | Baby Weight Machine | 1 | RAMON SURGICAL CO. |  | NA | NA | 3000078297 | NA | 0 | 0 | 0 |  | Yes |  |  |  | Rajnandgaon |  | Vijay Patel | Chilhati | PHC
290 |  | Baby Warmer | 1 | MEDITECH BIRD |  | NA | BM/BM/310910 | 3000078298 | NA | 0 | 0 | 0 |  | Yes |  |  |  | Rajnandgaon |  | Vijay Patel | Chilhati | PHC
291 |  | suction machine | 1 | NA |  | NA | NA | 3000078299 | NA | 0 | 0 | 0 |  | No |  |  |  | Rajnandgaon |  | Vijay Patel | Chilhati | PHC
292 |  | Autoclave | 1 | NA |  | NA | NA | 3000078300 | NA | 0 | 0 | 0 |  | No |  |  |  | Rajnandgaon |  | Vijay Patel | Chilhati | PHC
293 |  | binoculars microscope | 1 | Magnus |  | NA | 519590 | 3000078301 | NA | 0 | 0 | 0 |  | Yes |  |  |  | Rajnandgaon |  | Vijay Patel | Chilhati | PHC
294 |  | Glucometer | 1 | OMNON |  | CE0120 | 2212B-260870 | 3000078302 | NA | 0 | 0 | 0 |  | Yes |  |  |  | Rajnandgaon |  | Vijay Patel | Chilhati | PHC
295 |  | centrifuge Machine | 1 | NA |  | NA | NA | 3000078303 | NA | 0 | 0 | 0 |  | Yes |  |  |  | Rajnandgaon |  | Vijay Patel | Chilhati | PHC
296 | radiology | X-Ray Analog 300ma | 1 | ADONIS |  | ADONIS | 90520 | 3000078219 | 2009-11-12 | 0 | 0 | 0 |  | Yes |  |  |  | Rajnandgaon |  | Vijay Patel | AmbaGadh chouki | CHC
297 | Pathology | binoculars microscope | 1 | ZEISSCORL |  | PRIMO STAR | 31160-11131 | 3000078220 | NA | 0 | 0 | 0 |  | No |  |  |  | Rajnandgaon |  | Vijay Patel | AmbaGadh chouki | CHC
298 | Pathology | binoculars microscope | 1 | ZEISSCORL |  | PRIMO STAR | 31160-11128 | 3000078221 | NA | 0 | 0 | 0 |  | Yes |  |  |  | Rajnandgaon |  | Vijay Patel | AmbaGadh chouki | CHC
299 | Pathology | centrifuge Machine(4 tube) | 1 | NA |  | NA | NA | 3000078222 | NA | 0 | 0 | 0 |  | Yes |  |  |  | Rajnandgaon |  | Vijay Patel | AmbaGadh chouki | CHC
300 | Pathology | Needle Cutter | 1 | SARATECH |  | SIR | 8425 | 3000078223 | NA | 0 | 0 | 0 |  | Yes |  |  |  | Rajnandgaon |  | Vijay Patel | AmbaGadh chouki | CHC
301 | Pathology | hot air oven | 1 | NA |  | NA | NA | 3000078224 | NA | 0 | 0 | 0 |  | No |  |  |  | Rajnandgaon |  | Vijay Patel | AmbaGadh chouki | CHC
302 | Pathology | Microscope (monocular) | 1 | Magnus |  | MLX | NA | 3000078225 | NA | 0 | 0 | 0 |  | No |  |  |  | Rajnandgaon |  | Vijay Patel | AmbaGadh chouki | CHC
303 | Pathology | Microscope (monocular) | 1 | Magnus |  | MLX | NA | 3000078226 | NA | 0 | 0 | 0 |  | No |  |  |  | Rajnandgaon |  | Vijay Patel | AmbaGadh chouki | CHC
304 | Vaccine room | ILR | 1 | Haier |  | HBD280 | NA | 3000078227 | NA | 0 | 0 | 0 |  | Yes |  |  |  | Rajnandgaon |  | Vijay Patel | AmbaGadh chouki | CHC
305 | Vaccine room | deep freezer | 1 | Haier |  | HBD280 | NA | 3000078228 | NA | 0 | 0 | 0 |  | Yes |  |  |  | Rajnandgaon |  | Vijay Patel | AmbaGadh chouki | CHC
306 | Vaccine room | ILR | 1 | Vest Prsot |  | NA | NA | 3000078229 | NA | 0 | 0 | 0 |  | Yes |  |  |  | Rajnandgaon |  | Vijay Patel | AmbaGadh chouki | CHC
307 | Vaccine room | deep freezer | 1 | Haier |  | NA | NA | 3000078230 | NA | 0 | 0 | 0 |  | Yes |  |  |  | Rajnandgaon |  | Vijay Patel | AmbaGadh chouki | CHC
308 | Labour Room | suction machine | 1 | NA |  | NA | NA | 3000078231 | NA | 0 | 0 | 0 |  | Yes |  |  |  | Rajnandgaon |  | Vijay Patel | AmbaGadh chouki | CHC
309 | Labour Room | Baby Warmer | 1 | miditrin |  | NA | NA | 3000078232 | NA | 0 | 0 | 0 |  | Yes |  |  |  | Rajnandgaon |  | Vijay Patel | AmbaGadh chouki | CHC
310 | Labour Room | Blood Pressure Monitor | 1 | Diamond |  | DELUX | NA | 3000078233 | NA | 0 | 0 | 0 |  | Yes |  |  |  | Rajnandgaon |  | Vijay Patel | AmbaGadh chouki | CHC
311 | Labour Room | Needle Cutter | 1 | SARATECH |  | SIR | NA | 3000078234 | NA | 0 | 0 | 0 |  | Yes |  |  |  | Rajnandgaon |  | Vijay Patel | AmbaGadh chouki | CHC
312 | Labour Room | Baby Weight Machine | 1 | Essde |  | BS 250 | NA | 3000078235 | NA | 0 | 0 | 0 |  | Yes |  |  |  | Rajnandgaon |  | Vijay Patel | AmbaGadh chouki | CHC
313 | Labour Room | Fetal Doppler | 1 | Philips |  | AVALON | DE-7271-0985 | 3000078236 | NA | 0 | 0 | 0 |  | Yes |  |  |  | Rajnandgaon |  | Vijay Patel | AmbaGadh chouki | CHC
314 | Labour Room | Autoclave | 1 | ATLAS |  | NA | NA | 3000078237 | NA | 0 | 0 | 0 |  | Yes |  |  |  | Rajnandgaon |  | Vijay Patel | AmbaGadh chouki | CHC
315 | Labour Room | suction machine | 1 | NA |  | NA | NA | 3000078238 | NA | 0 | 0 | 0 |  | No |  |  |  | Rajnandgaon |  | Vijay Patel | AmbaGadh chouki | CHC
316 | OT | Shadowless OT Light | 1 | NA |  | NA | NA | 3000078239 | NA | 0 | 0 | 0 |  | No |  |  |  | Rajnandgaon |  | Vijay Patel | AmbaGadh chouki | CHC
317 | OT | Shadowless OT Light | 1 | NA |  | NA | NA | 3000078240 | NA | 0 | 0 | 0 |  | Yes |  |  |  | Rajnandgaon |  | Vijay Patel | AmbaGadh chouki | CHC
318 | OT | OT Table (Hydrolice) | 1 | NA |  | NA | NA | 3000078241 | NA | 0 | 0 | 0 |  | Yes |  |  |  | Rajnandgaon |  | Vijay Patel | AmbaGadh chouki | CHC
319 | OT | Fumication Machin | 1 | NA |  | NA | NA | 3000078242 | NA | 0 | 0 | 0 |  | No |  |  |  | Rajnandgaon |  | Vijay Patel | AmbaGadh chouki | CHC
320 | OT | Autoclave | 1 | SURGICOIN |  | NA | NA | 3000078243 | NA | 0 | 0 | 0 |  | Yes |  |  |  | Rajnandgaon |  | Vijay Patel | AmbaGadh chouki | CHC
321 | OT | Autoclave | 1 | SURGICOIN |  | NA | NA | 3000078244 | NA | 0 | 0 | 0 |  | Yes |  |  |  | Rajnandgaon |  | Vijay Patel | AmbaGadh chouki | CHC
322 | OT | incubator | 1 | STERI |  | NA | NA | 3000078245 | NA | 0 | 0 | 0 |  | No |  |  |  | Rajnandgaon |  | Vijay Patel | AmbaGadh chouki | CHC
323 | OPD | Blood Pressure Monitor | 1 | Diamond |  | DELUX | NA | 3000078246 | NA | 0 | 0 | 0 |  | Yes |  |  |  | Rajnandgaon |  | Vijay Patel | AmbaGadh chouki | CHC
324 | OPD | Blood Pressure Monitor | 1 | Diamond |  | DELUX | NA |  | NA | 0 | 0 | 0 |  | Yes |  |  |  | Rajnandgaon |  | Vijay Patel | AmbaGadh chouki | CHC
325 | OPD | Blood Pressure Monitor | 1 | Diamond |  | REGULAR | NA |  | NA | 0 | 0 | 0 |  | Yes |  |  |  | Rajnandgaon |  | Vijay Patel | AmbaGadh chouki | CHC
326 | OPD | Blood Pressure Monitor | 1 | Diamond |  | REGULAR | NA |  | NA | 0 | 0 | 0 |  | No |  |  |  | Rajnandgaon |  | Vijay Patel | AmbaGadh chouki | CHC
327 | OPD | Blood Pressure Monitor | 1 | HERMAND SURGICAL UNIT |  | REGULAR | NA |  | NA | 0 | 0 | 0 |  | No |  |  |  | Rajnandgaon |  | Vijay Patel | AmbaGadh chouki | CHC
328 | OPD | Needle Cutter | 1 | SARATECH |  | SIR | NA | 3000078247 | NA | 0 | 0 | 0 |  | Yes |  |  |  | Rajnandgaon |  | Vijay Patel | AmbaGadh chouki | CHC
329 | OPD | Needle Cutter | 1 | SARATECH |  | SIR | NA | 3000078248 | NA | 0 | 0 | 0 |  | No |  |  |  | Rajnandgaon |  | Vijay Patel | AmbaGadh chouki | CHC
330 | WARD | Needle Cutter | 1 | SARATECH |  | SIR | NA | 3000078249 | NA | 0 | 0 | 0 |  | Yes |  |  |  | Rajnandgaon |  | Vijay Patel | AmbaGadh chouki | CHC
331 | WARD | Needle Cutter | 1 | HERMAND SURGICAL UNIT |  | Aero | 1203240 | 3000078250 | NA | 0 | 0 | 0 |  | Yes |  |  |  | Rajnandgaon |  | Vijay Patel | AmbaGadh chouki | CHC
332 |  | Baby Weight Machine | 1 | CROWN |  | NA | NA | 3000078304 | NA | 0 | 0 | 0 |  | Yes |  |  |  | Rajnandgaon |  | Vijay Patel | Mahud Machandur | PHC
333 |  | suction machine | 1 | NA |  | NA | NA | 3000078305 | NA | 0 | 0 | 0 |  | Yes |  |  |  | Rajnandgaon |  | Vijay Patel | Mahud Machandur | PHC
334 |  | ophthalmoscope | 1 | NA |  |  |  | 3000078306 |  | 0 | 0 | 0 |  | Yes |  |  |  | Rajnandgaon |  | Vijay Patel | Mahud Machandur | PHC
335 |  | Blood Pressure Monitor | 1 | Diamond |  | REGULAR | NA | 3000078307 | NA | 0 | 0 | 0 |  | Yes |  |  |  | Rajnandgaon |  | Vijay Patel | Mahud Machandur | PHC
336 |  | deep freezer | 1 | Vest Prsot |  |  | NA | 3000078308 | NA | 0 | 0 | 0 |  | Yes |  |  |  | Rajnandgaon |  | Vijay Patel | Mahud Machandur | PHC
337 |  | ILR | 1 | Vest Prsot |  | NA | NA | 3000078309 | NA | 0 | 0 | 0 |  | Yes |  |  |  | Rajnandgaon |  | Vijay Patel | Mahud Machandur | PHC
338 |  | pulse oximeter | 1 | NA |  | NA | NA | 3000078310 | NA | 0 | 0 | 0 |  | Yes |  |  |  | Rajnandgaon |  | Vijay Patel | Mahud Machandur | PHC
339 |  | Needle Cutter | 1 | SARATECH |  | SIR | NA | 3000078311 | NA | 0 | 0 | 0 |  | Yes |  |  |  | Rajnandgaon |  | Vijay Patel | Mahud Machandur | PHC
340 | OPD | Blood Pressure Monitor | 1 | Diamond |  | REGULAR | NA | 3000078251 | NA | 0 | 0 | 0 |  | Yes |  |  | 1 | Rajnandgaon |  | Vijay Patel | Kaudikasa | PHC
341 | OPD | Blood Pressure Monitor | 1 | Diamond |  | DELUX | NA | 3000078252 | NA | 0 | 0 | 0 |  | Yes |  |  |  | Rajnandgaon |  | Vijay Patel | Kaudikasa | PHC
342 | OPD | Nebulizer | 1 | NA |  | NA | EQ-NL-27 | 3000078253 | NA | 0 | 0 | 0 |  | Yes |  |  |  | Rajnandgaon |  | Vijay Patel | Kaudikasa | PHC
343 | OPD | Needle Cutter | 1 | SARATECH |  | SIR | NA | 3000078254 | NA | 0 | 0 | 0 |  | Yes |  |  |  | Rajnandgaon |  | Vijay Patel | Kaudikasa | PHC
344 | OPD | Needle Cutter | 1 | SARATECH |  | SIR | NA |  | NA | 0 | 0 | 0 |  | Yes |  |  |  | Rajnandgaon |  | Vijay Patel | Kaudikasa | PHC
345 | Pathology | Autoclave | 1 | NA |  | NA | NA | 3000078255 | NA | 0 | 0 | 0 |  | Yes |  |  |  | Rajnandgaon |  | Vijay Patel | Kaudikasa | PHC
346 | Pathology | centrifuge Machine | 1 | NA |  | NA | NA | 3000078256 | NA | 0 | 0 | 0 |  | Yes |  |  |  | Rajnandgaon |  | Vijay Patel | Kaudikasa | PHC
347 | Pathology | binoculars microscope | 1 | Lavo Mate |  | LX-200 | NA | 3000078257 | NA | 0 | 0 | 0 |  | Yes |  |  |  | Rajnandgaon |  | Vijay Patel | Kaudikasa | PHC
348 | Pathology | binoculars microscope | 1 | Lavo Mate |  | LX-200 | NA | 3000078258 | NA | 0 | 0 | 0 |  | Yes |  |  |  | Rajnandgaon |  | Vijay Patel | Kaudikasa | PHC
349 | Pathology | Glucometer | 1 | Code Fee |  | NA | NA | 3000078259 | 2012-10-18 | 0 | 0 | 0 |  | Yes |  |  |  | Rajnandgaon |  | Vijay Patel | Kaudikasa | PHC
350 | Labour Room | Baby Warmer | 1 | MEDITECH BIRD |  |  |  | 3000078260 | NA | 0 | 0 | 0 |  | Yes |  |  |  | Rajnandgaon |  | Vijay Patel | Kaudikasa | PHC
351 | Labour Room | Fetal Doppler | 1 | Esay Care |  |  | ECFDT-106 | 3000078261 | NA | 0 | 0 | 0 |  | Yes |  |  |  | Rajnandgaon |  | Vijay Patel | Kaudikasa | PHC
352 | Labour Room | fetoscope | 1 | NA |  | NA | NA | 3000078262 | NA | 0 | 0 | 0 |  | Yes |  |  |  | Rajnandgaon |  | Vijay Patel | Kaudikasa | PHC
353 | Pathology | deep freezer | 1 |  |  |  |  | 3000078264 | NA | 0 | 0 | 0 |  | Yes |  |  |  | Rajnandgaon |  | Vijay Patel | Kaudikasa | PHC
354 | Pathology | ILR | 1 |  |  |  |  | 3000078265 | NA | 0 | 0 | 0 |  | Yes |  |  |  | Rajnandgaon |  | Vijay Patel | Kaudikasa | PHC
355 | Labour Room | suction machine | 1 | Master Care |  |  |  | 3000077008 | NA | 0 | 0 | 0 |  | Yes |  |  | 1 | Rajnandgaon |  | Vijay Patel | Mohara | PHC
356 | Labour Room | Baby Weight Machine | 1 | CROWN |  |  |  | 3000077007 | NA | 0 | 0 | 0 |  | Yes |  |  |  | Rajnandgaon |  | Vijay Patel | Mohara | PHC
357 | Labour Room | Nebulizer | 1 | BIO PLUSE |  |  | CN01 | 3000077006 | NA | 0 | 0 | 0 |  | Yes |  |  |  | Rajnandgaon |  | Vijay Patel | Mohara | PHC
358 | Labour Room | Needle Cutter | 1 | SARATECH |  |  | SIR | 3000077005 | NA | 0 | 0 | 0 |  | Yes |  |  |  | Rajnandgaon |  | Vijay Patel | Mohara | PHC
359 | Pathology | ILR | 1 |  |  |  |  | 3000077004 | NA | 0 | 0 | 0 |  | Yes |  |  |  | Rajnandgaon |  | Vijay Patel | Mohara | PHC
360 | Pathology | deep freezer | 1 |  |  |  |  | 3000077003 | NA | 0 | 0 | 0 |  | Yes |  |  |  | Rajnandgaon |  | Vijay Patel | Mohara | PHC
361 | OPD | Glucometer | 1 | ACON LABORATOIES |  |  | 102A001C87C | 3000077002 | NA | 0 | 0 | 0 |  | Yes |  |  |  | Rajnandgaon |  | Vijay Patel | Mohara | PHC
362 | OPD | Glucometer | 1 | BIOPTIK TECH |  |  | 10024B003712 | 3000078021 | 2015-03-15 | 1 | 2016-03-14 | 0 |  | Yes |  |  |  | Rajnandgaon |  | Vijay Patel | Mohara | PHC
363 | Labour Room | Fetal Doppler | 1 | MEHAR |  | RAEDYDOPPMARLE 2 |  | 3000078022 | 2015-05-15 | 1 | 2016-05-14 | 0 |  | Yes |  |  |  | Rajnandgaon |  | Vijay Patel | Mohara | PHC
364 | Labour Room | Needle Cutter | 1 | SARATECH |  | SIR |  | 3000078023 |  | 0 | 0 | 0 |  | Yes |  |  |  | Rajnandgaon |  | Vijay Patel | Mohara | PHC
365 | Labour Room | Needle Cutter | 1 | SARATECH |  | SIR |  | 3000078024 |  | 0 | 0 | 0 |  | Yes |  |  |  | Rajnandgaon |  | Vijay Patel | Mohara | PHC
366 | Labour Room | Needle Cutter | 1 | SARATECH |  | SIR |  |  |  | 0 | 0 | 0 |  | Yes |  |  |  | Rajnandgaon |  | Vijay Patel | Mohara | PHC
367 | Labour Room | Blood Pressure Monitor | 1 |  |  |  | 2B0408 | 3000078025 |  | 0 | 0 | 0 |  | Yes |  |  |  | Rajnandgaon |  | Vijay Patel | Mohara | PHC
368 | Pathology | binoculars microscope | 1 | RADICAL |  | 17423 |  | 3000078026 |  | 0 | 0 | 0 |  | Yes |  |  |  | Rajnandgaon |  | Vijay Patel | Mohara | PHC
369 | Pathology | centrifuge Machine (4tube) | 1 |  |  | ELITE |  | 3000078027 |  | 0 | 0 | 0 |  | Yes |  |  |  | Rajnandgaon |  | Vijay Patel | Mohara | PHC
370 | Pathology | suction machine | 1 |  |  |  |  | 3000078028 |  | 0 | 0 | 0 |  | Yes |  |  |  | Rajnandgaon |  | Vijay Patel | Mohara | PHC
371 | Pathology | suction machine | 1 |  |  |  |  | 3000078029 |  | 0 | 0 | 0 |  | Yes |  |  |  | Rajnandgaon |  | Vijay Patel | Mohara | PHC
372 | OT | AIR sterilizer | 1 | NEW LIFE INSTRUMENT |  |  |  | 3000078100 | [5 empty] | Yes |  |  |  | Rajnandgaon |  | Vijay Patel | Dongergaon | CHC
373 | OT | Blood Pressure Monitor | 1 | Diamond |  |  |  | 3000078099 | [5 empty] | Yes |  |  |  | Rajnandgaon |  | Vijay Patel | Dongergaon | CHC
374 | RNTCP | binoculars microscope | 1 | BIOXL |  |  | 2001171 | 3000078098 |  | 0 |  | 1 |  | Yes |  |  |  | Rajnandgaon |  | Vijay Patel | Dongergaon | CHC
375 | malaria | Microscope (monocular) | 1 | OLYMPUS |  |  |  | 3000078097 | [5 empty] | No |  |  | 3 | Rajnandgaon |  | Vijay Patel | Dongergaon | CHC
376 | ICTC | incubator | 1 |  |  |  |  | 3000078096 | [5 empty] | No |  |  |  | Rajnandgaon |  | Vijay Patel | Dongergaon | CHC
377 | Pathology | centrifuge Machine | 1 |  |  |  |  | 3000078095 | [5 empty] | Yes |  |  |  | Rajnandgaon |  | Vijay Patel | Dongergaon | CHC
378 | ICTC | centrifuge Machine | 1 |  |  |  |  | 3000078094 | [5 empty] | Yes |  |  |  | Rajnandgaon |  | Vijay Patel | Dongergaon | CHC
379 | ICTC | Refrigerator | 1 | VEDIO CON |  | 5180 |  | 3000078093 | [5 empty] | Yes |  |  |  | Rajnandgaon |  | Vijay Patel | Dongergaon | CHC
380 |  | Needle Cutter | 1 | SARATECH |  |  | 8961 | 3000078092 | [5 empty] | Yes |  |  |  | Rajnandgaon |  | Vijay Patel | Dongergaon | CHC
381 | OT | OT Table (Hydrolice) | 1 |  |  |  |  | 3000078091 | [5 empty] | Yes |  |  |  | Rajnandgaon |  | Vijay Patel | Dongergaon | CHC
382 | Labour Room | Baby Warmer | 1 | MEDITECH BIRD |  |  | BM/RW13810910 | 3000078090 | [5 empty] | Yes |  |  |  | Rajnandgaon |  | Vijay Patel | Dongergaon | CHC
383 |  | suction machine | 1 |  |  |  |  | 3000078089 | [5 empty] | Yes |  |  |  | Rajnandgaon |  | Vijay Patel | Dongergaon | CHC
384 |  | Baby Weight Machine | 1 | ESSAE |  | BS 250 |  | 3000078088 | [5 empty] | Yes |  |  |  | Rajnandgaon |  | Vijay Patel | Dongergaon | CHC
385 |  | phototherapy machine | 1 | MEDITECH BIRD |  |  |  | 3000078087 | [5 empty] | No |  |  |  | Rajnandgaon |  | Vijay Patel | Dongergaon | CHC
386 |  | Needle Cutter | 1 | SARATECH |  | 100VA |  | 3000078086 | [5 empty] | Yes |  |  |  | Rajnandgaon |  | Vijay Patel | Dongergaon | CHC
387 | EYE | slit lamp | 1 | APPA SWAMY |  |  |  | 3000078085 | [5 empty] | Yes |  |  |  | Rajnandgaon |  | Vijay Patel | Dongergaon | CHC
388 | EYE | keratometer | 1 |  |  | SUPER |  | 3000078084 | [5 empty] | Yes |  |  |  | Rajnandgaon |  | Vijay Patel | Dongergaon | CHC
389 | EYE | Microscope | 1 |  |  |  |  | 3000078083 | [5 empty] | No |  |  |  | Rajnandgaon |  | Vijay Patel | Dongergaon | CHC
390 | Vaccine room | Needle Cutter | 1 | SARATECH |  | SIR | 8985 | 3000078082 | [5 empty] | Yes |  |  |  | Rajnandgaon |  | Vijay Patel | Dongergaon | CHC
391 | Dental | Dentle chair | 1 | CHESA |  | VAYAG |  | 3000078081 | [5 empty] | No |  |  |  | Rajnandgaon |  | Vijay Patel | Dongergaon | CHC
392 | indor | Needle Cutter | 1 | SARATECH |  | 100VA |  | 3000078080 | [5 empty] | Yes |  |  |  | Rajnandgaon |  | Vijay Patel | Dongergaon | CHC
393 | indor | Nebulizer | 1 | FAMILY AEROSOL |  |  | 70721 | 3000078079 | NA |  |  |  |  | Yes |  |  |  | Rajnandgaon |  | Vijay Patel | Dongergaon | CHC
394 | radiology | X-Ray Analog | 1 | SIEMENS500MA |  | HELIO PHOS-D | 3843 | 3000078078 | 2006-04-13 |  |  |  |  | Yes |  |  |  | Rajnandgaon |  | Vijay Patel | Dongergaon | CHC
395 | OT | OT Light | 1 |  |  |  |  | 3000078077 | [5 empty] | No |  |  |  | Rajnandgaon |  | Vijay Patel | Dongergaon | CHC
396 | OT | suction machine | 1 | VIKRANT |  |  |  | 3000078076 | [5 empty] | No |  |  |  | Rajnandgaon |  | Vijay Patel | Dongergaon | CHC
397 | OT | patient monitor | 1 | BIOSUS CO. LTD. |  | BPM 200 | 125FH5167 | 3000078075 | [5 empty] | Yes |  |  |  | Rajnandgaon |  | Vijay Patel | Dongergaon | CHC
398 | OT | anesthesia gas machine | 1 | PAUL BREATHING |  |  |  | 3000078030 | [5 empty] | Yes |  |  |  | Rajnandgaon |  | Vijay Patel | Dongergaon | CHC
399 |  | Baby Warmer | 1 | MEDITECH BIRD |  |  |  | 3000078212 | NA | 0 |  | 0 |  | Yes |  |  |  | Rajnandgaon |  | Vijay Patel | Bakar Katta | PHC
400 |  | deep freezer | 1 |  |  |  |  | 3000078213 | NA | 0 |  | 0 |  | Yes |  |  |  | Rajnandgaon |  | Vijay Patel | Bakar Katta | PHC
401 |  | Blood Pressure Monitor | 1 | Diamond |  | REGULAR |  | 3000078214 | NA | 0 |  | 0 |  | Yes |  |  |  | Rajnandgaon |  | Vijay Patel | Bakar Katta | PHC
402 |  | suction machine | 1 | NA |  |  |  | 3000078215 | NA | 0 |  | 0 |  | Yes |  |  |  | Rajnandgaon |  | Vijay Patel | Bakar Katta | PHC
403 |  | Glucometer | 1 |  |  |  |  | 3000078216 | NA | 0 |  | 0 |  | Yes |  |  |  | Rajnandgaon |  | Vijay Patel | Bakar Katta | PHC
404 |  | ILR | 1 |  |  |  |  | 3000078217 | NA | 0 |  | 0 |  | Yes |  |  |  | Rajnandgaon |  | Vijay Patel | Bakar Katta | PHC
405 |  | Baby Weight Machine | 1 | CROWN |  |  |  | 3000078218 | NA | 0 |  | 0 |  | Yes |  |  |  | Rajnandgaon |  | Vijay Patel | Bakar Katta | PHC
406 |  | ILR | 1 | Vest Prsot |  | NMK/142 | 50213591 | 3000078069 | NA | 0 |  | 0 |  | Yes |  |  |  | Rajnandgaon |  | Vijay Patel | Bazaratariya | PHC
407 |  | deep freezer | 1 | Haier |  | HBD/116 | BE04G4E26020242 | 3000078070 | NA | 0 |  | 0 |  | Yes |  |  |  | Rajnandgaon |  | Vijay Patel | Bazaratariya | PHC
408 |  | Baby Weight Machine | 1 | Prestige |  |  |  | 3000078071 | NA | 0 |  | 0 |  | Yes |  |  |  | Rajnandgaon |  | Vijay Patel | Bazaratariya | PHC
409 |  | Baby Weight Machine | 1 | Prestige |  |  |  | 3000078072 | NA | 0 |  | 0 |  | No |  |  |  | Rajnandgaon |  | Vijay Patel | Bazaratariya | PHC
410 |  | Baby Weight Machine | 1 | Prestige |  |  |  | 3000078073 | NA | 0 |  | 0 |  | No |  |  |  | Rajnandgaon |  | Vijay Patel | Bazaratariya | PHC
411 |  | Baby Weight Machine | 1 | Prestige |  |  |  | 3000078074 | NA | 0 |  | 0 |  | No |  |  |  | Rajnandgaon |  | Vijay Patel | Bazaratariya | PHC
412 |  | Needle Cutter | 1 | SARATECH |  |  | SIR | 3000078075 | NA | 0 |  | 0 |  | Yes |  |  |  | Rajnandgaon |  | Vijay Patel | Bazaratariya | PHC
413 |  | Needle Cutter | 1 | SARATECH |  |  | SIR | 3000078076 | NA | 0 |  | 0 |  | Yes |  |  |  | Rajnandgaon |  | Vijay Patel | Bazaratariya | PHC
414 |  | Blood Pressure Monitor | 1 | Diamond |  |  |  | 3000078077 | NA | 0 |  | 0 |  | Yes |  |  |  | Rajnandgaon |  | Vijay Patel | Bazaratariya | PHC
415 |  | Blood Pressure Monitor | 1 | Diamond |  |  |  | 3000078078 | NA | 0 |  | 0 |  | No |  |  |  | Rajnandgaon |  | Vijay Patel | Bazaratariya | PHC
416 |  | Blood Pressure Monitor | 1 | Diamond |  |  |  | 3000078079 | NA | 0 |  | 0 |  | No |  |  |  | Rajnandgaon |  | Vijay Patel | Bazaratariya | PHC
417 | Staff Room | Adult Weight Machine | 1 | Suvarna |  | NA | NA | 3000077409 | NA | 0 |  | 0 | NA | Yes |  |  |  | Rajnandgaon | 2015-08-03 | Atish Kumar Mishra | Sankarpur | UPHC
418 | Staff Room | Baby weighing machine | 1 | Crown |  | NA | NA | 3000077410 | NA | 0 |  | 0 | NA | Yes |  |  |  | Rajnandgaon | 2015-08-03 | Atish Kumar Mishra | Sankarpur | UPHC
419 | Staff Room | BP Apparatus | 1 | Diamond |  | NA | NA | 3000077411 | NA | 0 |  | 0 | NA | Yes |  |  |  | Rajnandgaon | 2015-08-03 | Atish Kumar Mishra | Sankarpur | UPHC
420 | Delivery Room | OT Light (Stand) | 1 | NA |  | NA | NA | 3000077412 | NA | 0 |  | 0 | NA | Yes |  |  |  | Rajnandgaon | 2015-08-03 | Atish Kumar Mishra | Sankarpur | UPHC
421 | Delivery Room | Sterilizer | 1 | NA |  | NA | NA | 3000077413 | NA | 0 |  | 0 | NA | No |  |  |  | Rajnandgaon | 2015-08-03 | Atish Kumar Mishra | Sankarpur | UPHC
422 | Delivery Room | Baby Warmer Machine | 1 | Mediserve |  | NA | NA | 3000077414 | NA | 0 |  | 0 | NA | Yes |  |  |  | Rajnandgaon | 2015-08-03 | Atish Kumar Mishra | Sankarpur | UPHC
423 | Delivery Room | Suction Machine (Paddle) | 1 | NA |  | NA | NA | 3000077415 | NA | 0 |  | 0 | NA | Yes |  |  |  | Rajnandgaon | 2015-08-03 | Atish Kumar Mishra | Sankarpur | UPHC
424 | Delivery Room | Auto Clave Machine | 1 | NA |  | NA | NA | 3000077416 | NA | 0 |  | 0 | NA | No |  |  |  | Rajnandgaon | 2015-08-03 | Atish Kumar Mishra | Sankarpur | UPHC
425 | Delivery Room | Sterilizer | 1 | NA |  | NA | NA | 3000077417 | NA | 0 |  | 0 | NA | Yes |  |  |  | Rajnandgaon | 2015-08-03 | Atish Kumar Mishra | Sankarpur | UPHC
426 | Pathology | Binocular Microscope | 1 | Labomed |  | Vision2000 | NA | 3000077418 | NA | 0 |  | 0 | NA | Yes |  |  |  | Rajnandgaon | 2015-08-03 | Atish Kumar Mishra | Sankarpur | UPHC
427 | Store Room | Nebulizer Machine | 1 | Nulife |  | Pistion Type | NA | 3000077419 | NA | 0 |  | 0 | NA | Yes |  |  |  | Rajnandgaon | 2015-08-03 | Atish Kumar Mishra | Sankarpur | UPHC
428 | Store Room | Glucometer | 1 | Dn.Diaz |  | TD4223 | 4223614140019920 | 3000077420 | NA | 0 |  | 0 | NA | Yes |  |  |  | Rajnandgaon | 2015-08-03 | Atish Kumar Mishra | Sankarpur | UPHC
429 | Store Room | Needle Destroyer | 1 | Sara Tech |  | SIR (100VA) | NA | 3000077421 | NA | 0 |  | 0 | NA | Yes |  |  |  | Rajnandgaon | 2015-08-03 | Atish Kumar Mishra | Sankarpur | UPHC
430 | Doctor Room | BP Apparatus | 1 | Dimond |  | NA | NA | 3000077398 | NA | 0 |  | 0 | NA | Yes |  |  |  | Rajnandgaon | 2015-08-01 | Atish Kumar Mishra | Somni | PHC
431 | Doctor Room | BP Apparatus | 1 | Diamond |  | NA | NA | 3000077399 | NA | 0 |  | 0 | NA | Yes |  |  |  | Rajnandgaon | 2015-08-01 | Atish Kumar Mishra | Somni | PHC
432 | Doctor Room | Adult Weight Machine | 1 | Krups |  | NA | NA | 3000077400 | NA | 0 |  | 0 | NA | Yes |  |  |  | Rajnandgaon | 2015-08-01 | Atish Kumar Mishra | Somni | PHC
433 | Delivery Room | BP Apparatus | 1 | Life Line |  | NA | NA | 3000077401 | NA | 0 |  | 0 | NA | Yes |  |  |  | Rajnandgaon | 2015-08-01 | Atish Kumar Mishra | Somni | PHC
434 | Delivery Room | Sterilizer | 1 | NA |  | NA | NA | 3000077402 | NA | 0 |  | 0 | NA | Yes |  |  |  | Rajnandgaon | 2015-08-01 | Atish Kumar Mishra | Somni | PHC
435 | Delivery Room | Baby Warmer Machine | 1 | Bird Meditech |  | NA | NA | 3000077403 | NA | 0 |  | 0 | NA | Yes |  |  |  | Rajnandgaon | 2015-08-01 | Atish Kumar Mishra | Somni | PHC
436 | Delivery Room | Needle Syringe Destroyer | 1 | Microsil India |  | ND100 | 2456/0506 | 3000077404 | NA | 0 |  | 0 | NA | Yes |  |  |  | Rajnandgaon | 2015-08-01 | Atish Kumar Mishra | Somni | PHC
437 | Delivery Room | Baby weighing machine | 1 | Docbel Braun |  | NA | NA | 3000077405 | NA | 0 |  | 0 | NA | Yes |  |  |  | Rajnandgaon | 2015-08-01 | Atish Kumar Mishra | Somni | PHC
438 | Injection Room | Needle Destroyer | 1 | Sara Tech |  | SIR 100 VA | NA | 3000077406 | NA | 0 |  | 0 | NA | Yes |  |  |  | Rajnandgaon | 2015-08-01 | Atish Kumar Mishra | Somni | PHC
439 | Pathology Lab | Binocular Microscope | 1 | Blfsco |  | NA | 2001210 | 3000077407 | NA | 0 |  | 0 | NA | Yes |  |  |  | Rajnandgaon | 2015-08-01 | Atish Kumar Mishra | Somni | PHC
440 | Pathology Lab | Centrifuge Machine | 1 | NA |  | NA | NA | 3000077408 | NA | 0 |  | 0 | NA | Yes |  |  |  | Rajnandgaon | 2015-08-01 | Atish Kumar Mishra | Somni | PHC
441 | Doctor Room | BP Apparatus | 1 | NA |  | X007 | NA | 3000077368 | NA | 0 |  | 0 | NA | Yes |  |  |  | Rajnandgaon | 2015-07-31 | Atish Kumar Mishra | Umarvahi | PHC
442 | Injection Room | Adult Weight Machine | 1 | Nova |  | BS-112 | NA | 3000077369 | NA | 0 |  | 0 | NA | Yes |  |  |  | Rajnandgaon | 2015-07-31 | Atish Kumar Mishra | Umarvahi | PHC
443 | Injection Room | Adult Weight Machine | 1 | Dragon |  | NA | NA | 3000077370 | NA | 0 |  | 0 | NA | Yes |  |  |  | Rajnandgaon | 2015-07-31 | Atish Kumar Mishra | Umarvahi | PHC
444 | Injection Room | Needle Destroyer | 1 | Microsil India |  | ND110 | NA | 3000077371 | NA | 0 |  | 0 | NA | Yes |  |  |  | Rajnandgaon | 2015-07-31 | Atish Kumar Mishra | Umarvahi | PHC
445 | Pathology | Centrifuge Machine | 1 | NA |  | NA | NA | 3000077372 | NA | 0 |  | 0 | NA | Yes |  |  |  | Rajnandgaon | 2015-07-31 | Atish Kumar Mishra | Umarvahi | PHC
446 | Pathology | Binocular Microscope | 1 | Olympus Magnus |  | NA | 518775 | 3000077373 | NA | 0 |  | 0 | NA | Yes |  |  |  | Rajnandgaon | 2015-07-31 | Atish Kumar Mishra | Umarvahi | PHC
447 | Delivery Room | Baby weighing machine | 1 | Docbel Braun |  | NA | NA | 3000077374 | NA | 0 |  | 0 | NA | Yes |  |  |  | Rajnandgaon | 2015-07-31 | Atish Kumar Mishra | Umarvahi | PHC
448 | Delivery Room | BP Apparatus | 1 | Anmatt |  | NA | NA | 3000077375 | NA | 0 |  | 0 | NA | Yes |  |  |  | Rajnandgaon | 2015-07-31 | Atish Kumar Mishra | Umarvahi | PHC
449 | Delivery Room | Warmer Machine | 1 | Bird Infotech |  | NA | NA | 3000077376 | NA | 0 |  | 0 | NA | Yes |  |  |  | Rajnandgaon | 2015-07-31 | Atish Kumar Mishra | Umarvahi | PHC
450 | Delivery Room | Suction Machine | 1 | NA |  | NA | NA | 3000077377 | NA | 0 |  | 0 | NA | Yes |  |  |  | Rajnandgaon | 2015-07-31 | Atish Kumar Mishra | Umarvahi | PHC
451 | Delivery Room | Baby weighing machine | 1 | Misaki |  | NA | NA | 3000077387 | NA | 0 |  | 0 | NA | Yes |  |  |  | Rajnandgaon | 2015-08-01 | Atish Kumar Mishra | Dumardihkala | PHC
452 | Delivery Room | Baby Warmer Machine | 1 | Bird Infotech |  | 0470 | BM/RW/40/0410 | 3000077388 | NA | 0 |  | 0 | NA | Yes |  |  |  | Rajnandgaon | 2015-08-01 | Atish Kumar Mishra | Dumardihkala | PHC
453 | Delivery Room | Sterilizer | 1 | NA |  | NA | NA | 3000077389 | NA | 0 |  | 0 | NA | Yes |  |  |  | Rajnandgaon | 2015-08-01 | Atish Kumar Mishra | Dumardihkala | PHC
454 | Pathology Ward | Binocular Microscope | 1 | Babomed |  | Vision 2000 | 141276165 | 3000077390 | NA | 0 |  | 0 | NA | Yes |  |  |  | Rajnandgaon | 2015-08-01 | Atish Kumar Mishra | Dumardihkala | PHC
455 | Injection Room | Needle Destroyer | 1 | Saratech |  | SIR (100 VA) Min. | 9016 | 3000077391 | NA | 0 |  | 0 | NA | Yes |  |  |  | Rajnandgaon | 2015-08-01 | Atish Kumar Mishra | Dumardihkala | PHC
456 | Injection Room | Needle Destroyer | 1 | Microsil INdia |  | ND360 | 10720/03 | 3000077392 | NA | 0 |  | 0 | NA | No |  |  |  | Rajnandgaon | 2015-08-01 | Atish Kumar Mishra | Dumardihkala | PHC
457 | Doctor Room | BP Apparatus | 1 | Dr.morepen |  | NA | NA | 3000077393 | NA | 0 |  | 0 | NA | Yes |  |  |  | Rajnandgaon | 2015-08-01 | Atish Kumar Mishra | Dumardihkala | PHC
458 | Doctor Room | Adult Weight Machine | 1 | Dr.morepen |  | MS02 | NA | 3000077394 | NA | 0 |  | 0 | NA | No |  |  |  | Rajnandgaon | 2015-08-01 | Atish Kumar Mishra | Dumardihkala | PHC
459 | Doctor Room | BP Apparatus Manual | 1 | Metro |  | NA | NA | 3000077395 | NA | 0 |  | 0 | NA | No |  |  |  | Rajnandgaon | 2015-08-01 | Atish Kumar Mishra | Dumardihkala | PHC
460 | Doctor Room | Nebulizer Machine | 1 | New Speed NEB |  | New Speed Ned | 063004786 | 3000077396 | NA | 0 |  | 0 | NA | No |  |  |  | Rajnandgaon | 2015-08-01 | Atish Kumar Mishra | Dumardihkala | PHC
461 | Doctor Room | Needle Destroyer | 1 | Saratech |  | SIR (100 VA) Min. | 9015 | 3000077397 | NA | 0 |  | 0 | NA | No |  |  |  | Rajnandgaon | 2015-08-01 | Atish Kumar Mishra | Dumardihkala | PHC
462 | Vaccine Room | ICE Lime refreigerator | 1 | Vestfrost |  | MK144 | 65115041 | 3000077161 | NA | 0 |  | 0 | NA | Yes |  |  |  | Rajnandgaon | 2015-07-17 | Atish Kumar Mishra | Dongargaon | CHC
463 | Vaccine Room | ICE Lime refreigerator | 1 | Vestfrost |  | MK144 | 65114942 | 3000077162 | NA | 0 |  | 0 | NA | Yes |  |  |  | Rajnandgaon | 2015-07-17 | Atish Kumar Mishra | Dongargaon | CHC
464 | Vaccine Room | ICE Lime refreigerator | 1 | Vestfrost |  | MK144 | 20032300278 | 3000077163 | NA | 0 |  | 0 | NA | Yes |  |  |  | Rajnandgaon | 2015-07-17 | Atish Kumar Mishra | Dongargaon | CHC
465 | Vaccine Room | Refrigerator Blood Storage | 1 | Haier |  | HBD286 | BE04F4E2600B2A8V0081 | 3000077164 | NA | 0 |  | 0 | NA | Yes |  |  |  | Rajnandgaon | 2015-07-17 | Atish Kumar Mishra | Dongargaon | CHC
466 | Vaccine Room | OT Light | 1 | NA |  | NA | NA | 3000077165 | NA | 0 |  | 0 | NA | Yes |  |  |  | Rajnandgaon | 2015-07-17 | Atish Kumar Mishra | Dongargaon | CHC
467 | X-ray | X-Ray Machine | 1 | CollimexII |  | NA | 1425 | 3000077166 | NA | 0 |  | 0 | NA | Yes |  |  |  | Rajnandgaon | 2015-07-17 | Atish Kumar Mishra | Dongargaon | CHC
468 | OT | Hydralic Table | 1 | NA |  | NA | NA | 3000077167 | NA | 0 |  | 0 | NA | Yes |  |  |  | Rajnandgaon | 2015-07-17 | Atish Kumar Mishra | Dongargaon | CHC
469 | OT | Hydralic Table | 1 | NA |  | NA | NA | 3000077168 | NA | 0 |  | 0 | NA | Yes |  |  |  | Rajnandgaon | 2015-07-17 | Atish Kumar Mishra | Dongargaon | CHC
470 | OT | OT Light | 1 | NA |  | NA | NA | 3000077169 | NA | 0 |  | 0 | NA | Yes |  |  |  | Rajnandgaon | 2015-07-17 | Atish Kumar Mishra | Dongargaon | CHC
471 | OT | OT Light | 1 | NA |  | NA | NA | 3000077170 | NA | 0 |  | 0 | NA | Yes |  |  |  | Rajnandgaon | 2015-07-17 | Atish Kumar Mishra | Dongargaon | CHC
472 | OT | Air Steriliser Machine | 1 | NA |  | NA | NA | 3000077171 | NA | 0 |  | 0 | NA | Yes |  |  |  | Rajnandgaon | 2015-07-17 | Atish Kumar Mishra | Dongargaon | CHC
473 | OT | Auto Clave Machine | 1 | NA |  | NA | NA | 3000077172 | NA | 0 |  | 0 | NA | Yes |  |  |  | Rajnandgaon | 2015-07-17 | Atish Kumar Mishra | Dongargaon | CHC
474 | OT | Auto Clave Machine | 1 | NA |  | NA | NA | 3000077173 | NA | 0 |  | 0 | NA | Yes |  |  |  | Rajnandgaon | 2015-07-17 | Atish Kumar Mishra | Dongargaon | CHC
475 | OT | Sterilizer | 1 | NA |  | NA | NA | 3000077174 | NA | 0 |  | 0 | NA | Yes |  |  |  | Rajnandgaon | 2015-07-17 | Atish Kumar Mishra | Dongargaon | CHC
476 | Labour Room | Hydralic Table | 1 | NA |  | NA | NA | 3000077175 | NA | 0 |  | 0 | NA | Yes |  |  |  | Rajnandgaon | 2015-07-17 | Atish Kumar Mishra | Dongargaon | CHC
477 | Labour Room | Warmer Machine | 1 | NA |  | NA | BM/FW35/1910 | 3000077176 | NA | 0 |  | 0 | NA | Yes |  |  |  | Rajnandgaon | 2015-07-17 | Atish Kumar Mishra | Dongargaon | CHC
478 | Labour Room | Suction Machine | 1 | NA |  | NA | NA | 3000077177 | NA | 0 |  | 0 | NA | Yes |  |  |  | Rajnandgaon | 2015-07-17 | Atish Kumar Mishra | Dongargaon | CHC
479 | Labour Room | Fitter Heart Monitor | 1 | NA |  | NA | NA | 3000077178 | NA | 0 |  | 0 | NA | No |  |  |  | Rajnandgaon | 2015-07-17 | Atish Kumar Mishra | Dongargaon | CHC
480 | Labour Room | Baby weighing machine | 1 | Crown |  | NA | NA | 3000077179 | NA | 0 |  | 0 | NA | Yes |  |  |  | Rajnandgaon | 2015-07-17 | Atish Kumar Mishra | Dongargaon | CHC
481 | Labour Room | OT Light | 1 | NA |  | NA | NA | 3000077180 | NA | 0 |  | 0 | NA | Yes |  |  |  | Rajnandgaon | 2015-07-17 | Atish Kumar Mishra | Dongargaon | CHC
482 | Pathology | Microscope | 1 | Labo-Med |  | NA | NA | 3000077181 | NA | 0 |  | 0 | NA | Yes |  |  |  | Rajnandgaon | 2015-07-17 | Atish Kumar Mishra | Dongargaon | CHC
483 | Pathology | Centrifuge Machine | 1 | NA |  | NA | NA | 3000077182 | NA | 0 |  | 0 | NA | Yes |  |  |  | Rajnandgaon | 2015-07-17 | Atish Kumar Mishra | Dongargaon | CHC
484 | Pathology | Centrifuge Machine | 1 | NA |  | NA | NA | 3000077183 | NA | 0 |  | 0 | NA | Yes |  |  |  | Rajnandgaon | 2015-07-17 | Atish Kumar Mishra | Dongargaon | CHC
485 | Pathology | Centrifuge Machine | 1 | NA |  | NA | NA | 3000077184 | NA | 0 |  | 0 | NA | Yes |  |  |  | Rajnandgaon | 2015-07-17 | Atish Kumar Mishra | Dongargaon | CHC
486 | Pathology | Centrifuge Machine | 1 | NA |  | NA | NA | 3000077185 | NA | 0 |  | 0 | NA | No |  |  |  | Rajnandgaon | 2015-07-17 | Atish Kumar Mishra | Dongargaon | CHC
487 | Pathology | Centrifuge Machine | 1 | NA |  | NA | NA | 3000077186 | NA | 0 |  | 0 | NA | No |  |  |  | Rajnandgaon | 2015-07-17 | Atish Kumar Mishra | Dongargaon | CHC
488 | Pathology | Microscope | 1 | NA |  | NA | NA | 3000077187 | NA | 0 |  | 0 | NA | No |  |  |  | Rajnandgaon | 2015-07-17 | Atish Kumar Mishra | Dongargaon | CHC
489 | Pathology | Microscope | 1 | NA |  | NA | NA | 3000077188 | NA | 0 |  | 0 | NA | No |  |  |  | Rajnandgaon | 2015-07-17 | Atish Kumar Mishra | Dongargaon | CHC
490 | Pathology | Microscope | 1 | NA |  | NA | NA | 3000077189 | NA | 0 |  | 0 | NA | No |  |  |  | Rajnandgaon | 2015-07-17 | Atish Kumar Mishra | Dongargaon | CHC
491 | Pathology | Microscope | 1 | NA |  | NA | NA | 3000077190 | NA | 0 |  | 0 | NA | No |  |  |  | Rajnandgaon | 2015-07-17 | Atish Kumar Mishra | Dongargaon | CHC
492 | Pathology | Incubator | 1 | NA |  | NA | NA | 3000077191 | NA | 0 |  | 0 | NA | Yes |  |  |  | Rajnandgaon | 2015-07-17 | Atish Kumar Mishra | Dongargaon | CHC
493 | Pathology | Incubator | 1 | NA |  | NA | NA | 3000077192 | NA | 0 |  | 0 | NA | Yes |  |  |  | Rajnandgaon | 2015-07-17 | Atish Kumar Mishra | Dongargaon | CHC
494 | Pathology | Incubator | 1 | NA |  | NA | NA | 3000077193 | NA | 0 |  | 0 | NA | No |  |  |  | Rajnandgaon | 2015-07-17 | Atish Kumar Mishra | Dongargaon | CHC
495 | Dressing Room | Needle Destroyer | 1 | NA |  | NA | NA | 3000077194 | NA | 0 |  | 0 | NA | Yes |  |  |  | Rajnandgaon | 2015-07-17 | Atish Kumar Mishra | Dongargaon | CHC
496 | Dental | Dental Chair | 1 | Akash |  | VAGA | NA | 3000077195 | NA | 0 |  | 0 | NA | Yes |  |  |  | Rajnandgaon | 2015-07-17 | Atish Kumar Mishra | Dongargaon | CHC
497 | Dental | Auto Clave Machine | 1 | NA |  | NA | NA | 3000077196 | NA | 0 |  | 0 | NA | Yes |  |  |  | Rajnandgaon | 2015-07-17 | Atish Kumar Mishra | Dongargaon | CHC
498 | Dental | Needle Destroyer | 1 | NA |  | NA | NA | 3000077197 | NA | 0 |  | 0 | NA | Yes |  |  |  | Rajnandgaon | 2015-07-17 | Atish Kumar Mishra | Dongargaon | CHC
499 | Dressing Room | Sterilizer | 1 | NA |  | NA | NA | 3000077198 | NA | 0 |  | 0 | NA | No |  |  |  | Rajnandgaon | 2015-07-17 | Atish Kumar Mishra | Dongargaon | CHC
500 | OT | OT Light | 1 | NA |  | NA | NA | 3000077276 | NA | 0 |  | 0 | NA | Yes |  |  |  | Rajnandgaon | 2015-07-22 | Atish Kumar Mishra | Chhuria | CHC
501 | OT | Hydraolic Bed | 1 | NA |  | NA | NA | 3000077277 | NA | 0 |  | 0 | NA | Yes |  |  |  | Rajnandgaon | 2015-07-22 | Atish Kumar Mishra | Chhuria | CHC
502 | OT | Air Steriliser Machine | 1 | NA |  | NA | NA | 3000077278 | NA | 0 |  | 0 | NA | Yes |  |  |  | Rajnandgaon | 2015-07-22 | Atish Kumar Mishra | Chhuria | CHC
503 | OT | Air Steriliser Machine | 1 | NA |  | Tropo AIR Steriliser | NA | 3000077279 | NA | 0 |  | 0 | NA | Yes |  |  |  | Rajnandgaon | 2015-07-22 | Atish Kumar Mishra | Chhuria | CHC
504 | Labour Room | OT Light | 1 | Multilux |  | NA | NA | 3000077280 | NA | 0 |  | 0 | NA | Yes |  |  |  | Rajnandgaon | 2015-07-22 | Atish Kumar Mishra | Chhuria | CHC
505 | Labour Room | Sterilizer | 1 | NA |  | NA | NA | 3000077281 | NA | 0 |  | 0 | NA | No |  |  |  | Rajnandgaon | 2015-07-22 | Atish Kumar Mishra | Chhuria | CHC
506 | Labour Room | Electronic Baby Weight Machine | 1 | Essate |  | BS 250 | NA | 3000077282 | NA | 0 |  | 0 | NA | Yes |  |  |  | Rajnandgaon | 2015-07-22 | Atish Kumar Mishra | Chhuria | CHC
507 | Labour Room | Baby weighing machine | 1 | Crown |  | NA | NA | 3000077283 | NA | 0 |  | 0 | NA | Yes |  |  |  | Rajnandgaon | 2015-07-22 | Atish Kumar Mishra | Chhuria | CHC
508 | Labour Room | BP Apparatus | 1 | Diamond |  | NA | NA | 3000077284 | NA | 0 |  | 0 | NA | Yes |  |  |  | Rajnandgaon | 2015-07-22 | Atish Kumar Mishra | Chhuria | CHC
509 | Labour Room | BP Apparatus | 1 | NA |  | NA | NA | 3000077285 | NA | 0 |  | 0 | NA | No |  |  |  | Rajnandgaon | 2015-07-22 | Atish Kumar Mishra | Chhuria | CHC
510 | Labour Room | Warmer Machine | 1 | Bird Info Tech |  | NA | NA | 3000077286 | NA | 0 |  | 0 | NA | Yes |  |  |  | Rajnandgaon | 2015-07-22 | Atish Kumar Mishra | Chhuria | CHC
511 | Labour Room | Warmer Machine | 1 | Bird Info Tech |  | NA | NA | 3000077287 | NA | 0 |  | 0 | NA | Yes |  |  |  | Rajnandgaon | 2015-07-22 | Atish Kumar Mishra | Chhuria | CHC
512 | Labour Room | Doppler Machine | 1 | NA |  | NA | NA | 3000077288 | NA | 0 |  | 0 | NA | No |  |  |  | Rajnandgaon | 2015-07-22 | Atish Kumar Mishra | Chhuria | CHC
513 | Labour Room | Autoclave Machine (Gas) | 1 | Kitchn Kingh |  | NA | NA | 3000077289 | NA | 0 |  | 0 | NA | Yes |  |  |  | Rajnandgaon | 2015-07-22 | Atish Kumar Mishra | Chhuria | CHC
514 | Labour Room | Autoclave Machine (Electrical) | 1 | SNI |  | NA | NA | 3000077290 | NA | 0 |  | 0 | NA | Yes |  |  |  | Rajnandgaon | 2015-07-22 | Atish Kumar Mishra | Chhuria | CHC
515 | Labour Room | Phototherapy Machine | 1 | Bird Medi Tech |  | NA | NA | 3000077291 | NA | 0 |  | 0 | NA | Yes |  |  |  | Rajnandgaon | 2015-07-22 | Atish Kumar Mishra | Chhuria | CHC
516 | OPD | BP Apparatus | 1 | Diamond |  | NA | NA | 3000077292 | NA | 0 |  | 0 | NA | Yes |  |  |  | Rajnandgaon | 2015-07-22 | Atish Kumar Mishra | Chhuria | CHC
517 | OPD | BP Apparatus | 1 | NA |  | NA | NA | 3000077293 | NA | 0 |  | 0 | NA | No |  |  |  | Rajnandgaon | 2015-07-22 | Atish Kumar Mishra | Chhuria | CHC
518 | X-ray | X-ray Machine (60MA) | 1 | Siemens |  | 5305 | 12742524 | 3000077294 | NA | 0 |  | 0 | NA | Yes |  |  |  | Rajnandgaon | 2015-07-22 | Atish Kumar Mishra | Chhuria | CHC
519 | Pathology Lab | Needle Destroyer | 1 | NA |  | NA | NA | 3000077295 | NA | 0 |  | 0 | NA | Yes |  |  |  | Rajnandgaon | 2015-07-22 | Atish Kumar Mishra | Chhuria | CHC
520 | Pathology Lab | Calorimeter | 1 | NA |  | NA | NA | 3000077296 | NA | 0 |  | 0 | NA | Yes |  |  |  | Rajnandgaon | 2015-07-22 | Atish Kumar Mishra | Chhuria | CHC
521 | Pathology Lab | Centrifuge Machine | 1 | Remi |  | R-SC | NA | 3000077297 | NA | 0 |  | 0 | NA | Yes |  |  |  | Rajnandgaon | 2015-07-22 | Atish Kumar Mishra | Chhuria | CHC
522 | Pathology Lab | Centrifuge Machine | 1 | NA |  | NA | NA | 3000077298 | NA | 0 |  | 0 | NA | No |  |  |  | Rajnandgaon | 2015-07-22 | Atish Kumar Mishra | Chhuria | CHC
523 | Pathology Lab | Binocular TB Microscope | 1 | NA |  | NA | NA | 3000077299 | NA | 0 |  | 0 | NA | Yes |  |  |  | Rajnandgaon | 2015-07-22 | Atish Kumar Mishra | Chhuria | CHC
524 | Pathology Lab | Binocular Microscope Blood | 1 | NA |  | NA | NA | 3000077300 | NA | 0 |  | 0 | NA | Yes |  |  |  | Rajnandgaon | 2015-07-22 | Atish Kumar Mishra | Chhuria | CHC
525 | Pathology Lab | Binocular Microscope | 1 | NA |  | NA | NA | 3000077301 | NA | 0 |  | 0 | NA | No |  |  |  | Rajnandgaon | 2015-07-22 | Atish Kumar Mishra | Chhuria | CHC
526 | IPD | Needle Destroyer | 1 | NA |  | NA | NA | 3000077302 | NA | 0 |  | 0 | NA | No |  |  |  | Rajnandgaon | 2015-07-23 | Atish Kumar Mishra | Chhuria | CHC
527 | IPD | Needle Destroyer | 1 | NA |  | NA | NA | 3000077303 | NA | 0 |  | 0 | NA | No |  |  |  | Rajnandgaon | 2015-07-24 | Atish Kumar Mishra | Chhuria | CHC
528 | IPD | Sterilizer | 1 | NA |  | NA | NA | 3000077304 | NA | 0 |  | 0 | NA | No |  |  |  | Rajnandgaon | 2015-07-25 | Atish Kumar Mishra | Chhuria | CHC
529 | IPD | BP Apparatus | 1 | Diamond |  | NA | NA | 3000077305 | NA | 0 |  | 0 | NA | No |  |  |  | Rajnandgaon | 2015-07-26 | Atish Kumar Mishra | Chhuria | CHC
530 | Doctor Room | BP Apparatus | 1 | Mico |  | NA | NA | 3000077341 | NA | 0 |  | 0 | NA | Yes |  |  |  | Rajnandgaon | 2015-07-29 | Atish Kumar Mishra | Kumrada | PHC
531 | Doctor Room | Adult Weight Machine | 1 | Krups |  | NA | NA | 3000077342 | NA | 0 |  | 0 | NA | Yes |  |  |  | Rajnandgaon | 2015-07-29 | Atish Kumar Mishra | Kumrada | PHC
532 | Doctor Room | Needle Destroyer | 1 | Saratech |  | NA | NA | 3000077343 | NA | 0 |  | 0 | NA | Yes |  |  |  | Rajnandgaon | 2015-07-29 | Atish Kumar Mishra | Kumrada | PHC
533 | Injection Room | Sterilizer | 1 | NA |  | NA | NA | 3000077344 | NA | 0 |  | 0 | NA | No |  |  |  | Rajnandgaon | 2015-07-29 | Atish Kumar Mishra | Kumrada | PHC
534 | Injection Room | Sterilizer | 1 | NA |  | NA | NA | 3000077345 | NA | 0 |  | 0 | NA | No |  |  |  | Rajnandgaon | 2015-07-29 | Atish Kumar Mishra | Kumrada | PHC
535 | Injection Room | Needle Destroyer | 1 | Microsti India |  | NA | NA | 3000077346 | NA | 0 |  | 0 | NA | No |  |  |  | Rajnandgaon | 2015-07-29 | Atish Kumar Mishra | Kumrada | PHC
536 | Injection Room | Needle Destroyer | 1 | Microsti India |  | NA | NA | 3000077347 | NA | 0 |  | 0 | NA | Yes |  |  |  | Rajnandgaon | 2015-07-29 | Atish Kumar Mishra | Kumrada | PHC
537 | Injection Room | Auto Clave Machine | 1 | NA |  | NA | NA | 3000077348 | NA | 0 |  | 0 | NA | Yes |  |  |  | Rajnandgaon | 2015-07-29 | Atish Kumar Mishra | Kumrada | PHC
538 | Pathology | Binocular Microscope | 1 | Olympus Magnus |  | NA | NA | 3000077349 | NA | 0 |  | 0 | NA | Yes |  |  |  | Rajnandgaon | 2015-07-29 | Atish Kumar Mishra | Kumrada | PHC
539 | Delivery Room | Baby weighing machine | 1 | Misaki |  | NA | NA | 3000077350 | NA | 0 |  | 0 | NA | Yes |  |  |  | Rajnandgaon | 2015-07-29 | Atish Kumar Mishra | Kumrada | PHC
540 | Delivery Room | Suction Machine (Foot operated) | 1 | NA |  | NA | NA | 3000077351 | NA | 0 |  | 0 | NA | Yes |  |  |  | Rajnandgaon | 2015-07-29 | Atish Kumar Mishra | Kumrada | PHC
541 | Delivery Room | Sterilizer | 1 | NA |  | NA | NA | 3000077352 | NA | 0 |  | 0 | NA | Yes |  |  |  | Rajnandgaon | 2015-07-29 | Atish Kumar Mishra | Kumrada | PHC
542 | Delivery Room | Sterilizer | 1 | NA |  | NA | NA | 3000077353 | NA | 0 |  | 0 | NA | Yes |  |  |  | Rajnandgaon | 2015-07-29 | Atish Kumar Mishra | Kumrada | PHC
543 | Delivery Room | Baby weighing machine | 1 | Essae |  | NA | NA | 3000077354 | NA | 0 |  | 0 | NA | Yes |  |  |  | Rajnandgaon | 2015-07-29 | Atish Kumar Mishra | Kumrada | PHC
544 | Delivery Room | BP Apparatus | 1 | NA |  | NA | NA | 3000077355 | NA | 0 |  | 0 | NA | Yes |  |  |  | Rajnandgaon | 2015-07-29 | Atish Kumar Mishra | Kumrada | PHC
545 | OPD | BP Appartus (Stable) | 1 | Eliet |  | NA | NA | 3000077328 | NA | 0 |  | 0 | NA | Yes |  |  |  | Rajnandgaon | 2015-07-28 | Atish Kumar Mishra | Khobha | PHC
546 | OPD | BP Apparatus with Stand | 1 | Life Line |  | NA | NA | 3000077329 | NA | 0 |  | 0 | NA | Yes |  |  |  | Rajnandgaon | 2015-07-28 | Atish Kumar Mishra | Khobha | PHC
547 | Injection Room | Sterilizer | 1 | NA |  | NA | NA | 3000077330 | NA | 0 |  | 0 | NA | Yes |  |  |  | Rajnandgaon | 2015-07-28 | Atish Kumar Mishra | Khobha | PHC
548 | Injection Room | Needle Destroyer | 1 | Microil India |  | NA | NA | 3000077331 | NA | 0 |  | 0 | NA | Yes |  |  |  | Rajnandgaon | 2015-07-28 | Atish Kumar Mishra | Khobha | PHC
549 | Injection Room | Weight Machine Adult | 1 | Krups |  | NA | NA | 3000077332 | NA | 0 |  | 0 | NA | Yes |  |  |  | Rajnandgaon | 2015-07-28 | Atish Kumar Mishra | Khobha | PHC
550 | Delivery Room | BP Apparatus | 1 | Life Line |  | NA | NA | 3000077333 | NA | 0 |  | 0 | NA | No |  |  |  | Rajnandgaon | 2015-07-28 | Atish Kumar Mishra | Khobha | PHC
551 | Delivery Room | OT Light (Stand) | 1 | Spary |  | NA | NA | 3000077334 | NA | 0 |  | 0 | NA | No |  |  |  | Rajnandgaon | 2015-07-28 | Atish Kumar Mishra | Khobha | PHC
552 | Delivery Room | Suction Machine | 1 | Deluxe |  | NA | NA | 3000077335 | NA | 0 |  | 0 | NA | Yes |  |  |  | Rajnandgaon | 2015-07-28 | Atish Kumar Mishra | Khobha | PHC
553 | Delivery Room | Baby weighing machine | 1 | Docbel Barun |  | NA | NA | 3000077336 | NA | 0 |  | 0 | NA | Yes |  |  |  | Rajnandgaon | 2015-07-28 | Atish Kumar Mishra | Khobha | PHC
554 | Delivery Room | Sterilizer | 1 | NA |  | NA | NA | 3000077337 | NA | 0 |  | 0 | NA | Yes |  |  |  | Rajnandgaon | 2015-07-28 | Atish Kumar Mishra | Khobha | PHC
555 | Pathology Lab | Binocular Microscope | 1 | NA |  | NA | NA | 3000077338 | NA | 0 |  | 0 | NA | No |  |  |  | Rajnandgaon | 2015-07-28 | Atish Kumar Mishra | Khobha | PHC
556 | Pathology Lab | Centrifuge Machine | 1 | NA |  | NA | NA | 3000077339 | NA | 0 |  | 0 | NA | Yes |  |  |  | Rajnandgaon | 2015-07-28 | Atish Kumar Mishra | Khobha | PHC
557 | Pathology Lab | Fetal Doppler Machine | 1 | Euto Dopp |  | NA | NA | 3000077340 | NA | 0 |  | 0 | NA | Yes |  |  |  | Rajnandgaon | 2015-07-28 | Atish Kumar Mishra | Khobha | PHC
558 | OPD | BP Apparatus | 1 | Micro Life |  | NA | NA | 3000077313 | NA | 0 |  | 0 | NA | Yes |  |  |  | Rajnandgaon | 2015-07-27 | Atish Kumar Mishra | Buchhatola | PHC
559 | OPD | Needle & Syringe Destroyer | 1 | Microsil India |  | NA | NA | 3000077314 | NA | 0 |  | 0 | NA | Yes |  |  |  | Rajnandgaon | 2015-07-27 | Atish Kumar Mishra | Buchhatola | PHC
560 | OPD | BP Apparatus | 1 | Diamond |  | NA | NA | 3000077315 | NA | 0 |  | 0 | NA | Yes |  |  |  | Rajnandgaon | 2015-07-28 | Atish Kumar Mishra | Tumdibod | PHC
561 | OPD | Needle Destroyer | 1 | Micosil India |  | NA | NA | 3000077316 | NA | 0 |  | 0 | NA | Yes |  |  |  | Rajnandgaon | 2015-07-28 | Atish Kumar Mishra | Tumdibod | PHC
562 | OPD | Weight Machine | 1 | Crown |  | NA | NA | 3000077317 | NA | 0 |  | 0 | NA | Yes |  |  |  | Rajnandgaon | 2015-07-28 | Atish Kumar Mishra | Tumdibod | PHC
563 | Delivery Room | Baby weighing machine | 1 | Crown |  | NA | NA | 3000077318 | NA | 0 |  | 0 | NA | Yes |  |  |  | Rajnandgaon | 2015-07-28 | Atish Kumar Mishra | Tumdibod | PHC
564 | Delivery Room | Doppler Machine (Electronic) | 1 | NA |  | NA | NA | 3000077319 | NA | 0 |  | 0 | NA | Yes |  |  |  | Rajnandgaon | 2015-07-28 | Atish Kumar Mishra | Tumdibod | PHC
565 | Delivery Room | Sterilizer | 1 | NA |  | NA | NA | 3000077320 | NA | 0 |  | 0 | NA | Yes |  |  |  | Rajnandgaon | 2015-07-28 | Atish Kumar Mishra | Tumdibod | PHC
566 | Delivery Room | Suction Machine | 1 | Shiva |  | NA | NA | 3000077321 | NA | 0 |  | 0 | NA | No |  |  |  | Rajnandgaon | 2015-07-28 | Atish Kumar Mishra | Tumdibod | PHC
567 | Delivery Room | Baby Warmer Machine | 1 | Bird Meditech |  | NA | NA | 3000077322 | NA | 0 |  | 0 | NA | Yes |  |  |  | Rajnandgaon | 2015-07-28 | Atish Kumar Mishra | Tumdibod | PHC
568 | IPD | Fetal Doppler (Digital) | 1 | Comin |  | FD-200D | FD2D/50403964 | 3000077323 | NA | 0 |  | 0 | NA | Yes |  |  |  | Rajnandgaon | 2015-07-28 | Atish Kumar Mishra | Tumdibod | PHC
569 | Pathology | Binocular Microscope | 1 | Magnus |  | NA | NA | 3000077324 | NA | 0 |  | 0 | NA | Yes |  |  |  | Rajnandgaon | 2015-07-28 | Atish Kumar Mishra | Tumdibod | PHC
570 | Pathology | Adult Weight Machine | 1 | Suvarama |  | NA | NA | 3000077325 | NA | 0 |  | 0 | NA | Yes |  |  |  | Rajnandgaon | 2015-07-28 | Atish Kumar Mishra | Tumdibod | PHC
571 | Pathology | Auto Clave Machine | 1 | NA |  | NA | NA | 3000077326 | NA | 0 |  | 0 | NA | Yes |  |  |  | Rajnandgaon | 2015-07-28 | Atish Kumar Mishra | Tumdibod | PHC
572 | Pathology | Needle Destroyer | 1 | Microsil India |  | NA | NA | 3000077327 | NA | 0 |  | 0 | NA | Yes |  |  |  | Rajnandgaon | 2015-07-28 | Atish Kumar Mishra | Tumdibod | PHC
573 | Labour Room | BP Apparatus | 1 | Omron |  | HEM-7120 | 20140806042VGI | 3000077306 | NA | 0 |  | 0 | NA | Yes |  |  |  | Rajnandgaon | 2015-07-27 | Atish Kumar Mishra | Gendatola | PHC
574 | Labour Room | Baby Warmer Machine | 1 | Bird Meditech |  | NA | NA | 3000077307 | NA | 0 |  | 0 | NA | No |  |  |  | Rajnandgaon | 2015-07-27 | Atish Kumar Mishra | Gendatola | PHC
575 | Labour Room | Phototherapy Machine | 1 | Bird Meditech |  | NA | NA | 3000077308 | NA | 0 |  | 0 | NA | No |  |  |  | Rajnandgaon | 2015-07-27 | Atish Kumar Mishra | Gendatola | PHC
576 | Labour Room | Baby weighing machine | 1 | Docbel Braun |  | NA | NA | 3000077309 | NA | 0 |  | 0 | NA | Yes |  |  |  | Rajnandgaon | 2015-07-27 | Atish Kumar Mishra | Gendatola | PHC
577 | Pathology lab | Binocular Microscope | 1 | NA |  | NA | NA | 3000077310 | NA | 0 |  | 0 | NA | No |  |  |  | Rajnandgaon | 2015-07-27 | Atish Kumar Mishra | Gendatola | PHC
578 | Pathology lab | Centrifuge Machine | 1 | NA |  | NA | NA | 3000077311 | NA | 0 |  | 0 | NA | Yes |  |  |  | Rajnandgaon | 2015-07-27 | Atish Kumar Mishra | Gendatola | PHC
579 | Pathology lab | Needle & Syringe Destroyer | 1 | Sai + Life |  | NA | NA | 3000077312 | NA | 0 |  | 0 | NA | Yes |  |  |  | Rajnandgaon | 2015-07-27 | Atish Kumar Mishra | Gendatola | PHC
580 | OPD | Needle Destroyer | 1 | Micro Sil |  | NA | NA | 3000077241 | NA | 0 |  | 0 | NA | Yes |  |  |  | Rajnandgaon | 2015-07-24 | Atish Kumar Mishra | Asra | PHC
581 | OPD | Sterilizer | 1 | NA |  | NA | NA | 3000077242 | NA | 0 |  | 0 | NA | Yes |  |  |  | Rajnandgaon | 2015-07-24 | Atish Kumar Mishra | Asra | PHC
582 | Vaccine Room | ICE Line Refrigerator | 1 | Haier |  | NA | NA | 3000077243 | NA | 0 |  | 0 | NA | Yes |  |  |  | Rajnandgaon | 2015-07-24 | Atish Kumar Mishra | Asra | PHC
583 | Vaccine Room | Deep Freezer | 1 | Haier |  | HBD116 | BE04G0E010OB296CO249 | 3000077244 | NA | 0 |  | 0 | NA | Yes |  |  |  | Rajnandgaon | 2015-07-24 | Atish Kumar Mishra | Asra | PHC
584 | Labour Room | Warmer Machine | 1 | Bird |  | NA | NA | 3000077245 | NA | 0 |  | 0 | NA | Yes |  |  |  | Rajnandgaon | 2015-07-24 | Atish Kumar Mishra | Asra | PHC
585 | Labour Room | Baby weighing machine | 1 | Crown |  | NA | NA | 3000077246 | NA | 0 |  | 0 | NA | Yes |  |  |  | Rajnandgaon | 2015-07-24 | Atish Kumar Mishra | Asra | PHC
586 | Labour Room | Sterilizer | 1 | NA |  | NA | NA | 3000077247 | NA | 0 |  | 0 | NA | Yes |  |  |  | Rajnandgaon | 2015-07-24 | Atish Kumar Mishra | Asra | PHC
587 | Labour Room | Needle Destroyer | 1 | Microsil |  | NA | NA | 3000077248 | NA | 0 |  | 0 | NA | Yes |  |  |  | Rajnandgaon | 2015-07-24 | Atish Kumar Mishra | Asra | PHC
588 | Labour Room | Suction Machine | 1 | NA |  | NA | NA | 3000077249 | NA | 0 |  | 0 | NA | Yes |  |  |  | Rajnandgaon | 2015-07-24 | Atish Kumar Mishra | Asra | PHC
589 | Labour Room | Fitter Heart Monitor | 1 | MCP |  | NA | NA | 3000077250 | NA | 0 |  | 0 | NA | Yes |  |  |  | Rajnandgaon | 2015-07-24 | Atish Kumar Mishra | Asra | PHC
590 | OPD | Needle Destroyer | 1 | Microsil |  | NA | NA | 3000077226 | NA | 0 |  | 0 | NA | Yes |  |  |  | Rajnandgaon | 2015-07-24 | Atish Kumar Mishra | Charbhata | PHC
591 | Eye Dept. | Vision Drum | 1 | NA |  | NA | NA | 3000077227 | NA | 0 |  | 0 | NA | Yes |  |  |  | Rajnandgaon | 2015-07-24 | Atish Kumar Mishra | Charbhata | PHC
592 | Eye Dept. | Near Visition Drum | 1 | NA |  | NA | NA | 3000077228 | NA | 0 |  | 0 | NA | Yes |  |  |  | Rajnandgaon | 2015-07-24 | Atish Kumar Mishra | Charbhata | PHC
593 | Labour Room | Suction Machine | 1 | Dyna Mic |  | NA | NA | 3000077229 | NA | 0 |  | 0 | NA | Yes |  |  |  | Rajnandgaon | 2015-07-24 | Atish Kumar Mishra | Charbhata | PHC
594 | Labour Room | Warmer Machine | 1 | Bird Medi Tech |  | NA | NA | 3000077230 | NA | 0 |  | 0 | NA | Yes |  |  |  | Rajnandgaon | 2015-07-24 | Atish Kumar Mishra | Charbhata | PHC
595 | Labour Room | Sterilizer | 1 | NA |  | NA | NA | 3000077231 | NA | 0 |  | 0 | NA | Yes |  |  |  | Rajnandgaon | 2015-07-24 | Atish Kumar Mishra | Charbhata | PHC
596 | Labour Room | Colour Doppler Machine | 1 | Crown |  | NA | NA | 3000077232 | NA | 0 |  | 0 | NA | Yes |  |  |  | Rajnandgaon | 2015-07-24 | Atish Kumar Mishra | Charbhata | PHC
597 | Labour Room | Baby weighing machine | 1 | Crown |  | NA | NA | 3000077233 | NA | 0 |  | 0 | NA | Yes |  |  |  | Rajnandgaon | 2015-07-24 | Atish Kumar Mishra | Charbhata | PHC
598 | Vaccine Room | ICE Line Refrigerator | 1 | Haier |  | NA | NA | 3000077234 | NA | 0 |  | 0 | NA | Yes |  |  |  | Rajnandgaon | 2015-07-24 | Atish Kumar Mishra | Charbhata | PHC
599 | Vaccine Room | Deep Freezer | 1 | Vest Frost |  | NA | NA | 3000077235 | NA | 0 |  | 0 | NA | Yes |  |  |  | Rajnandgaon | 2015-07-24 | Atish Kumar Mishra | Charbhata | PHC
600 | Dressing Room | Autoclave Machine | 1 | NA |  | NA | NA | 3000077236 | NA | 0 |  | 0 | NA | No |  |  |  | Rajnandgaon | 2015-07-24 | Atish Kumar Mishra | Charbhata | PHC
601 | Dressing Room | Sterilizer | 1 | NA |  | NA | NA | 3000077237 | NA | 0 |  | 0 | NA | No |  |  |  | Rajnandgaon | 2015-07-24 | Atish Kumar Mishra | Charbhata | PHC
602 | Dressing Room | Sterilizer | 1 | Atlas |  | NA | 0919683 | 3000077238 | NA | 0 |  | 0 | NA | Yes |  |  |  | Rajnandgaon | 2015-07-24 | Atish Kumar Mishra | Charbhata | PHC
603 | Pathology lab | Binocular Microscope | 1 | Labomed |  | NA | NA | 3000077239 | NA | 0 |  | 0 | NA | Yes |  |  |  | Rajnandgaon | 2015-07-24 | Atish Kumar Mishra | Charbhata | PHC
604 | Pathology lab | Needle Destroyer | 1 | Sara Tech |  | NA | NA | 3000077240 | NA | 0 |  | 0 | NA | Yes |  |  |  | Rajnandgaon | 2015-07-24 | Atish Kumar Mishra | Charbhata | PHC
605 | Doctor Room | Adult Weight Machine | 1 | Crown |  | NA | NA | 3000077251 | NA | 0 |  | 0 | NA | Yes |  |  |  | Rajnandgaon | 2015-07-23 | Atish Kumar Mishra | Tappa | PHC
606 | Doctor Room | BP Apparatus | 1 | Life Line |  | NA | NA | 3000077252 | NA | 0 |  | 0 | NA | Yes |  |  |  | Rajnandgaon | 2015-07-23 | Atish Kumar Mishra | Tappa | PHC
607 | Pathology Lab | Binocular Microscope | 1 | Life Line |  | NA | 57902 | 3000077253 | NA | 0 |  | 0 | NA | Yes |  |  |  | Rajnandgaon | 2015-07-23 | Atish Kumar Mishra | Tappa | PHC
608 | Pathology Lab | Needle Destroyer | 1 | Labomed |  | Vision2000 | NA | 3000077254 | NA | 0 |  | 0 | NA | Yes |  |  |  | Rajnandgaon | 2015-07-23 | Atish Kumar Mishra | Tappa | PHC
609 | Store Room | BP Apparatus | 1 | Microsil |  | NA | NA | 3000077255 | NA | 0 |  | 0 | NA | No |  |  |  | Rajnandgaon | 2015-07-23 | Atish Kumar Mishra | Tappa | PHC
610 | Store Room | Suction Machine | 1 | Dynosure |  | DT11 | NA | 3000077256 | NA | 0 |  | 0 | NA | No |  |  |  | Rajnandgaon | 2015-07-23 | Atish Kumar Mishra | Tappa | PHC
611 | Store Room | Autoclave Machine (Gas) | 1 | NA |  | NA | NA | 3000077257 | NA | 0 |  | 0 | NA | No |  |  |  | Rajnandgaon | 2015-07-23 | Atish Kumar Mishra | Tappa | PHC
612 | Store Room | Auto | 1 | NA |  | NA | NA | 3000077258 | NA | 0 |  | 0 | NA | No |  |  |  | Rajnandgaon | 2015-07-23 | Atish Kumar Mishra | Tappa | PHC
613 | OPD | Needle Destroyer | 1 | NA |  | NA | NA | 3000077259 | NA | 0 |  | 0 | NA | Yes |  |  |  | Rajnandgaon | 2015-07-23 | Atish Kumar Mishra | Tappa | PHC
614 | OPD | Sterilizer | 1 | NA |  | NA | NA | 3000077260 | NA | 0 |  | 0 | NA | No |  |  |  | Rajnandgaon | 2015-07-23 | Atish Kumar Mishra | Tappa | PHC
615 | Delivery Room | Warmer Machine | 1 | Bird |  | NA | NA | 3000077261 | NA | 0 |  | 0 | NA | Yes |  |  |  | Rajnandgaon | 2015-07-23 | Atish Kumar Mishra | Tappa | PHC
616 | Delivery Room | Baby weighing machine | 1 | Crown |  | NA | NA | 3000077262 | NA | 0 |  | 0 | NA | Yes |  |  |  | Rajnandgaon | 2015-07-23 | Atish Kumar Mishra | Tappa | PHC
617 | Delivery Room | Suction Machine | 1 | NA |  | NA | NA | 3000077263 | NA | 0 |  | 0 | NA | Yes |  |  |  | Rajnandgaon | 2015-07-23 | Atish Kumar Mishra | Tappa | PHC
618 | Delivery Room | Suction Machine | 1 | NA |  | NA | NA | 3000077264 | NA | 0 |  | 0 | NA | Yes |  |  |  | Rajnandgaon | 2015-07-23 | Atish Kumar Mishra | Tappa | PHC
619 | Delivery Room | Needle Destroyer | 1 | Microsil |  | NA | NA | 3000077265 | NA | 0 |  | 0 | NA | Yes |  |  |  | Rajnandgaon | 2015-07-23 | Atish Kumar Mishra | Tappa | PHC
620 | Delivery Room | Shadow Light | 1 | NA |  | NA | NA | 3000077266 | NA | 0 |  | 0 | NA | No |  |  |  | Rajnandgaon | 2015-07-23 | Atish Kumar Mishra | Tappa | PHC
621 | OPD | BP Apparatus | 1 | TOP |  | NA | NA | 3000077267 | NA | 0 |  | 0 | NA | Yes |  |  |  | Rajnandgaon | 2015-07-23 | Atish Kumar Mishra | Chichola | PHC
622 | OPD | BP Apparatus with Stand | 1 | Elite |  | NA | NA | 3000077268 | NA | 0 |  | 0 | NA | No |  |  |  | Rajnandgaon | 2015-07-23 | Atish Kumar Mishra | Chichola | PHC
623 | OPD | Electronic weight machine | 1 | NA |  | QF2003A | NA | 3000077269 | NA | 0 |  | 0 | NA | Yes |  |  |  | Rajnandgaon | 2015-07-23 | Atish Kumar Mishra | Chichola | PHC
624 | Labour Room | Baby weighing machine | 1 | Crown |  | NA | NA | 3000077270 | NA | 0 |  | 0 | NA | Yes |  |  |  | Rajnandgaon | 2015-07-23 | Atish Kumar Mishra | Chichola | PHC
625 | Labour Room | Paddle Suction machine | 1 | NA |  | NA | NA | 3000077271 | NA | 0 |  | 0 | NA | Yes |  |  |  | Rajnandgaon | 2015-07-23 | Atish Kumar Mishra | Chichola | PHC
626 | Labour Room | Sterilizer | 1 | NA |  | NA | NA | 3000077272 | NA | 0 |  | 0 | NA | Yes |  |  |  | Rajnandgaon | 2015-07-23 | Atish Kumar Mishra | Chichola | PHC
627 | Labour Room | BP Apparatus | 1 | Life Line |  | NA | NA | 3000077273 | NA | 0 |  | 0 | NA | Yes |  |  |  | Rajnandgaon | 2015-07-23 | Atish Kumar Mishra | Chichola | PHC
628 | Dressing Room | Sterilizer | 1 | NA |  | NA | NA | 3000077274 | NA | 0 |  | 0 | NA | No |  |  |  | Rajnandgaon | 2015-07-23 | Atish Kumar Mishra | Chichola | PHC
629 | Dressing Room | Needle Destroyer | 1 | NA |  | NA | NA | 3000077275 | NA | 0 |  | 0 | NA | No |  |  |  | Rajnandgaon | 2015-07-23 | Atish Kumar Mishra | Chichola | PHC
630 | Labour Room | Rediant Heat Warmer | 1 | Medi Bird |  | NA | NA | 3000078170 | NA | 0 |  | 0 | NA | Yes |  |  |  | Rajnandgaon | 2015-07-16 | Vijay Patel | Gandai | CHC
631 | Labour Room | Phototherapy Machine | 1 | Medi Bird |  | BM/CP5/130/0910 | NA | 3000078171 | NA | 0 |  | 0 | NA | No |  |  |  | Rajnandgaon | 2015-07-16 | Vijay Patel | Gandai | CHC
632 | Labour Room | Baby Weight Machine | 1 | Crown |  | NA | NA | 3000078172 | NA | 0 |  | 0 | NA | Yes |  |  |  | Rajnandgaon | 2015-07-16 | Vijay Patel | Gandai | CHC
633 | Labour Room | Needle Cutter | 1 | Sara Tech |  | NA | NA | 3000078173 | NA | 0 |  | 0 | NA | Yes |  |  |  | Rajnandgaon | 2015-07-16 | Vijay Patel | Gandai | CHC
634 | Labour Room | Auto Clave Machine | 1 | NA |  | NA | NA | 3000078174 | NA | 0 |  | 0 | NA | Yes |  |  |  | Rajnandgaon | 2015-07-16 | Vijay Patel | Gandai | CHC
635 | Labour Room | BP Instrument | 1 | Regular |  | NA | NA | 3000078175 | NA | 0 |  | 0 | NA | Yes |  |  |  | Rajnandgaon | 2015-07-16 | Vijay Patel | Gandai | CHC
636 | Vaccine Room | ILR | 1 | I Taier |  | BE04G0E010B296C124 | NA | 3000078176 | NA | 0 |  | 0 | NA | No |  |  |  | Rajnandgaon | 2015-07-16 | Vijay Patel | Gandai | CHC
637 | Vaccine Room | Deep Freezer | 1 | Uniat |  | NA | NA | 3000078177 | NA | 0 |  | 0 | NA | Yes |  |  |  | Rajnandgaon | 2015-07-16 | Vijay Patel | Gandai | CHC
638 | Lab | Binocular Microscop | 1 | Labo Med. |  | Vision2000 | 3136 | 3000078178 | NA | 0 |  | 0 | NA | Yes |  |  |  | Rajnandgaon | 2015-07-16 | Vijay Patel | Gandai | CHC
639 | OT | OT Light | 1 | NA |  | NA | NA | 3000078179 | NA | 0 |  | 0 | NA | Yes |  |  |  | Rajnandgaon | 2015-07-16 | Vijay Patel | Gandai | CHC
640 | Store Room | BP Apparatus | 1 | EMV |  | NA | NA | 3000078180 | NA | 0 |  | 0 | NA | Yes |  |  |  | Rajnandgaon | 2015-07-16 | Vijay Patel | Gandai | CHC
641 | Store Room | BP Apparatus | 1 | Basin Son's Pvt. Ltd. |  | NA | NA | 3000078181 | NA | 0 |  | 0 | NA | Yes |  |  |  | Rajnandgaon | 2015-07-16 | Vijay Patel | Gandai | CHC
642 | Store Room | Nebulizer Machine | 1 | Sristhi BP. App. |  | NA | NA | 3000078182 | NA | 0 |  | 0 | NA | Yes |  |  |  | Rajnandgaon | 2015-07-16 | Vijay Patel | Gandai | CHC
643 | Store Room | BP Apparatus | 1 | Supteme Surgical |  | NA | NA | 3000078183 | NA | 0 |  | 0 | NA | Yes |  |  |  | Rajnandgaon | 2015-07-16 | Vijay Patel | Gandai | CHC
644 | Store Room | BP Apparatus | 1 | Sara Tech |  | NA | NA | 3000078184 | NA | 0 |  | 0 | NA | No |  |  |  | Rajnandgaon | 2015-07-16 | Vijay Patel | Gandai | CHC
645 | OPD | Needle cutter | 1 | Medicare Agencies |  | New Stand NEB | 063004774 | 3000078185 | NA | 0 |  | 0 | NA | No |  |  |  | Rajnandgaon | 2015-07-16 | Vijay Patel | Gandai | CHC
646 | OPD | Nebulizer Machine | 1 | NA |  | NA | NA | 3000078186 | NA | 0 |  | 0 | NA | Yes |  |  |  | Rajnandgaon | 2015-07-16 | Vijay Patel | Gandai | CHC
647 | Lab | Centrifuge (4 Tubes) | 1 | NA |  | NA | NA | 3000078187 | NA | 0 |  | 0 | NA | No |  |  |  | Rajnandgaon | 2015-07-16 | Vijay Patel | Gandai | CHC
648 | Lab | Centrifuge (4 Tubes) | 1 | Sara Tech |  | SIR | NA | 3000078188 | NA | 0 |  | 0 | NA | Yes |  |  |  | Rajnandgaon | 2015-07-16 | Vijay Patel | Gandai | CHC
649 | Lab | Needle Cutter | 1 | York scientific solution |  | NA | NA | 3000078189 | NA | 0 |  | 0 | NA | Yes |  |  |  | Rajnandgaon | 2015-07-16 | Vijay Patel | Gandai | CHC
650 | Lab | Needle Cutter | 1 | NA |  | NA | NA | 3000078190 | NA | 0 |  | 0 | NA | No |  |  |  | Rajnandgaon | 2015-07-16 | Vijay Patel | Gandai | CHC
651 | Lab | Suction Machine | 1 | Claritu Med. |  | NA | NA | 3000078191 | NA | 0 |  | 0 | NA | Yes |  |  |  | Rajnandgaon | 2015-07-16 | Vijay Patel | Gandai | CHC
652 | Lab | ECG Machine | 1 | NA |  | NA | NA | 3000078192 | NA | 0 |  | 0 | NA | No |  |  |  | Rajnandgaon | 2015-07-16 | Vijay Patel | Gandai | CHC
653 | Lab | OT table hydolic | 1 | Paul freathing equipment |  | MVA25 | NA | 3000078193 | NA | 0 |  | 0 | NA | Yes |  |  |  | Rajnandgaon | 2015-07-16 | Vijay Patel | Gandai | CHC
654 | Lab | Anaesthesia Gas Machine | 1 | NA |  | NA | NA | 3000078194 | NA | 0 |  | 0 | NA | No |  |  |  | Rajnandgaon | 2015-07-16 | Vijay Patel | Gandai | CHC
655 | Lab | Baby Warmer Machine | 1 | NA |  | NA | NA | 3000078195 | NA | 0 |  | 0 | NA | No |  |  |  | Rajnandgaon | 2015-07-16 | Vijay Patel | Gandai | CHC
656 | Ward | Suction Machine | 2 | NA |  | NA | NA | 3000078001 | NA | 0 |  | 0 | NA | No |  |  |  | Rajnandgaon | 2015-07-11 | Vijay Patel | Ghumka | CHC
657 | Ward | ECG Machine | 1 | Clarity Medical Pvt. Ltd. |  | Clarity Med. 50 | 1CHA12060580 | 3000078002 | NA | 0 |  | 0 | NA | No |  |  |  | Rajnandgaon | 2015-07-11 | Vijay Patel | Ghumka | CHC
658 | Ward | Centrifuge Machine | 1 | NA |  | NA | NA | 3000078003 | NA | 0 |  | 0 | NA | Yes |  |  |  | Rajnandgaon | 2015-07-11 | Vijay Patel | Ghumka | CHC
659 | Ward | Suction Machine | 1 | NA |  | NA | NA | 3000078004 | NA | 0 |  | 0 | NA | Yes |  |  |  | Rajnandgaon | 2015-07-11 | Vijay Patel | Ghumka | CHC
660 | Ward | Needle Cutter | 1 | NA |  | NA | NA | 3000078005 | NA | 0 |  | 0 | NA | Yes |  |  |  | Rajnandgaon | 2015-07-11 | Vijay Patel | Ghumka | CHC
661 | Radiology | X-ray Machine (60MA) | 1 | NA |  | NA | NA | 3000078006 | NA | 0 |  | 0 | NA | No |  |  |  | Rajnandgaon | 2015-07-11 | Vijay Patel | Ghumka | CHC
662 | Vaccine Room | Deep Freezer | 1 | Haier 286L |  | HBD286 | NA | 3000078007 | NA | 0 |  | 0 | NA | Yes |  |  |  | Rajnandgaon | 2015-07-11 | Vijay Patel | Ghumka | CHC
663 | Vaccine Room | Deep Freezer | 1 | Haier 286L |  | HBD200 | NA | 3000078008 | NA | 0 |  | 0 | NA | Yes |  |  |  | Rajnandgaon | 2015-07-11 | Vijay Patel | Ghumka | CHC
664 | Vaccine Room | ILR | 1 | West Forst |  | NA | NA | 3000078009 | NA | 0 |  | 0 | NA | No |  |  |  | Rajnandgaon | 2015-07-11 | Vijay Patel | Ghumka | CHC
665 | OPD | BP Instrument | 1 | Diamond |  | Delux | NA | 3000078010 | NA | 0 |  | 0 | NA | Yes |  |  |  | Rajnandgaon | 2015-07-11 | Vijay Patel | Ghumka | CHC
666 | OPD | Auto Clave Machine | 1 | NA |  | NA | NA | 3000078011 | NA | 0 |  | 0 | NA | Yes |  |  |  | Rajnandgaon | 2015-07-11 | Vijay Patel | Ghumka | CHC
667 | OPD | Auto Clave Machine | 1 | NA |  | NA | NA | 3000078012 | NA | 0 |  | 0 | NA | No |  |  |  | Rajnandgaon | 2015-07-11 | Vijay Patel | Ghumka | CHC
668 | OPD | Auto Clave Machine | 1 | NA |  | NA | NA | 3000078013 | NA | 0 |  | 0 | NA | No |  |  |  | Rajnandgaon | 2015-07-11 | Vijay Patel | Ghumka | CHC
669 | Labour Room | Baby Warmer Machine | 1 | Na |  | NA | NA | 3000078014 | NA | 0 |  | 0 | NA | No |  |  |  | Rajnandgaon | 2015-07-11 | Vijay Patel | Ghumka | CHC
670 | Labour Room | Rediant Heat Warmer | 1 | Med Tech Bird |  | NA | BM/RW/318/09/101 | 3000078015 | NA | 0 |  | 0 | NA | Yes |  |  |  | Rajnandgaon | 2015-07-11 | Vijay Patel | Ghumka | CHC
671 | Lab | Centrifugal | 1 | NA |  | NA | NA | 3000078016 | NA | 0 |  | 0 | NA | Yes |  |  | 2 | Rajnandgaon | 2015-07-11 | Vijay Patel | Ghumka | CHC
672 | Lab | Blood Cell counter | 1 | Burga |  | NA | NA | 3000078017 | NA | 0 |  | 0 | NA | Yes |  |  |  | Rajnandgaon | 2015-07-11 | Vijay Patel | Ghumka | CHC
673 | Lab | Microscope Binocular | 1 | Olympus |  | MLXB | 519025 | 3000078018 | NA | 0 |  | 0 | NA | Yes |  |  |  | Rajnandgaon | 2015-07-11 | Vijay Patel | Ghumka | CHC
674 | Lab | Microscope Unicolour | 1 | Olympus |  | NA | NA | 3000078019 | NA | 0 |  | 0 | NA | No |  |  |  | Rajnandgaon | 2015-07-11 | Vijay Patel | Ghumka | CHC
675 | Lab | Microsope Binocular | 1 | Radient |  | NA | NA | 3000078020 | NA | 0 |  | 0 | NA | No |  |  |  | Rajnandgaon | 2015-07-11 | Vijay Patel | Ghumka | CHC
676 | Labour Room | Suction Machine | 1 |  |  | NA | NA | 3000077049 | NA | 0 |  | 0 | NA | Yes |  |  |  | Rajnandgaon |  | Vijay Patel | Murmunda | PHC
677 | Labour Room | Baby Weight Machine | 1 | Docbal Brown |  | NA | NA | 3000077048 | NA | 0 |  | 0 | NA | Yes |  |  |  | Rajnandgaon |  | Vijay Patel | Murmunda | PHC
678 | Labour Room | Baby Warmer Machine | 1 | Medi Tech Bird |  | NA | NA | 3000077047 | NA | 0 |  | 0 | NA | Yes |  |  |  | Rajnandgaon |  | Vijay Patel | Murmunda | PHC
679 | Labour Room | Fetal heart beat monitor | 1 | EW20 Dopp |  | NA | NA | 3000077046 | NA | 0 |  | 0 | NA | Yes |  |  |  | Rajnandgaon |  | Vijay Patel | Murmunda | PHC
680 | Labour Room | BP Instrument | 1 | Omega |  | NA | NA | 3000077045 | NA | 0 |  | 0 | NA | Yes |  |  |  | Rajnandgaon |  | Vijay Patel | Murmunda | PHC
681 | Labour Room | BP Instrument | 1 | Omega |  | NA | NA | 3000077044 | NA | 0 |  | 0 | NA | Yes |  |  |  | Rajnandgaon |  | Vijay Patel | Murmunda | PHC
682 | Lab | Needle Cutter | 1 | Saratech |  | SLR | 1030 | 3000077043 | NA | 0 |  | 0 | NA | Yes |  |  |  | Rajnandgaon |  | Vijay Patel | Murmunda | PHC
683 | Lab | Needle Cutter | 1 | Saratech |  | SLR | NA | 3000077042 | NA | 0 |  | 0 | NA | Yes |  |  |  | Rajnandgaon |  | Vijay Patel | Murmunda | PHC
684 | Lab | Needle Cutter | 1 | Saratech |  | SLR | NA | 3000077041 | NA | 0 |  | 0 | NA | No |  |  |  | Rajnandgaon |  | Vijay Patel | Murmunda | PHC
685 | Lab | Nebulizer Machine | 1 | Micropen Labratoes |  | CN02 | CN-0212090011 | 3000077040 | NA | 0 |  | 0 | NA | Yes |  |  |  | Rajnandgaon |  | Vijay Patel | Murmunda | PHC
686 | Lab | Binocular Microscop | 1 | Labomed |  | Vision200 | 150378174 | 3000077039 | 03/15 | 1 | 05/16 | 0 | NA | Yes |  |  |  | Rajnandgaon |  | Vijay Patel | Murmunda | PHC
687 | Lab | Binocular Microscop | 1 | Magnus |  | MLX | NA | 3000077038 | NA | 0 |  | 0 | NA | No |  |  |  | Rajnandgaon |  | Vijay Patel | Murmunda | PHC
688 | Lab | Suction Machine | 1 |  |  |  |  | 3000077037 | NA | 0 |  | 0 | NA | Yes |  |  |  | Rajnandgaon |  | Vijay Patel | Murmunda | PHC
689 | Lab | Suction Machine | 1 |  |  |  |  | 3000077036 | NA | 0 |  | 0 | NA | No |  |  |  | Rajnandgaon |  | Vijay Patel | Murmunda | PHC
690 | Lab | Deep Freezer | 1 |  |  |  |  | 3000077035 | NA | 0 |  | 0 | NA | Yes |  |  |  | Rajnandgaon |  | Vijay Patel | Murmunda | PHC
691 | Lab | ILR | 1 |  |  |  |  | 3000077034 | NA | 0 |  | 0 | NA | Yes |  |  |  | Rajnandgaon |  | Vijay Patel | Murmunda | PHC
692 |  | BP Instrument | 1 | Dimond |  | Regular | NA | 3000078160 | NA | 0 |  | 0 | NA | Yes |  |  |  | Rajnandgaon |  | Vijay Patel | Gatapar | PHC
693 |  | BP Instrument | 1 | Dimond |  | Regular | NA | 3000078161 | NA | 0 |  | 0 | NA | Yes |  |  |  | Rajnandgaon |  | Vijay Patel | Gatapar | PHC
694 |  | Haemoglobin Meter | 1 | NA |  | NA | NA | 3000078162 | NA | 0 |  | 0 | NA | Yes |  |  |  | Rajnandgaon |  | Vijay Patel | Gatapar | PHC
695 |  | Glucometer | 1 | Accu Chek |  | NA | NA | 3000078163 | NA | 0 |  | 0 | NA | Yes |  |  |  | Rajnandgaon |  | Vijay Patel | Gatapar | PHC
696 |  | Auto Clave Machine | 1 | NA |  | NA | NA | 3000078164 | NA | 0 |  | 0 | NA | Yes |  |  |  | Rajnandgaon |  | Vijay Patel | Gatapar | PHC
697 |  | Needle Destroyer | 1 | Saratech |  | SIR | NA | 3000078165 | NA | 0 |  | 0 | NA | Yes |  |  |  | Rajnandgaon |  | Vijay Patel | Gatapar | PHC
698 |  | Weight Machine (Digital) | 1 | Anjuscare |  | NA | NA | 3000078166 | NA | 0 |  | 0 | NA | Yes |  |  |  | Rajnandgaon |  | Vijay Patel | Gatapar | PHC
699 |  | Suction Machine | 1 | NA |  | NA | NA | 3000078167 | NA | 0 |  | 0 | NA | No |  |  |  | Rajnandgaon |  | Vijay Patel | Gatapar | PHC
700 |  | Feetal Doppler | 1 | Nisco Med |  | ND101 | NA | 3000078168 | NA | 0 |  | 0 | NA | Yes |  |  |  | Rajnandgaon |  | Vijay Patel | Gatapar | PHC
701 | Labour Room | Suction Machine | 1 | NA |  | NA | NA | 3000078115 | NA | 0 |  | 0 | NA | No |  |  |  | Rajnandgaon | 2015-07-15 | Vijay Patel | Mudhpar | PHC
702 | Labour Room | Suction Machine | 1 | NA |  | NA | NA | 3000078116 | NA | 0 |  | 0 | NA | No |  |  |  | Rajnandgaon | 2015-07-15 | Vijay Patel | Mudhpar | PHC
703 | Labour Room | Suction Machine | 1 | NA |  | NA | NA | 3000078117 | NA | 0 |  | 0 | NA | Yes |  |  |  | Rajnandgaon | 2015-07-15 | Vijay Patel | Mudhpar | PHC
704 | Labour Room | BP Apparatus | 1 | NA |  | NA | NA | 3000078118 | NA | 0 |  | 0 | NA | Yes |  |  |  | Rajnandgaon | 2015-07-15 | Vijay Patel | Mudhpar | PHC
705 | Labour Room | BP Apparatus | 1 | NA |  | NA | NA | 3000078119 | NA | 0 |  | 0 | NA | No |  |  |  | Rajnandgaon | 2015-07-15 | Vijay Patel | Mudhpar | PHC
706 | Labour Room | BP Apparatus | 1 | NA |  | NA | NA | 3000078120 | NA | 0 |  | 0 | NA | No |  |  |  | Rajnandgaon | 2015-07-15 | Vijay Patel | Mudhpar | PHC
707 | Vaccine | BP Apparatus | 1 | NA |  | NA | NA | 3000078121 | NA | 0 |  | 0 | NA | Yes |  |  |  | Rajnandgaon | 2015-07-15 | Vijay Patel | Mudhpar | PHC
708 | Vaccine | ILR | 1 | NA |  | HBD116 | BEQ4G4E2600D2A830066 | 3000078122 | NA | 0 |  | 0 | NA | Yes |  |  |  | Rajnandgaon | 2015-07-15 | Vijay Patel | Mudhpar | PHC
709 | Labour Room | Deep Freezer | 1 | NA |  | HBC70 | BE07F4E0N0082A9B0132 | 3000078123 | NA | 0 |  | 0 | NA | Yes |  |  |  | Rajnandgaon | 2015-07-15 | Vijay Patel | Mudhpar | PHC
710 | Labour Room | Weight Machine | 1 | NA |  | NA | NA | 3000078124 | NA | 0 |  | 0 | NA | No |  |  |  | Rajnandgaon | 2015-07-15 | Vijay Patel | Mudhpar | PHC
711 | Labour Room | Weight Machine | 1 | NA |  | NA | NA | 3000078125 | NA | 0 |  | 0 | NA | No |  |  |  | Rajnandgaon | 2015-07-15 | Vijay Patel | Mudhpar | PHC
712 | Labour Room | Needle Cutter | 1 | NA |  | NA | NA | 3000078126 | NA | 0 |  | 0 | NA | No |  |  |  | Rajnandgaon | 2015-07-15 | Vijay Patel | Mudhpar | PHC
713 | Labour Room | Needle Cutter | 1 | NA |  | NA | NA | 3000078127 | NA | 0 |  | 0 | NA | No |  |  |  | Rajnandgaon | 2015-07-15 | Vijay Patel | Mudhpar | PHC
714 |  | ILR | 1 | ILR |  | 352 | NA | 3000078088 | NA | 0 |  | 0 | NA | Yes |  |  |  | Rajnandgaon | 2015-07-15 | Vijay Patel | Pandadah | PHC
715 |  | Deep Freezer | 1 | DF |  | 352 | NA | 3000078089 | NA | 0 |  | 0 | NA | Yes |  |  |  | Rajnandgaon | 2015-07-15 | Vijay Patel | Pandadah | PHC
716 |  | Baby Warmer Machine | 1 | CE |  | 0470 | NA | 3000078090 | NA | 0 |  | 0 | NA | Yes |  |  |  | Rajnandgaon | 2015-07-15 | Vijay Patel | Pandadah | PHC
717 |  | Glucometer | 1 | NA |  | NA | NA | 3000078091 | NA | 0 |  | 0 | NA | Yes |  |  |  | Rajnandgaon | 2015-07-15 | Vijay Patel | Pandadah | PHC
718 |  | Weight Machine | 1 | NA |  | NA | NA | 3000078092 | NA | 0 |  | 0 | NA | Yes |  |  |  | Rajnandgaon | 2015-07-15 | Vijay Patel | Pandadah | PHC
719 |  | Weight Machine | 1 | Na |  | NA | NA | 3000078093 | NA | 0 |  | 0 | NA | Yes |  |  |  | Rajnandgaon | 2015-07-15 | Vijay Patel | Pandadah | PHC
720 |  | Needle Cutter | 1 | SLR (100VA) |  | NA | NA | 3000078094 | NA | 0 |  | 0 | NA | Yes |  |  |  | Rajnandgaon | 2015-07-15 | Vijay Patel | Pandadah | PHC
721 |  | Needle Cutter | 1 | SLR (100VA) |  | NA | NA | 3000078095 | NA | 0 |  | 0 | NA | Yes |  |  |  | Rajnandgaon | 2015-07-15 | Vijay Patel | Pandadah | PHC
722 |  | Needle Cutter | 1 | SLR (100VA) |  | NA | NA | 3000078096 | NA | 0 |  | 0 | NA | Yes |  |  |  | Rajnandgaon | 2015-07-15 | Vijay Patel | Pandadah | PHC
723 |  | Needle Cutter | 1 | SLR (100VA) |  | NA | NA | 3000078097 | NA | 0 |  | 0 | NA | Yes |  |  |  | Rajnandgaon | 2015-07-15 | Vijay Patel | Pandadah | PHC
724 |  | Nebulizer Machine | 1 | NA |  | 102556 | NA | 3000078098 | NA | 0 |  | 0 | NA | Yes |  |  |  | Rajnandgaon | 2015-07-15 | Vijay Patel | Pandadah | PHC
725 |  | Baby Weight Machine | 1 | BS |  | 250 | NA | 3000078099 | NA | 0 |  | 0 | NA | Yes |  |  |  | Rajnandgaon | 2015-07-15 | Vijay Patel | Pandadah | PHC
726 |  | Baby Weight Machine | 1 | BS |  | 250 | NA | 3000078100 | NA | 0 |  | 0 | NA | Yes |  |  |  | Rajnandgaon | 2015-07-15 | Vijay Patel | Pandadah | PHC
727 | Labour Room | Suction Machine | 1 |  |  | NA | NA | 3000077036 | NA | 0 |  | 0 | NA | Yes |  |  |  | Rajnandgaon |  | Vijay Patel | Ramatola | PHC
728 | Labour Room | Needle Cutter | 1 | Saratech |  | SIR | NA | 3000077035 | NA | 0 |  | 0 | NA | Yes |  |  |  | Rajnandgaon |  | Vijay Patel | Ramatola | PHC
729 | Labour Room | Needle Cutter | 1 | Saratech |  | SIR | NA | 3000077034 | NA | 0 |  | 0 | NA | Yes |  |  |  | Rajnandgaon |  | Vijay Patel | Ramatola | PHC
730 | Labour Room | Needle Cutter | 1 | Saratech |  | SIR | NA | 3000077033 | NA | 0 |  | 0 | NA | Yes |  |  |  | Rajnandgaon |  | Vijay Patel | Ramatola | PHC
731 | Labour Room | Fetal Doppler | 1 | Krishna Medi Equipment |  | KMEFDIIC | FDIIC03309075 | 3000077032 | NA | 0 |  | 0 | NA | Yes |  |  |  | Rajnandgaon |  | Vijay Patel | Ramatola | PHC
732 | Labour Room | BP Instrument | 1 | Smart Care |  | SCH10B | NA | 3000077031 | NA | 0 |  | 0 | NA | Yes |  |  |  | Rajnandgaon |  | Vijay Patel | Ramatola | PHC
733 | Labour Room | Weight Machine | 1 | Crown |  | NA | NA | 3000077030 | NA | 0 |  | 0 | NA | Yes |  |  |  | Rajnandgaon |  | Vijay Patel | Ramatola | PHC
734 | OPD | BP Instrument | 1 | Diamond |  | Regular | 3390 | 3000077028 | NA | 0 |  | 0 | NA | No |  |  |  | Rajnandgaon |  | Vijay Patel | Ramatola | PHC
735 | Vaccine | ILR | 1 | NA |  | NA | NA | 3000077029 | NA | 0 |  | 0 | NA | Yes |  |  |  | Rajnandgaon |  | Vijay Patel | Ramatola | PHC
736 | Vaccine | Deep Freezer | 1 | NA |  | NA | NA | 3000077027 | NA | 0 |  | 0 | NA | Yes |  |  |  | Rajnandgaon |  | Vijay Patel | Ramatola | PHC
737 | Vaccine | Nebulizer Machine | 1 | Hemant Surgical Unit |  | Aero | 6004781 | 3000077026 | NA | 0 |  | 0 | NA | Yes |  |  |  | Rajnandgaon |  | Vijay Patel | Ramatola | PHC
738 | Vaccine | BP Instrument | 1 | Extra Care |  | NA | NA | 3000077025 | NA | 0 |  | 0 | NA | Yes |  |  |  | Rajnandgaon |  | Vijay Patel | Ramatola | PHC
739 |  | Unicolar Microscop | 1 | Magnus Olympus |  | NA | NA | 3000077024 | NA | 0 |  | 0 | NA | Yes |  |  |  | Rajnandgaon |  | Vijay Patel | Ramatola | PHC
740 |  | Binocular Microscop | 1 | Quality India |  | NA | NA | 3000077023 | NA | 0 |  | 0 | NA | No |  |  |  | Rajnandgaon |  | Vijay Patel | Ramatola | PHC
741 |  | Needle Cutter | 1 | Sara Tech |  | SIR | NA | 3000078156 | NA | 0 |  | 0 | NA | Yes |  |  |  | Rajnandgaon |  | Vijay Patel | Pendarwani | PHC
742 |  | Needle Cutter | 1 | Sara Tech |  | SIR | NA | 3000078157 | NA | 0 |  | 0 | NA | Yes |  |  |  | Rajnandgaon |  | Vijay Patel | Pendarwani | PHC
743 |  | B.P. Instrument | 1 | Diamond |  | Regular | Na | 3000078158 | NA | 0 |  | 0 | NA | No |  |  |  | Rajnandgaon |  | Vijay Patel | Pendarwani | PHC
744 |  | Suction Machine | 1 | NA |  | Na | NA | 3000078159 | NA | 0 |  | 0 | NA | Yes |  |  |  | Rajnandgaon |  | Vijay Patel | Pendarwani | PHC
745 |  | Nebulizer Machine | 1 | Equinox |  | EG47 | NA | 3000078266 | NA | 0 |  | 0 | NA | Yes |  |  |  | Rajnandgaon |  | Vijay Patel | Jadutola | PHC
746 |  | BP Apparatus | 1 | Diamond |  | Regular | NA | 3000078267 | NA | 0 |  | 0 | NA | Yes |  |  |  | Rajnandgaon |  | Vijay Patel | Jadutola | PHC
747 |  | BP Apparatus | 1 | Diamond |  | Regular | NA | 3000078268 | NA | 0 |  | 0 | NA | Yes |  |  |  | Rajnandgaon |  | Vijay Patel | Jadutola | PHC
748 |  | BP Apparatus | 1 | Diamond |  | Delux | NA | 3000078269 | NA | 0 |  | 0 | NA | Yes |  |  |  | Rajnandgaon |  | Vijay Patel | Jadutola | PHC
749 |  | BP Apparatus | 1 | Diamond |  | Delux | NA | 3000078270 | NA | 0 |  | 0 | NA | Yes |  |  |  | Rajnandgaon |  | Vijay Patel | Jadutola | PHC
750 |  | Baby Weight Machine | 1 | Gown |  | NA | NA | 3000078271 | NA | 0 |  | 0 | NA | Yes |  |  |  | Rajnandgaon |  | Vijay Patel | Jadutola | PHC
751 |  | Othalmoscop | 1 | Swan |  | HS-OT-10D | NA | 3000078272 | NA | 0 |  | 0 | NA | Yes |  |  |  | Rajnandgaon |  | Vijay Patel | Jadutola | PHC
752 |  | Fetal Doppler | 1 | Easycare |  | ECFDT-106 | NA | 3000078273 | NA | 0 |  | 0 | NA | Yes |  |  |  | Rajnandgaon |  | Vijay Patel | Jadutola | PHC
753 |  | Pulse Oxymeter | 1 | Easycare |  | 004014 | NA | 3000078274 | NA | 0 |  | 0 | NA | Yes |  |  |  | Rajnandgaon |  | Vijay Patel | Jadutola | PHC
754 |  | Suction Machine | 1 | NA |  | NA | NA | 3000078275 | NA | 0 |  | 0 | NA | Yes |  |  |  | Rajnandgaon |  | Vijay Patel | Jadutola | PHC
755 |  | ILR | 1 | West Forst |  | K144 | NA | 3000078276 | NA | 0 |  | 0 | NA | Yes |  |  |  | Rajnandgaon |  | Vijay Patel | Jadutola | PHC
756 |  | Deep Freezer | 1 | Haier |  | BE04GOE01011608296HBDCO236 | NA | 3000078277 | NA | 0 |  | 0 | NA | Yes |  |  |  | Rajnandgaon |  | Vijay Patel | Jadutola | PHC
757 |  | Needle Cutter | 1 | SIR |  | NA | NA | 3000078278 | NA | 0 |  | 0 | NA | Yes |  |  |  | Rajnandgaon |  | Vijay Patel | Jadutola | PHC
758 |  | Needle Cutter | 1 | SIR |  | NA | NA | 3000078279 | NA | 0 |  | 0 | NA | Yes |  |  |  | Rajnandgaon |  | Vijay Patel | Jadutola | PHC
759 | Doctor Room | Blood Pressure Monitor(stand) | 1 | Diamond |  | NA | NA | 3000077378 |  |  |  | 0 |  | yes |  |  |  | Rajnandgaon | 2015-07-31 | Athish Kumar Mishra | PHC Karamtara | PHC
760 | Doctor Room | Blood Pressure Monitor | 1 | Pulse Waveregular |  | NA | 2-1858 | 3000077379 |  |  |  | 0 |  | No |  |  |  | Rajnandgaon | 2015-07-31 | Athish Kumar Mishra | PHC Karamtara | PHC
761 | Doctor Room | Adult weight Machine | 1 | Diaz |  | NA | NA | 3000077380 |  |  |  | 0 |  | yes |  |  |  | Rajnandgaon | 2015-07-31 | Athish Kumar Mishra | PHC Karamtara | PHC
762 | Doctor Room | Adult weight Machine | 1 | Crown |  | NA | NA | 3000077381 |  |  |  | 0 |  | Yes |  |  |  | Rajnandgaon | 2015-07-31 | Athish Kumar Mishra | PHC Karamtara | PHC
763 | Doctor Room | baby weighing Machine | 1 | Crown |  | NA | NA | 3000077382 |  |  |  | 0 |  | No |  |  |  | Rajnandgaon | 2015-07-31 | Athish Kumar Mishra | PHC Karamtara | PHC
764 | Labour Room | sterilizer Machine | 1 | NA |  | NA | NA | 3000077383 |  |  |  | 0 |  | yes |  |  |  | Rajnandgaon | 2015-07-31 | Athish Kumar Mishra | PHC Karamtara | PHC
765 | Labour Room | baby weighing Machine | 1 | Docbel Braun |  | NA | NA | 3000077384 |  |  |  | 0 |  | Yes |  |  |  | Rajnandgaon | 2015-07-31 | Athish Kumar Mishra | PHC Karamtara | PHC
766 | Labour Room | Blood Pressure Monitor | 1 | Diamond |  | NA | NA | 3000077385 |  |  |  | 0 |  | No |  |  |  | Rajnandgaon | 2015-07-31 | Athish Kumar Mishra | PHC Karamtara | PHC
767 | Doctor Room | X-Ray Visidle Machine | 1 | NA |  | NA | NA | 3000077386 |  |  |  | 0 |  | No |  |  |  | Rajnandgaon | 2015-07-31 | Athish Kumar Mishra | PHC Karamtara | PHC
768 | Doctor Room | Blood Pressure Monitor(stand) | 1 | Diamond |  | NA | 1401662 | 3000077356 |  |  |  | 0 |  | Yes |  |  |  | Rajnandgaon | 2015-07-30 | Athish Kumar Mishra | PHC Wasdi | PHC
769 | Doctor Room | Blood Pressure Monitor(stand) | 1 | Diamond |  | NA | 1302854 | 3000077357 |  |  |  | 0 |  | No |  |  |  | Rajnandgaon | 2015-07-30 | Athish Kumar Mishra | PHC Wasdi | PHC
770 | Doctor Room | weight machine | 1 | Camry |  | NA | NA | 3000077358 |  |  |  | 0 |  | Yes |  |  |  | Rajnandgaon | 2015-07-30 | Athish Kumar Mishra | PHC Wasdi | PHC
771 | Labour Room | Blood Pressure Monitor | 1 | NA |  | NA | NA | 3000077359 |  |  |  | 0 |  | No |  |  |  | Rajnandgaon | 2015-07-30 | Athish Kumar Mishra | PHC Wasdi | PHC
772 | Labour Room | Blood Pressure Monitor(stand) | 1 | Diamond |  | NA | 1200198 | 3000077360 |  |  |  | 0 |  | No |  |  |  | Rajnandgaon | 2015-07-30 | Athish Kumar Mishra | PHC Wasdi | PHC
773 |  | Suction Maceine | 1 | Instavac |  | NA | NA | 3000077361 |  |  |  | 0 |  | No |  |  |  | Rajnandgaon | 2015-07-30 | Athish Kumar Mishra | PHC Wasdi | PHC
774 |  | Foetal Doppler | 1 | Crown DX |  | NA | NA | 3000077362 |  |  |  | 0 |  | No |  |  |  | Rajnandgaon | 2015-07-30 | Athish Kumar Mishra | PHC Wasdi | PHC
775 |  | Baby warmer Machine | 1 | BIRB INFOTECH |  | NA | NA | 3000077363 |  |  |  | 0 |  | Yes |  |  |  | Rajnandgaon | 2015-07-30 | Athish Kumar Mishra | PHC Wasdi | PHC
776 | Medicine Room | sterilizer Nachine | 1 | Atlas |  | NA | NA | 3000077364 |  |  |  | 0 |  | No |  |  |  | Rajnandgaon | 2015-07-30 | Athish Kumar Mishra | PHC Wasdi | PHC
777 | Medicine Room | Needle & Syringe Destroyer | 1 | NA |  | NA | NA | 3000077365 |  |  |  | 0 |  | No |  |  |  | Rajnandgaon | 2015-07-30 | Athish Kumar Mishra | PHC Wasdi | PHC
778 | Labour Room | baby weighing Machine | 1 | Crown |  | NA | NA | 3000077366 |  |  |  | 0 |  | yes |  |  |  | Rajnandgaon | 2015-07-30 | Athish Kumar Mishra | PHC Wasdi | PHC
779 | Labour Room | Autoclave Machine | 1 | NA |  | NA | NA | 3000077367 |  |  |  | 0 |  | yes |  |  |  | Rajnandgaon | 2015-07-30 | Athish Kumar Mishra | PHC Wasdi | PHC
780 | Labour Room | baby weighing Machine | 1 | Putex |  | NA | NA | 3000077221 |  |  |  | 0 |  | yes |  |  |  | Rajnandgaon | 2015-07-20 | Athish Kumar Mishra | PHC Khujji | PHC
781 | Labour Room | baby weighing Machine | 1 | NA |  | NA | NA | 3000077222 |  |  |  | 0 |  | yes |  |  |  | Rajnandgaon | 2015-07-20 | Athish Kumar Mishra | PHC Khujji | PHC
782 | Labour Room | sterilizer | 1 | NA |  | NA | NA | 3000077223 |  |  |  | 0 |  | No |  |  |  | Rajnandgaon | 2015-07-20 | Athish Kumar Mishra | PHC Khujji | PHC
783 | Eye Dipartment | Vision Drum | 1 | NA |  | NA | NA | 3000077224 |  |  |  | 0 |  | yes |  |  |  | Rajnandgaon | 2015-07-20 | Athish Kumar Mishra | PHC Khujji | PHC
784 | OPD | Blood Pressure Monitor | 1 | NA |  | NA | NA | 3000077225 |  |  |  | 0 |  | yes |  |  |  | Rajnandgaon | 2015-07-20 | Athish Kumar Mishra | PHC Khujji | PHC
785 | Dressing Room | ICE-Line refrigerator | 1 | Haier | NA | HBC-70 | BE07F4E0900B2AAJ0207 | 3000077134 |  |  |  | 0 |  | yes |  |  |  | Rajnandgaon | 2015-07-20 | Athish Kumar Mishra | PHC Gotatola | PHC
786 | Dressing Room | Deep Frezeer | 1 | Haier | NA | HBD-116 | BE04G4E2600B2A830232 | 3000077135 |  |  |  | 0 |  | yes |  |  |  | Rajnandgaon | 2015-07-20 | Athish Kumar Mishra | PHC Gotatola | PHC
787 | Dressing Room | Solar Refrigerator | 1 | Dulas | NA | VC150FV | 1579008 | 3000077136 |  |  |  | 0 |  | No |  |  |  | Rajnandgaon | 2015-07-20 | Athish Kumar Mishra | PHC Gotatola | PHC
788 | OPD | Needle Destroyer | 1 | Microsil | NA | NA | NA | 3000077137 |  |  |  | 0 |  | yes |  |  |  | Rajnandgaon | 2015-07-20 | Athish Kumar Mishra | PHC Gotatola | PHC
789 | Pathology | Fumigation Machine | 1 | NA | NA | NA | NA | 3000077138 |  |  |  | 0 |  | yes |  |  |  | Rajnandgaon | 2015-07-20 | Athish Kumar Mishra | PHC Gotatola | PHC
790 | Pathology | Microscope | 1 | Nagnus | NA | AC-7B | 1767 | 3000077139 |  |  |  | 0 |  | yes |  |  |  | Rajnandgaon | 2015-07-20 | Athish Kumar Mishra | PHC Gotatola | PHC
791 | Pathology | Centrifuga Machine | 1 | Losco | NA | NA | NA | 3000077140 |  |  |  | 0 |  | yes |  |  |  | Rajnandgaon | 2015-07-20 | Athish Kumar Mishra | PHC Gotatola | PHC
792 | Pathology | Autoclave Machine | 1 | NA | NA | NA | NA | 3000077141 |  |  |  | 0 |  | yes |  |  |  | Rajnandgaon | 2015-07-20 | Athish Kumar Mishra | PHC Gotatola | PHC
793 | Labour Room | Baby Warmer | 1 | BIRB MEDETECH | NA | 1293 | BM/RM326/09 1011 | 3000077142 |  |  |  | 0 |  | yes |  |  |  | Rajnandgaon | 2015-07-20 | Athish Kumar Mishra | PHC Gotatola | PHC
794 | Labour Room | Phototherapy | 1 | BIRB MEDETECH | NA | 1023 | BM/CPT125/09 10 | 3000077143 |  |  |  | 0 |  | yes |  |  |  | Rajnandgaon | 2015-07-20 | Athish Kumar Mishra | PHC Gotatola | PHC
795 | Pathology | Needle Destroyer | 1 | Microsil | NA | NA | NA | 3000077144 |  |  |  | 0 |  | yes |  |  |  | Rajnandgaon | 2015-07-20 | Athish Kumar Mishra | PHC Gotatola | PHC
796 | Pathology | Needle Destroyer | 1 | Microsil | NA | NA | NA | 3000077145 |  |  |  | 0 |  | yes |  |  |  | Rajnandgaon | 2015-07-20 | Athish Kumar Mishra | PHC Gotatola | PHC
797 | Labour Room | baby weighing Machine | 1 | Smartcare | NA | NA | NA | 3000077146 |  |  |  | 0 |  | yes |  |  |  | Rajnandgaon | 2015-07-20 | Athish Kumar Mishra | PHC Gotatola | PHC
798 | Labour Room | ICE-Line refrigerator | 1 | Haier | NA | HBC-70 | BQ4A Lo533 | 3000077147 |  |  |  | 0 |  | No |  |  |  | Rajnandgaon | 2015-07-20 | Athish Kumar Mishra | PHC Gotatola | PHC
799 | Labour Room | weight machine | 1 | Camry | NA | NA | NA | 3000077148 |  |  |  | 0 |  | yes |  |  |  | Rajnandgaon | 2015-07-20 | Athish Kumar Mishra | PHC Gotatola | PHC
800 | Labour Room | Blood Pressure Monitor | 1 | Dimond | NA | NA | NA | 3000077149 |  |  |  | 0 |  | yes |  |  |  | Rajnandgaon | 2015-07-20 | Athish Kumar Mishra | PHC Gotatola | PHC
801 | Labour Room | Blood Pressure Monitor | 1 | Dimond | NA | NA | NA | 3000077150 |  |  |  | 0 |  | yes |  |  |  | Rajnandgaon | 2015-07-20 | Athish Kumar Mishra | PHC Gotatola | PHC
802 | Labour Room | Blood Pressure Monitor | 1 | Dimond | NA | NA | NA | 3000077151 |  |  |  | 0 |  | yes |  |  |  | Rajnandgaon | 2015-07-20 | Athish Kumar Mishra | PHC Gotatola | PHC
803 | Labour Room | Blood Pressure Monitor | 1 | Dimond | NA | NA | NA | 3000077152 |  |  |  | 0 |  | No |  |  |  | Rajnandgaon | 2015-07-20 | Athish Kumar Mishra | PHC Gotatola | PHC
804 | Labour Room | Suction Maceine | 1 | NA | NA | NA | NA | 3000077153 |  |  |  | 0 |  | Yes |  |  |  | Rajnandgaon | 2015-07-17 | Athish Kumar Mishra | PHC Arjuni | PHC
805 | Vaccine Room | Deep Frezeer | 1 | Haier |  | HBD-116 | BE04G4E2600B2A830098 | 3000077202 |  |  |  | 0 |  | Yes |  |  |  | Rajnandgaon | 2015-07-17 | Athish Kumar Mishra | PHC Arjuni | PHC
806 | Vaccine Room | ICE-Line refrigerator | 1 | Haier |  | HBC-70 | NA | 3000077203 |  |  |  | 0 |  | Yes |  |  |  | Rajnandgaon | 2015-07-17 | Athish Kumar Mishra | PHC Arjuni | PHC
807 | Eye Dipartment | Vision Drum | 1 | NA |  | NA | NA | 3000077204 |  |  |  | 0 |  | Yes |  |  |  | Rajnandgaon | 2015-07-17 | Athish Kumar Mishra | PHC Arjuni | PHC
808 | Eye Dipartment | Needle Destroyer | 1 | NA |  | NA | NA | 3000077205 |  |  |  | 0 |  | Yes |  |  |  | Rajnandgaon | 2015-07-17 | Athish Kumar Mishra | PHC Arjuni | PHC
809 | Eye Dipartment | sterilizer | 1 | NA |  | NA | NA | 3000077206 |  |  |  | 0 |  | No |  |  |  | Rajnandgaon | 2015-07-17 | Athish Kumar Mishra | PHC Arjuni | PHC
810 | Eye Dipartment | weight machine | 1 | Crown |  | NA | NA | 3000077207 |  |  |  | 0 |  | No |  |  |  | Rajnandgaon | 2015-07-17 | Athish Kumar Mishra | PHC Arjuni | PHC
811 | Labour Room | OT Light | 1 | NA |  | NA | NA | 3000077208 |  |  |  | 0 |  | yes |  |  |  | Rajnandgaon | 2015-07-17 | Athish Kumar Mishra | PHC Arjuni | PHC
812 | Labour Room | sterilizer | 1 | NA |  | NA | NA | 3000077209 |  |  |  | 0 |  | Yes |  |  |  | Rajnandgaon | 2015-07-17 | Athish Kumar Mishra | PHC Arjuni | PHC
813 | Labour Room | baby weighing Machine | 1 | Essae |  | BS250 | 25014131911 | 3000077210 |  |  |  | 0 |  | yes |  |  |  | Rajnandgaon | 2015-07-17 | Athish Kumar Mishra | PHC Arjuni | PHC
814 |  | baby weighing Machine | 1 | Crown |  | NA | NA | 3000077211 |  |  |  | 0 |  | yes |  |  |  | Rajnandgaon | 2015-07-17 | Athish Kumar Mishra | PHC Arjuni | PHC
815 |  | Warmer Machine | 1 | Birdinfdtech |  | NA | NA | 3000077212 |  |  |  | 0 |  | yes |  |  |  | Rajnandgaon | 2015-07-17 | Athish Kumar Mishra | PHC Arjuni | PHC
816 |  | Needle Destroyer | 1 | NA |  | NA | NA | 3000077213 |  |  |  | 0 |  | yes |  |  |  | Rajnandgaon | 2015-07-17 | Athish Kumar Mishra | PHC Arjuni | PHC
817 |  | Suction Maceine | 1 | NA |  | NA | NA | 3000077214 |  |  |  | 0 |  | yes |  |  |  | Rajnandgaon | 2015-07-17 | Athish Kumar Mishra | PHC Arjuni | PHC
818 |  | Doppler Maceine | 1 | Lifex |  | NA | NA | 3000077215 |  |  |  | 0 |  | yes |  |  |  | Rajnandgaon | 2015-07-17 | Athish Kumar Mishra | PHC Arjuni | PHC
819 |  | Blood Pressure Monitor | 1 | Diamond |  | NA | NA | 3000077216 |  |  |  | 0 |  | yes |  |  |  | Rajnandgaon | 2015-07-17 | Athish Kumar Mishra | PHC Arjuni | PHC
820 |  | Blood Pressure Monitor | 1 | Diamond |  | NA | NA | 3000077217 |  |  |  | 0 |  | yes |  |  |  | Rajnandgaon | 2015-07-17 | Athish Kumar Mishra | PHC Arjuni | PHC
821 |  | fetal doppler | 1 | NA |  | NA | NA | 3000077218 |  |  |  | 0 |  | yes |  |  |  | Rajnandgaon | 2015-07-17 | Athish Kumar Mishra | PHC Arjuni | PHC
822 |  | sterilizer | 1 | NA |  | NA | NA | 3000077219 |  |  |  | 0 |  | yes |  |  |  | Rajnandgaon | 2015-07-17 | Athish Kumar Mishra | PHC Arjuni | PHC
823 |  | sterilizer | 1 | NA |  | NA | NA | 3000077220 |  |  |  | 0 |  | yes |  |  |  | Rajnandgaon | 2015-07-15 | Athish Kumar Mishra | PHC Dhangarh | PHC
824 | Pathology | Deep Frezeer | 1 | UNICEF VESTFROST | NA | MF114 | 20071022232 | 3000077154 |  |  |  | 0 |  | yes |  |  |  | Rajnandgaon | 2015-07-15 | Athish Kumar Mishra | PHC Dhangarh | PHC
825 | Pathology | Deep Frezeer | 1 | Haier | NA | HBD-116 | BEo464E2600B2A820241 | 3000077155 |  |  |  | 0 |  | yes |  |  |  | Rajnandgaon | 2015-07-15 | Athish Kumar Mishra | PHC Dhangarh | PHC
826 | Pathology | baby weighing Machine | 1 | Venus | NA | NA | NA | 3000077156 |  |  |  | 0 |  | yes |  |  |  | Rajnandgaon | 2015-07-15 | Athish Kumar Mishra | PHC Dhangarh | PHC
827 | Pathology | Blood Pressure Monitor | 1 | Omron | NA | HEM 7130 | 20140601510VGI | 3000077157 |  |  |  | 0 |  | yes |  |  |  | Rajnandgaon | 2015-07-15 | Athish Kumar Mishra | PHC Dhangarh | PHC
828 | Pathology | Autoclave Machine | 1 | NA | NA | NA | NA | 3000077158 |  |  |  | 0 |  | yes |  |  |  | Rajnandgaon | 2015-07-15 | Athish Kumar Mishra | PHC Dhangarh | PHC
829 | Pathology | baby weighing Machine | 1 | Crown | NA | NA | NA | 3000077159 |  |  |  | 0 |  | yes |  |  |  | Rajnandgaon | 2015-07-15 | Athish Kumar Mishra | PHC Dhangarh | PHC
830 | Pathology | Suction Maceine | 1 | Shiva | NA | NA | NA | 3000077160 |  |  |  | 0 |  | yes |  |  |  | Rajnandgaon | 2015-07-15 | Athish Kumar Mishra | PHC Dhangarh | PHC
831 | Labour Room | Suction Maceine | 1 | Shiva Gaoues |  | 3624 | NA | 3000078080 | NA | 0 |  | 0 |  | yes |  |  |  | Rajnandgaon | 2015-07-15 | Athish Kumar Mishra | PHC Markamtola | PHC
832 | Labour Room | Blood Pressure Monitor | 1 | Demand |  | Deluxe | NA | 3000078081 | NA | 0 |  | 0 |  | yes |  |  |  | Rajnandgaon | 2015-07-15 | Athish Kumar Mishra | PHC Markamtola | PHC
833 | Labour Room | ILR | 1 | Hair |  | HBD-70 | BD0580E0100 | 3000078082 | NA | 0 |  | 0 |  | Yes |  |  |  | Rajnandgaon | 2015-07-15 | Athish Kumar Mishra | PHC Markamtola | PHC
834 | Labour Room | Deep Frezeer | 1 | Hair |  | HBD-116 | B0444E2600D | 3000078083 | NA | 0 |  | 0 |  | Yes |  |  |  | Rajnandgaon | 2015-07-15 | Athish Kumar Mishra | PHC Markamtola | PHC
835 | Labour Room | weight machine | 1 | Camry |  | 911066 | NA | 3000078084 | NA | 0 |  | 0 |  | Yes |  |  |  | Rajnandgaon | 2015-07-15 | Athish Kumar Mishra | PHC Markamtola | PHC
836 | Labour Room | Needle cutter | 1 | Saratech |  | SIR10 | 4690 | 3000078085 | NA | 0 |  | 0 |  | Yes |  |  |  | Rajnandgaon | 2015-07-15 | Athish Kumar Mishra | PHC Markamtola | PHC
837 | Labour Room | Needle cutter | 1 | Saratech |  | SIR10 | 4690 | 3000078086 | NA | 0 |  | 0 |  | Yes |  |  |  | Rajnandgaon | 2015-07-15 | Athish Kumar Mishra | PHC Markamtola | PHC
838 | Labour Room | glucometer | 1 | S.D.Biosen |  | 01GM11 | NA | 3000078087 | NA | 0 |  | 0 |  | Yes |  |  |  | Rajnandgaon | 2015-07-15 | Athish Kumar Mishra | PHC Markamtola | PHC
839 | OPD | Blood Pressure Monitor | 1 | Diamond |  | Regular | NA | 3000078205 | NA | 0 |  | 0 |  | Yes |  |  |  | Rajnandgaon |  | Vijal Patel | PHC Pailimeta | PHC
840 | OPD | Blood Pressure Monitor | 1 | Diamond |  | Regular | 91000561 | 3000078206 | NA | 0 |  | 0 |  | Yes |  |  |  | Rajnandgaon |  | Vijal Patel | PHC Pailimeta | PHC
841 | OPD | glucometer | 1 | Accuchek |  | NA | 91000561 | 3000078207 | NA | 0 |  | 0 |  | Yes |  |  |  | Rajnandgaon |  | Vijal Patel | PHC Pailimeta | PHC
842 | Labour Room | Fetal Heart doppler | 1 | Neo Care |  | NA | NA | 3000078208 | NA | 0 |  | 0 |  | Yes |  |  |  | Rajnandgaon |  | Vijal Patel | PHC Pailimeta | PHC
843 | Labour Room | Suction Maceine Electric | 1 | NA |  | NA | NA | 3000078209 | NA | 0 |  | 0 |  | Yes |  |  |  | Rajnandgaon |  | Vijal Patel | PHC Pailimeta | PHC
844 | Labour Room | Needle cutter | 1 | Saratech |  | NA | NA | 3000078210 | NA | 0 |  | 0 |  | Yes |  |  |  | Rajnandgaon |  | Vijal Patel | PHC Pailimeta | PHC
845 | Labour Room | Needle cutter | 1 | Saratech |  | SIR | NA | 3000078211 | NA | 0 |  | 0 |  | Yes |  |  |  | Rajnandgaon |  | Vijal Patel | PHC Pailimeta | PHC
846 | Radiology | X-Ray Analog | 1 | Seemence |  | Pleo Phosep | 333003379 | 3000078031 | NA | 0 |  | 0 |  | Yes |  |  |  | Rajnandgaon |  | Vijal Patel | CHC Khairagarh | CHC
847 | Minor OT | Autoclave Machine | 1 |  |  |  |  | 3000078032 | NA | 0 |  | 0 |  | Yes |  |  |  | Rajnandgaon |  | Vijal Patel | CHC Khairagarh | CHC
848 | Minor OT | Needle cutter | 1 | Saratech |  | Sir |  | 3000078033 | NA | 0 |  | 0 |  | Yes |  |  |  | Rajnandgaon |  | Vijal Patel | CHC Khairagarh | CHC
849 | Minor OT | Steam Sterlizer | 1 | Strimare |  |  |  | 3000078034 | NA | 0 |  | 0 |  | Yes |  |  |  | Rajnandgaon |  | Vijal Patel | CHC Khairagarh | CHC
850 | Labour Room | Baby Warmer | 1 | Mediteah bitch |  |  | BM/RW270997 | 3000078035 | NA | 0 |  | 0 |  | Yes |  |  |  | Rajnandgaon |  | Vijal Patel | CHC Khairagarh | CHC
851 | Labour Room | Felal Doppler | 1 | Dipel |  |  |  | 3000078036 | NA | 0 |  | 0 |  | Yes |  |  |  | Rajnandgaon |  | Vijal Patel | CHC Khairagarh | CHC
852 | Labour Room | Blood Pressure Monitor | 1 | Diamond |  | Regular |  | 3000078037 | NA | 0 |  | 0 |  | Yes |  |  |  | Rajnandgaon |  | Vijal Patel | CHC Khairagarh | CHC
853 | Labour Room | Suction Machin | 1 |  |  |  |  | 3000078038 | NA | 0 |  | 0 |  | Yes |  |  |  | Rajnandgaon |  | Vijal Patel | CHC Khairagarh | CHC
854 | Labour Room | Autoclave Machine | 1 | Jasanz |  |  |  | 3000078039 | NA | 0 |  | 0 |  | No |  |  |  | Rajnandgaon |  | Vijal Patel | CHC Khairagarh | CHC
855 | OT | Needle cutter | 1 | Saratech |  | SIR |  | 3000078040 | NA | 0 |  | 0 |  | Yes |  |  |  | Rajnandgaon |  | Vijal Patel | CHC Khairagarh | CHC
856 | OT | baby weight Machine | 1 | Crown |  |  |  | 3000078041 | NA | 0 |  | 0 |  | Yes |  |  |  | Rajnandgaon |  | Vijal Patel | CHC Khairagarh | CHC
857 | OT | Hot Air Oven | 1 | M.B.Jnsturat |  |  |  | 3000078042 | NA | 0 |  | 0 |  | Yes |  |  |  | Rajnandgaon |  | Vijal Patel | CHC Khairagarh | CHC
858 | OT | Shadowless Light OT | 1 | ARKO |  |  |  | 3000078043 | NA | 0 |  | 0 |  | Yes |  |  |  | Rajnandgaon |  | Vijal Patel | CHC Khairagarh | CHC
859 | OT | Shalya Easyt | 1 | Xcel Lance |  |  | EP09E02D | 3000078044 | NA | 0 |  | 0 |  | Yes |  |  |  | Rajnandgaon |  | Vijal Patel | CHC Khairagarh | CHC
860 | OT | Suetion machin Foot | 1 |  |  |  |  | 3000078045 | NA | 0 |  | 0 |  | No |  |  |  | Rajnandgaon |  | Vijal Patel | CHC Khairagarh | CHC
861 | Lab | incub theater | 1 |  |  |  |  | 3000078046 | NA | 0 |  | 0 |  | No |  |  |  | Rajnandgaon |  | Vijal Patel | CHC Khairagarh | CHC
862 | RNTCP | Binocular Microscope | 1 | BioxL |  |  | 2001215 | 3000078047 | NA | 0 |  | 0 |  | Yes |  |  |  | Rajnandgaon |  | Vijal Patel | CHC Khairagarh | CHC
863 | RNTCP | Centrifuga Tubes | 1 | Miro vision |  |  | LE-CI | 3000078048 | NA | 0 |  | 0 |  | Yes |  |  |  | Rajnandgaon |  | Vijal Patel | CHC Khairagarh | CHC
864 | Lab | Binocular Microscope | 1 | Zeiss |  | Primostar | 415500000 | 3000078049 | NA | 0 |  | 0 |  | No |  |  |  | Rajnandgaon |  | Vijal Patel | CHC Khairagarh | CHC
865 | Lab | Digital Colorimeter | 1 |  |  |  | NA | 3000078050 |  | 0 |  | 0 |  | Yes |  |  |  | Rajnandgaon |  | Vijal Patel | CHC Khairagarh | CHC
866 | ICTC | Centrifuga Machine | 1 | Remi |  | C-85414 | NA | 3000078051 |  | 0 |  | 0 |  | Yes |  |  |  | Rajnandgaon |  | Vijal Patel | CHC Khairagarh | CHC
867 | ICTC | Needle cutter | 1 | Saratech |  | Sir | NA | 3000078052 |  | 0 |  | 0 |  | Yes |  |  |  | Rajnandgaon |  | Vijal Patel | CHC Khairagarh | CHC
868 | Dental | Needle cutter | 1 | Saratech |  | Sir | NA | 3000078053 |  | 0 |  | 0 |  | Yes |  |  |  | Rajnandgaon |  | Vijal Patel | CHC Khairagarh | CHC
869 | OPD | Blood Pressure Monitor | 1 | Diamond |  | Regular | NA | 3000078054 |  | 0 |  | 0 |  | Yes |  |  |  | Rajnandgaon |  | Vijal Patel | CHC Khairagarh | CHC
870 | Dental | Dental Chair | 1 | Chesa DentapCare |  | Voyaz | NA | 3000078055 |  | 0 |  | 0 |  | Yes |  |  |  | Rajnandgaon |  | Vijal Patel | CHC Khairagarh | CHC
871 | Dental | Autoclave Machine | 1 | Stersiclave |  | NA | NA | 3000078056 | 2015-05-01 | 1 | 2016-05-01 | 0 |  | Yes |  |  |  | Rajnandgaon |  | Vijal Patel | CHC Khairagarh | CHC
872 | Dental | Biole | 1 | NA |  | NA | NA | 3000078057 | 2015-05-01 | 1 | 2016-05-01 | 0 |  | Yes |  |  |  | Rajnandgaon |  | Vijal Patel | CHC Khairagarh | CHC
873 | Eye Dipartment | Oprating Miroscpe | 1 | Moller |  | HS | 418 | 3000078058 |  | 0 |  | 0 |  | Yes |  |  |  | Rajnandgaon |  | Vijal Patel | CHC Khairagarh | CHC
874 | Eye Dipartment | Carato meter | 1 |  |  |  | 16 | 3000078059 |  | 0 |  | 0 |  | Yes |  |  |  | Rajnandgaon |  | Vijal Patel | CHC Khairagarh | CHC
875 | Eye Dipartment | Bio Meter | 1 | Innoned Medicalco |  | SM400 | J73-046 | 3000078060 |  | 0 |  | 0 |  | Yes |  |  |  | Rajnandgaon |  | Vijal Patel | CHC Khairagarh | CHC
876 | Eye Dipartment | Slit Lamp Potable | 1 |  |  |  |  | 3000078061 |  | 0 |  | 0 |  | No |  |  |  | Rajnandgaon |  | Vijal Patel | CHC Khairagarh | CHC
877 | Eye Dipartment | Carl zeiss | 1 |  |  |  | 989652 | 3000078062 |  | 0 |  | 0 |  | Yes |  |  |  | Rajnandgaon |  | Vijal Patel | CHC Khairagarh | CHC
878 | Vaccine Room | Deep Frezeer | 1 | Haier HBD |  | NBD286 | BE04F4E260 | 3000078063 |  | 0 |  | 0 |  | No |  |  |  | Rajnandgaon |  | Vijal Patel | CHC Khairagarh | CHC
879 | Vaccine Room | ILR | 1 | Haier |  |  | OB 2A850072U0058 | 3000078064 |  | 0 |  | 0 |  | Yes |  |  |  | Rajnandgaon |  | Vijal Patel | CHC Khairagarh | CHC
880 | Vaccine Room | ILR | 1 | Vest prost |  | HBC-200 | BEO7GSEONOOB2A8GOO85 | 3000078065 |  | 0 |  | 0 |  | Yes |  |  |  | Rajnandgaon |  | Vijal Patel | CHC Khairagarh | CHC
881 | Vaccine Room | Needle cutter | 1 | Saratech |  |  | 90505777 | 3000078066 |  | 0 |  | 0 |  | Yes |  |  |  | Rajnandgaon |  | Vijal Patel | CHC Khairagarh | CHC

## Balodabazar (hidden)
S. No. | Department | Equipment Name | Qty. | Manufacturer | Year of Manufacturer | Model | Equipment S.No. | Barcode Sticker | Installation date (m-yy) | Under Warranty (Y=1/ N=0) | Warranty Upto (m-yy) | AMC / CMC (Y=1,N=0) | AMC/CMC upto (m/yy) | Working status |  | Medical (Radiologist/Pathologist etc) | Paramedical (LT/Radiographer/technician etc) | District | Date | Name of Consultant | Facility Name | Facility Type | Remark
1 | 2 | 3 | 4 | 5 | 6 | 7 | 8 | 9 | 10 | 11 | 12 | 13 | 14 | 15 | 16 | 17 | 18 | 19 | 20 | 21 | 22 | 23 | 24
1 | Labour Room | Sterilizer (2KW) | 1 | Atlas | NA | 5022 | CML1718961 | 3000074434 | NA | 0 | NA | 0 | NA | Yes |  |  | 1 | Baloda Bazar | 09.07.2015 | Er. Golu Dhakad | Dist.Hospital | DH
2 | Labour Room | Sterilizer | 1 | Local Make | NA | NA | NA | 3000074435 | NA | 0 | NA | 0 | NA | Yes |  |  |  | Baloda Bazar | 09.07.2015 | Er. Golu Dhakad | Dist.Hospital | DH
3 | Labour Room | Oxygen Concentration Machine | 1 | Dee Enterprizes | NA | Plus Oc2 | NA | 3000074436 | 2014-10-08 | 1 | 2015-10-07 | 0 | NA | Yes |  |  |  | Baloda Bazar | 09.07.2015 | Er. Golu Dhakad | Dist.Hospital | DH
4 | Labour Room | Radiant Heat Warmer | 1 | Criti care | NA | NA | NA | 3000074437 | 2015-03-03 | 1 | 2016-03-03 | 0 | NA | Yes |  |  |  | Baloda Bazar | 09.07.2015 | Er. Golu Dhakad | Dist.Hospital | DH
5 | Labour Room | Radiant Heat Warmer | 1 | Criti care | NA | NA | NA | 3000074438 | NA | 0 | NA | 0 | NA | Yes |  |  |  | Baloda Bazar | 09.07.2015 | Er. Golu Dhakad | Dist.Hospital | DH
6 | Labour Room | Syringe and Needle Distroyer | 1 | SaraTech | NA | S1R | NA | 3000074439 | NA | 0 | NA | 0 | NA | Yes |  |  |  | Baloda Bazar | 09.07.2015 | Er. Golu Dhakad | Dist.Hospital | DH
7 | Labour Room | Foetal Heart Monitor (dopler) | 1 | Easycare | NA | NA | Ecf DT 106 | 3000074440 | 2015-04-01 | 1 | 2016-03-01 | 0 | NA | Yes |  |  |  | Baloda Bazar | 09.07.2015 | Er. Golu Dhakad | Dist.Hospital | DH
8 | Labour Room | Foetal Heart Monitor (dopler) | 1 | MEDIGOLD | NA | NA | CM/L 0196043 | 3000074441 | NA | 0 | NA | 0 | NA | Yes |  |  |  | Baloda Bazar | 09.07.2015 | Er. Golu Dhakad | Dist.Hospital | DH
9 | OT | Air Sterilizer | 1 | Tropo | NA | Tropo | LK430109 | 3000074220 | NA | 0 | NA | 0 | NA | Yes |  |  |  | Baloda Bazar | 09.07.2015 | Er. Golu Dhakad | Dist.Hospital | DH
10 | OT | Blood Pressure Monitor (Stand) | 1 | Diamond | NA | 344 | Cm/L0196043 | 3000074219 | 2015-05-18 | 0 | NA | 0 | NA | Yes |  |  |  | Baloda Bazar | 10.07.2015 | Golu & Lal Singh | Dist.Hospital | DH
11 | OT | Anaesthesia work station | 1 | Alliod medical Limited | NA |  | 6521824142 | 3000074218 | 2015-04-04 | 0 | NA | 0 | NA | Yes |  |  |  | Baloda Bazar | 10.07.2015 | Golu & Lal Singh | Dist.Hospital | DH
12 | OT | Ceiling OT Light Shadowless Double dome | 1 | Dee Enterprizes | NA | CMI219 | NA | 3000074217 | 2014-09-17 | 1 | 2015-09-17 | 0 | NA | Yes |  |  |  | Baloda Bazar | 10.07.2015 | Golu & Lal Singh | Dist.Hospital | DH
13 | OT | Suction Machine (portable) | 1 | G I | NA | 220V | NA | 3000074214 | 2014-11-01 | 1 | 2015-11-01 | 0 | NA | Yes |  |  |  | Baloda Bazar | 10.07.2015 | Golu & Lal Singh | Dist.Hospital | DH
14 | OT | OT Table (Hydrulic) | 1 | NA | NA | NA | NA | 3000074216 | NA | 0 | NA | 0 | NA | Yes |  |  |  | Baloda Bazar | 10.07.2015 | Lal Singh/Golu | Dist.Hospital | DH
15 | OT | Air Sterilizer | 1 | NA | NA | 220 VAC | NA | 3000074215 | NA | 0 | NA | 0 | NA | Yes |  |  |  | Baloda Bazar | 10.07.2015 | Lal Singh/Golu | Dist.Hospital | DH
16 | OT | Syringe and Needle Distroyer | 1 | NA | NA | NA | NA | 3000074211 | NA | 0 | NA | 0 | NA | Yes |  |  |  | Baloda Bazar | 10.07.2015 | Lal Singh/Golu | Dist.Hospital | DH
17 | OT | Microscope (Binocular) | 1 | CARL ZEISS | NA | OPMIIFRPRO | 6635322393 | 3000074212 | 2012-07-01 | 0 | NA | 0 | NA | Yes |  |  |  | Baloda Bazar | 10.07.2015 | Golu & Lal Singh | Dist.Hospital | DH
18 | OT | Microscope (Binocular) | 1 | CARL ZEISS | NA | Local | NA | No Bar Code | NA | 0 | NA | 0 | NA | Yes |  |  |  | Baloda Bazar | 10.07.2015 | Lal Singh/Golu | Dist.Hospital | DH | Bar Code Missing
19 | OT | Cardiac monitor | 1 | Philips | NA | MP 30 | NA | 3000074800 | 2005-07-02 | 0 | NA | 0 | NA | Yes |  |  |  | Baloda Bazar | 10.07.2015 | Lal Singh/Golu | Dist.Hospital | DH
20 | OT | Fumigator | 1 | NA | NA | NA | NA | 3000074799 | NA | 0 | NA | 0 | NA | Yes |  |  |  | Baloda Bazar | 10.07.2015 | Lal Singh/Golu | Dist.Hospital | DH
21 | Labour Room | Vaccume Extractor | 1 | NA | NA | NA | NA | 3000074798 | NA | 0 | NA | 0 | NA | Yes |  |  |  | Baloda Bazar | 10.07.2015 | Lal Singh/Golu | Dist.Hospital | DH
22 | Labour Room | Sterilizer | 1 | NA | NA | NA | NA | 3000074797 | NA | 0 | NA | 0 | NA | No |  |  |  | Baloda Bazar | 10.07.2015 | Lal Singh/Golu | Dist.Hospital | DH
23 | Labour Room | Syringe and Needle Distroyer | 1 | NA | NA | NA | NA | 3000074796 | NA | 0 | NA | 0 | NA | No |  |  |  | Baloda Bazar | 10.07.2015 | Lal Singh/Golu | Dist.Hospital | DH
24 | Labour Room | Nebulizer | 1 | BIO Plus | NA | IPSO | 171212 | 3000074795 | 2005-07-02 | 0 | NA | 0 | NA | No |  |  |  | Baloda Bazar | 10.07.2015 | Lal Singh/Golu | Dist.Hospital | DH
25 | Labour Room | Weight Machine (Digital) | 1 | NA | NA | NA | NA | 3000074794 | 2005-07-03 | 0 | NA | 0 | NA | No |  |  |  | Baloda Bazar | 10.07.2015 | Lal Singh/Golu | Dist.Hospital | DH
26 | Labour Room | Blood Pressure Monitor(Mercury) | 1 | Diamond | NA | NA | NA | 3000074793 | NA | 0 | NA | 0 | NA | No |  |  |  | Baloda Bazar | 10.07.2015 | Lal Singh/Golu | Dist.Hospital | DH
27 | OT | Syringe and Needle Distroyer | 1 | SaraTech | NA | S1R | NA | 3000074213 | NA | 0 | NA | 0 | NA | Yes |  |  |  | Baloda Bazar | 10.07.2015 | Lal Singh/Golu | Dist.Hospital | DH
28 | OT | Suction Machine | 1 | Shiva | NA | NA | NA | 3000074210 | NA | 0 | NA | 0 | NA | Yes |  |  |  | Baloda Bazar | 11.07.2015 | Lal Singh/Golu | Dist.Hospital | DH
29 | Radiology | X-Ray (300MA)Analog | 1 | SIEMENS | NA | F3 | 3321 | 3000074203 | NA | 0 | NA | 0 | NA | Yes |  |  |  | Baloda Bazar | 11.07.2015 | Lal Singh/Golu | Dist.Hospital | DH
30 | OPD | ECG | 1 | Minre | NA | R3 | FK-45003225 | 3000074801 | 2014-05-25 | 1 | 2017-05-01 | 0 | NA | Yes |  |  |  | Baloda Bazar | 11.07.2015 | Golu & Lal Singh | Dist.Hospital | DH
31 | OPD | Emergency KIT (ERK) | 1 | MEDISYS | NA | MER | ERK130008 | 3000074802 | NA | 1 | 2015-09-01 | 0 | NA | PACK |  |  |  | Baloda Bazar | 11.07.2015 | Lal Singh/Golu | Dist.Hospital | DH
32 | OPD | Ultra Sonography | 1 | Mindray | NA | DC-N3 | 6D-4A002414 | 3000074803 | NA | 1 | 2015-11-01 | 0 | NA | PACK |  |  |  | Baloda Bazar | 11.07.2015 | Lal Singh/Golu | Dist.Hospital | DH
33 | OPD | D-Fibrilator | 1 | NA | NA | NA | NA | 3000074804 | NA | 0 | NA | 0 | NA | PACK |  |  |  | Baloda Bazar | 11.07.2015 | Lal Singh/Golu | Dist.Hospital | DH
34 | Blood Bank Store | Blood Bag Tube sealer | 1 | LabTop | NA | LTS 106 | 14034133 | 3000074443 | NA | 0 | NA | 0 | NA | PACK |  |  |  | Baloda Bazar | 11.07.2015 | Lal Singh/Golu | Dist.Hospital | DH
35 | Blood Bank Store | Blood Bank Refrigeretor | 1 | Meditech | NA | MppF01 | M-786525323 | 3000074444 | 2014-08-01 | 1 | 2017-08-01 | 0 | NA | PACK |  |  |  | Baloda Bazar | 11.07.2015 | Lal Singh/Golu | Dist.Hospital | DH
36 | Blood Bank Store | Blood Bank Refrigeretor | 1 | Meditech | NA | MppF01 | M-786525324 | 3000074445 | 2014-08-01 | 1 | 2017-08-01 | 0 | NA | PACK |  |  |  | Baloda Bazar | 11.07.2015 | Lal Singh/Golu | Dist.Hospital | DH
37 | Blood Bank Store | Blood Collection Monitor | 1 | Bagree | NA | Hemol Llight | 2HL00972 | 3000074446 | NA | 0 | NA | 0 | NA | PACK |  |  |  | Baloda Bazar | 11.07.2015 | Lal Singh/Golu | Dist.Hospital | DH
38 | Blood Bank Store | Centrifuge Machine (8 Tube) | 1 | REMI | NA | R-8CW R-81 | DHLC-5772 | 3000074447 | NA | 1 | 2016-04-01 | 0 | NA | PACK |  |  |  | Baloda Bazar | 11.07.2015 | Lal Singh/Golu | Dist.Hospital | DH
39 | Blood Bank Store | Microscope (Binocular) | 1 | Scienhfic | NA | Labomed2000 | MCMB 494 | 3000074448 | NA | 1 | 2016-04-01 | 0 | NA | PACK |  |  |  | Baloda Bazar | 11.07.2015 | Lal Singh/Golu | Dist.Hospital | DH
40 | Blood Bank Store | Refrigerator (165) | 1 | Meditech | NA | MTBBR2 | M 786525323 | 3000074449 | NA | 1 | 2016-04-01 | 0 | NA | PACK |  |  |  | Baloda Bazar | 11.07.2015 | Lal Singh/Golu | Dist.Hospital | DH
41 | Blood Bank Store | Refrigerator (300 L) | 1 | Meditech | NA | MTBBR4 | M 786525322 | 3000074450 | NA | 1 | 2016-04-01 | 0 | NA | PACK |  |  |  | Baloda Bazar | 11.07.2015 | Lal Singh/Golu | Dist.Hospital | DH
42 | Store Room | Blood Pressure Monitor(Mercury) | 1 | DIAMond | NA | NA | NA | 3000074805 | NA | 0 | NA | 0 | NA | YES |  |  |  | Baloda Bazar | 11.07.2015 | Lal Singh/Golu | Dist.Hospital | DH
43 | Store Room | Blood Pressure Monitor(Mercury) | 1 | DIAMond | NA | NA | NA | 3000074806 | NA | 0 | NA | 0 | NA | No |  |  |  | Baloda Bazar | 11.07.2015 | Lal Singh/Golu | Dist.Hospital | DH
44 | Store Room | Blood Pressure Monitor(Mercury) | 1 | DIAMond | NA | NA | NA | 3000074807 | NA | 0 | NA | 0 | NA | No |  |  |  | Baloda Bazar | 11.07.2015 | Lal Singh/Golu | Dist.Hospital | DH
45 | Store Room | Blood Pressure Monitor(Mercury) | 1 | DIAMond | NA | NA | NA | 3000074808 | NA | 0 | NA | 0 | NA | No |  |  |  | Baloda Bazar | 11.07.2015 | Lal Singh/Golu | Dist.Hospital | DH
46 | Store Room | Blood Pressure Monitor(Mercury) | 1 | DIAMond | NA | NA | NA | 3000074809 | NA | 0 | NA | 0 | NA | No |  |  |  | Baloda Bazar | 09.07.2015 | Lal Singh/Golu | Dist.Hospital | DH
47 | Pathology Lab | Refrigarator | 1 | Whirlpool | NA | 11662 | INC 101102870 | 3000074204 | 2012-10-01 | 0 | NA | 0 | NA | Yes |  |  |  | Baloda Bazar | 09.07.2015 | Golu & Lal Singh | Dist.Hospital | DH
48 | Pathology Lab | Microscope (Binocular) | 1 | CARL ZEISS | NA | Pritrostar | 3116013070 | 3000074205 | NA | 0 | NA | 0 | NA | No |  |  |  | Baloda Bazar | 09.07.2015 | Lal Singh/Golu | Dist.Hospital | DH
49 | Pathology Lab | Microscope (Binocular) | 1 | CARL ZEISS | NA | Pritrostar | 3116011729 | 3000074209 | NA | 0 | NA | 0 | NA | No |  |  |  | Baloda Bazar | 09.07.2015 | Lal Singh/Golu | Dist.Hospital | DH
50 | Pathology Lab | Photo Colorimeter | 1 | Labtronics | NA | LT 112 | 201308067 | 3000074208 | NA | 0 | NA | 0 | NA | Yes |  |  |  | Baloda Bazar | 09.07.2015 | Lal Singh/Golu | Dist.Hospital | DH
51 | Pathology Lab | Centrifuge Machine | 1 | Hettich | NA | D-78532 | NA | 3000074207 | NA | 0 | NA | 0 | NA | Yes |  |  |  | Baloda Bazar | 09.07.2015 | Lal Singh/Golu | Dist.Hospital | DH
52 | Pathology Lab | Syringe and Needle Distroyer | 1 | SaraTech | NA | S1R | NA | 3000074206 | NA | 0 | NA | 0 | NA | Yes |  |  |  | Baloda Bazar | 09.07.2015 | Lal Singh/Golu | Dist.Hospital | DH
53 | Pathology Lab | Hot Air Oven | 1 | Local Make | NA |  | NA | 3000074202 | NA | 0 | NA | 0 | NA | No |  |  |  | Baloda Bazar | 09.07.2015 | Lal Singh/Golu | Dist.Hospital | DH
54 | Labour Room | Radiant Heat Warmer | 1 | Phoenix | NA | NA | NA | 3000074453 | 2015-06-01 | 1 | 2018-06-01 | 0 | NA | Yes |  |  |  | Baloda Bazar | 17.07.2015 | Golu & Lal Singh | Bhatapara | CHC
55 | Labour Room | Weight Machine (Digital) | 1 | Essae | NA | BS 250 | 25014131783 | 3000074454 | 2015-01-01 | 1 | 2016-01-01 | 0 | NA | Yes |  |  |  | Baloda Bazar | 17.07.2015 | Golu & Lal Singh | Bhatapara | CHC
56 | Labour Room | Oxygen Concentration Machine | 1 | Aspen | NA | 20276 | Mnmzjsd 20276 | 3000074455 | 2015-03-01 | 1 | 2016-03-01 | 0 | NA | Yes |  |  |  | Baloda Bazar | 17.07.2015 | Golu & Lal Singh | Bhatapara | CHC
57 | Labour Room | Radiant Heat Warmer | 1 | Phoenix | NA | NA | NA | 3000074456 | 2015-06-01 | 1 | 2018-06-01 | 0 | NA | Yes |  |  |  | Baloda Bazar | 17.07.2015 | Golu & Lal Singh | Bhatapara | CHC
58 | Labour Room | Photo Therapy Unit | 1 | Phoenix | NA | NA | 1914 | 3000074457 | 2015-04-01 | 1 | 2016-04-01 | 0 | NA | Yes |  |  |  | Baloda Bazar | 17.07.2015 | Golu & Lal Singh | Bhatapara | CHC
59 | Labour Room | Foetal Heart Monitor (dopler) | 1 | LCP | NA | NA | NA | 3000074458 | 2015-02-01 | 1 | 2016-02-01 | 0 | NA | Yes |  |  |  | Baloda Bazar | 17.07.2015 | Golu & Lal Singh | Bhatapara | CHC
60 | Labour Room | Syringe and Needle Distroyer | 1 | SaraTech | NA | S1R | NA | 3000074459 | NA | 0 | NA | 0 | NA | Yes |  |  |  | Baloda Bazar | 17.07.2015 | Lal Singh/Golu | Bhatapara | CHC
61 | OT | Syringe and Needle Distroyer | 1 | Microsil | NA | NA | NA | 3000074460 | NA | 0 | NA | 0 | NA | No |  |  |  | Baloda Bazar | 17.07.2015 | Lal Singh/Golu | Bhatapara | CHC
62 | OT | Radiant Heat Warmer | 1 | Phoenix | NA | 800W | 6419 | 3000074461 | 2015-04-01 | 1 | 2018-04-01 | 0 | NA | Yes |  |  |  | Baloda Bazar | 17.07.2015 | Golu & Lal Singh | Bhatapara | CHC
63 | OT | Radiant Heat Warmer | 1 | S S | NA | 1723 | NA | 3000074462 | 2015-06-01 | 1 | 2018-06-01 | 0 | NA | Yes |  |  |  | Baloda Bazar | 17.07.2015 | Golu & Lal Singh | Bhatapara | CHC
64 | OT | Suction Machine | 1 | Shiva | NA | NA | NA | 3000074463 | 2015-04-01 | 1 | 2016-04-01 | 0 | NA | Yes |  |  |  | Baloda Bazar | 17.07.2015 | Golu & Lal Singh | Bhatapara | CHC
65 | OT | Suction Machine | 1 | Shiva | NA | NA | NA | 3000074464 | 2015-04-01 | 1 | 2016-04-01 | 0 | NA | Yes |  |  |  | Baloda Bazar | 17.07.2015 | Golu & Lal Singh | Bhatapara | CHC
66 | OT | Oxygen Concentration Machine | 1 | Aspen | NA | 28629 | NA | 3000074465 | 2015-03-01 | 1 | 2016-03-01 | 0 | NA | Yes |  |  |  | Baloda Bazar | 17.07.2015 | Golu & Lal Singh | Bhatapara | CHC
67 | OT | Auto Clave | 1 | Dexco | NA | NA | NA | 3000074466 | 2008-08-01 | 0 | NA | 0 | NA | No |  |  |  | Baloda Bazar | 17.07.2015 | Golu & Lal Singh | Bhatapara | CHC
68 | OT | Sterilizer (2KW) | 1 | Atlas | NA | NA | 09F8790 | 3000074467 | NA | 0 | NA | 0 | NA | Yes |  |  |  | Baloda Bazar | 17.07.2015 | Lal Singh/Golu | Bhatapara | CHC
69 | OT | Fumigator | 1 | NA | NA | NA | NA | 3000074468 | 2015-02-01 | 1 | 2016-02-01 | 0 | NA | No |  |  |  | Baloda Bazar | 17.07.2015 | Golu & Lal Singh | Bhatapara | CHC
70 | OT | Auto Clave Vertical | 1 | NA | NA | NA | NA | 3000074469 | 2008-08-01 | 0 | NA | 0 | NA | Yes |  |  |  | Baloda Bazar | 17.07.2015 | Golu & Lal Singh | Bhatapara | CHC
71 | OT | Auto Clave | 1 | Dexco | NA | NA | NA | 3000074470 | 2008-08-01 | 0 | NA | 0 | NA | Yes |  |  |  | Baloda Bazar | 17.07.2015 | Golu & Lal Singh | Bhatapara | CHC
72 | OT | Anaesthesia work station | 1 | Medi Line | NA | ESAB | NA | 3000074471 | 2009-03-01 | 0 | NA | 0 | NA | Yes |  |  |  | Baloda Bazar | 17.07.2015 | Golu & Lal Singh | Bhatapara | CHC
73 | OT | Ceiling OT Light Shadowless Single dome | 1 | NA | NA | NA | NA | 3000074472 | 2010-11-01 | 0 | NA | 0 | NA | Yes |  |  |  | Baloda Bazar | 17.07.2015 | Golu & Lal Singh | Bhatapara | CHC
74 | OT | Mobile OT Light Shadowless | 1 | NA | NA | NA | NA | 3000074473 | 2010-11-01 | 0 | NA | 0 | NA | Yes |  |  |  | Baloda Bazar | 17.07.2015 | Golu & Lal Singh | Bhatapara | CHC
75 | OT | OT Table (Hydrulic) | 1 | NA | NA | NA | NA | 3000074474 | 2010-12-01 | 0 | NA | 0 | NA | Yes |  |  |  | Baloda Bazar | 17.07.2015 | Golu & Lal Singh | Bhatapara | CHC
76 | OT | OT Table (Hydrulic) | 1 | Nerula | NA | 52-0500 | 520500/2009 | 3000074475 | 2015-07-01 | 0 | NA | 0 | NA | Yes |  |  |  | Baloda Bazar | 17.07.2015 | Golu & Lal Singh | Bhatapara | CHC
77 | OT | OT Table (Hydrulic) | 1 | NA | NA | NA | NA | 3000074476 | 2012-12-01 | 0 | NA | 0 | NA | Yes |  |  |  | Baloda Bazar | 17.07.2015 | Golu & Lal Singh | Bhatapara | CHC
78 | OT | Photo Therapy Unit | 1 | Phoenix | NA | IPX 3 | 1601 | 3000074477 | 2015-04-01 | 1 | NA | 0 | NA | Yes |  |  |  | Baloda Bazar | 17.07.2015 | Golu & Lal Singh | Bhatapara | CHC
79 | OT | Refrigarator | 1 | Godrej | NA | NA | NA | 3000074478 | 2010-04-01 | 0 | NA | 0 | NA | Yes |  |  |  | Baloda Bazar | 17.07.2015 | Golu & Lal Singh | Bhatapara | CHC
80 | OT | Refrigarator | 1 | Samsong | NA | Bifresh RT31M | 00084ZAX34/02zm | 3000074479 | 2008-03-01 | 0 | NA | 0 | NA | Yes |  |  |  | Baloda Bazar | 17.07.2015 | Golu & Lal Singh | Bhatapara | CHC
81 | Pathology Lab | VDRL SHAKER | 1 | NA | NA | NA | NA | 3000074480 | 2015-04-01 | 1 | 2016-04-01 | 0 | NA | Yes |  |  |  | Baloda Bazar | 17.07.2015 | Golu & Lal Singh | Bhatapara | CHC
82 | Pathology Lab | Centrifuge Machine (4 Tube) | 1 | NA | NA | NA | NA | 3000074481 | 2015-02-01 | 1 | 2016-02-01 | 0 | NA | Yes |  |  |  | Baloda Bazar | 17.07.2015 | Golu & Lal Singh | Bhatapara | CHC
83 | Pathology Lab | Incubator (Bacteriology) | 1 | NA | NA | NA | NA | 3000074482 | 2015-04-01 | 1 | 2016-04-01 | 0 | NA | Yes |  |  |  | Baloda Bazar | 17.07.2015 | Golu & Lal Singh | Bhatapara | CHC
84 | Pathology Lab | Syringe and Needle Distroyer | 1 | SaraTech | NA | S1R | NA | 3000074483 | NA | 0 | NA | 0 | NA | Yes |  |  |  | Baloda Bazar | 17.07.2015 | Lal Singh/Golu | Bhatapara | CHC
85 | Pathology Lab | Microscope (Binocular) | 1 | Olympus | NA | MLXB | 519762 | 3000074484 | 2010-04-01 | 0 | NA | 0 | NA | Yes |  |  |  | Baloda Bazar | 17.07.2015 | Golu & Lal Singh | Bhatapara | CHC
86 | Pathology Lab | Microscope (Binocular) | 1 | RADICAL | NA | RMH4B | 03E328 | 3000074485 | 2012-10-01 | 0 | NA | 0 | NA | Yes |  |  |  | Baloda Bazar | 17.07.2015 | Golu & Lal Singh | Bhatapara | CHC
87 | Pathology Lab | Eadlyzer Colorimeter | 1 | Bioter | NA | C01 | 2152 | 3000074486 | 2015-07-01 | 1 | NA | 0 | NA | Yes |  |  |  | Baloda Bazar | 17.07.2015 | Golu & Lal Singh | Bhatapara | CHC
88 | Pathology Lab | Refrigarator | 1 | Godrej | NA | GDE123BXTM | NA | 3000074487 | 2014-08-01 | 1 | 2015-08-01 | 0 | NA | Yes |  |  |  | Baloda Bazar | 17.07.2015 | Golu & Lal Singh | Bhatapara | CHC
89 | Pathology Lab | Refrigarator | 1 | VIDEOCON | NA |  | 12040726-0110202722 | 3000074488 | 2011-06-01 | 0 | NA | 0 | NA | Yes |  |  |  | Baloda Bazar | 17.07.2015 | Golu & Lal Singh | Bhatapara | CHC
90 | Blood Bank | Refrigarator | 1 | LG | NA | LG305VVGu | NA | 3000074489 | 2013-03-01 | 0 | NA | 0 | NA | Yes |  |  |  | Baloda Bazar | 17.07.2015 | Golu & Lal Singh | Bhatapara | CHC
91 | Blood Bank | Refrigarator | 1 | York | NA | 578 | 09BD408 | 3000074490 | 2015-04-01 | 1 | 2016-04-01 | 0 | NA | Yes |  |  |  | Baloda Bazar | 17.07.2015 | Golu & Lal Singh | Bhatapara | CHC
92 | Dental | Sterilizer | 1 | REXBO | NA |  | NA | 3000074492 | NA | 0 | NA | 0 | NA | Yes |  |  |  | Baloda Bazar | 17.07.2015 | Lal Singh/Golu | Bhatapara | CHC
93 | Dental | Dental Chair | 1 | Chesa | NA | Boyvz | NA | 3000074491 | 2015-05-01 | 1 | 2016-05-01 | 0 | NA | Yes |  |  |  | Baloda Bazar | 17.07.2015 | Golu & Lal Singh | Bhatapara | CHC
94 | Radiology | X-Ray (300MA)Analog | 1 | SIEMENS | NA | 5480 | 3742 | 3000074493 | 2012-02-01 | 0 | NA | 0 | NA | Yes |  |  |  | Baloda Bazar | 17.07.2015 | Golu & Lal Singh | Bhatapara | CHC
95 | Radiology | Carato meter | 1 | NA | NA | NA | NA | 3000074494 | 2005-05-01 | 0 | NA | 0 | NA | Yes |  |  |  | Baloda Bazar | 17.07.2015 | Golu & Lal Singh | Bhatapara | CHC
96 | Radiology | Anaesthesia work station | 1 | ME | NA | NA | NA | 3000074495 | 2009-03-01 | 0 | NA | 0 | NA | Yes |  |  |  | Baloda Bazar | 17.07.2015 | Golu & Lal Singh | Bhatapara | CHC
97 | Radiology | Microscope (Monocular) | 1 | HS | NA | NA | NA | 3000074496 | NA | 0 | NA | 0 | NA | Yes |  |  |  | Baloda Bazar | 17.07.2015 | Lal Singh/Golu | Bhatapara | CHC
98 | Radiology | Slit Lamp | 1 | NA | NA | H-Z | 5010029 -020519 | 3000074497 | 2010-05-01 | 0 | NA | 0 | NA | Yes |  |  |  | Baloda Bazar | 17.07.2015 | Golu & Lal Singh | Bhatapara | CHC
99 | Opthalmology Room | Slit Lamp | 1 | APPA SWAMY | NA | 307 | 431781-40066 | 3000074498 | 2010-05-01 | 0 | NA | 0 | NA | Yes |  |  |  | Baloda Bazar | 17.07.2015 | Golu & Lal Singh | Bhatapara | CHC
100 | Opthalmology Room | Perimeter | 1 | APPA SWAMY | NA | AP901 | 397 | 3000074499 | 2013-05-01 | 0 | NA | 0 | NA | Yes |  |  |  | Baloda Bazar | 17.07.2015 | Golu & Lal Singh | Bhatapara | CHC
101 | OT | OT Table (Hydrulic) | 1 | NA | NA | NA | NA | 3000074530 | NA | 0 | NA | 0 | NA | Yes |  |  |  | Baloda Bazar | 20.07.2015 | Golu | Simga | CHC
102 | OT | OT Table (Hydrulic) | 1 | NA | NA | NA | NA | 3000074531 | NA | 0 | NA | 0 | NA | Yes |  |  |  | Baloda Bazar | 20.07.2015 | Golu | Simga | CHC
103 | OT | OT Table (Hydrulic) | 1 | NA | NA | NA | NA | 3000074532 | 2015-03-01 | 1 | 2016-03-01 | 0 | NA | No |  |  |  | Baloda Bazar | 20.07.2015 | Er. Golu Dhakad | Simga | CHC
104 | OT | Mobile OT Light Shadowless | 1 | NA | NA | NA | NA | 3000074533 | NA | 0 | NA | 0 | NA | Yes |  |  |  | Baloda Bazar | 20.07.2015 | Golu | Simga | CHC
105 | OT | Air Sterilizer | 1 | QA | NA | Tropo | 2K430 | 3000074534 | NA | 0 | NA | 0 | NA | Yes |  |  |  | Baloda Bazar | 20.07.2015 | Golu | Simga | CHC
106 | OT | Auto Clave | 1 | NA | NA | NA | NA | 3000074535 | NA | 0 | NA | 0 | NA | No |  |  |  | Baloda Bazar | 20.07.2015 | Golu | Simga | CHC
107 | OT | Sterilizer (2KW) | 1 | Atlas | NA | NA | 09E8856 | 3000074536 | NA | 0 | NA | 0 | NA | No |  |  |  | Baloda Bazar | 20.07.2015 | Golu | Simga | CHC
108 | OT | Fumigator | 1 | NA | NA | NA | NA | 3000074537 | NA | 0 | NA | 0 | NA | No |  |  |  | Baloda Bazar | 20.07.2015 | Golu | Simga | CHC
109 | OT | Sterilizer | 1 | NA | NA | NA | NA | 3000074538 | NA | 0 | NA | 0 | NA | PACK |  |  |  | Baloda Bazar | 20.07.2015 | Golu | Simga | CHC
110 | OT | Syringe and Needle Distroyer | 1 | SaraTech | NA | S1R | NA | 3000074539 | 2014-04-01 | 0 | NA | 0 | NA | Yes |  |  |  | Baloda Bazar | 20.07.2015 | Er. Golu Dhakad | Simga | CHC
111 | OT | Mobile OT Light Shadowless | 1 | NA | NA | NA | NA | 3000074540 | NA | 0 | NA | 0 | NA | No |  |  |  | Baloda Bazar | 20.07.2015 | Golu | Simga | CHC
112 | OT | Mobile OT Light Shadowless | 1 | NA | NA | NA | NA | 3000074541 | NA | 0 | NA | 0 | NA | No |  |  |  | Baloda Bazar | 20.07.2015 | Golu | Simga | CHC
113 | OT | Mobile OT Light Shadowless | 1 | NA | NA | NA | NA | 3000074542 | NA | 0 | NA | 0 | NA | No |  |  |  | Baloda Bazar | 20.07.2015 | Golu | Simga | CHC
114 | Pathology Lab | Microscope (Binocular) | 1 | NA | NA | NA | NA | 3000074543 | 2012-04-01 | 0 | NA | 0 | NA | Yes |  |  |  | Baloda Bazar | 20.07.2015 | Er. Golu Dhakad | Simga | CHC
115 | Radiology | X-Ray (300MA) | 1 | MEDITRONICS | NA | Dignox300 | 5Fo61 | 3000074548 | 2010-08-01 | 0 | NA | 0 | NA | No |  |  |  | Baloda Bazar | 20.07.2015 | Er. Golu Dhakad | Simga | CHC
116 | Pathology Lab | Centrifuge Machine | 1 | NA | NA | NA | NA | 3000074544 | 2012-04-01 | 0 | NA | 0 | NA | Yes |  |  |  | Baloda Bazar | 20.07.2015 | Er. Golu Dhakad | Simga | CHC
117 | Pathology Lab | Sterilizer | 1 | NA | NA | NA | NA | 3000074545 | 2010-05-01 | 0 | NA | 0 | NA | Yes |  |  |  | Baloda Bazar | 20.07.2015 | Er. Golu Dhakad | Simga | CHC
118 | Pathology Lab | VDRL SHAKER | 1 | NA | NA | NA | NA | 3000074546 | 2012-04-01 | 0 | NA | 0 | NA | Yes |  |  |  | Baloda Bazar | 20.07.2015 | Er. Golu Dhakad | Simga | CHC
119 | Pathology Lab | Incubator (Bacteriology) | 1 | NA | NA | NA | NA | 3000074547 | 2012-04-01 | 0 | NA | 0 | NA | Yes |  |  |  | Baloda Bazar | 20.07.2015 | Er. Golu Dhakad | Simga | CHC
120 | Pathology Lab | Glucometer | 1 | NA | NA | NA | GC12519278 | 3000074549 | 2013-03-01 | 0 | NA | 0 | NA | Yes |  |  |  | Baloda Bazar | 20.07.2015 | Er. Golu Dhakad | Simga | CHC
121 | Labour Room | Microscope (Binocular) | 1 | Bioxl | NA | NA | 2001206 | 3000074550 | 2013-04-01 | 0 | NA | 0 | NA | No |  |  |  | Baloda Bazar | 20.07.2015 | Er. Golu Dhakad | Simga | CHC
122 | Labour Room | Sterilizer | 1 | REXCO | NA | NA | NA | 3000074551 | NA | 0 | NA | 0 | NA | Yes |  |  |  | Baloda Bazar | 20.07.2015 | Golu | Simga | CHC
123 | Labour Room | Suction Machine | 1 | Shiva | NA | NA | NA | 3000074552 | 2012-06-01 | 0 | NA | 0 | NA | Yes |  |  |  | Baloda Bazar | 20.07.2015 | Er. Golu Dhakad | Simga | CHC
124 | Labour Room | Radiant Heat Warmer | 1 | Galtron | NA | NA | 14L1205 | 3000074553 | 2012-04-01 | 0 | NA | 0 | NA | Yes |  |  |  | Baloda Bazar | 20.07.2015 | Er. Golu Dhakad | Simga | CHC
125 | Labour Room | Oxygen Concentration Machine | 1 | Philips | NA | NA | NA | 3000074554 | 2012-04-01 | 0 | NA | 0 | NA | Yes |  |  |  | Baloda Bazar | 20.07.2015 | Er. Golu Dhakad | Simga | CHC
126 | Opthalmology Room | Dental Chair | 1 | Chesa | NA | Boyvz | NA | 3000074555 | 2015-02-01 | 1 | 2016-02-01 | 0 | NA | Yes |  |  |  | Baloda Bazar | 20.07.2015 | Er. Golu Dhakad | Simga | CHC
127 | Opthalmology Room | Sterilizer | 1 | NA | NA | NA | NA | 3000074556 | NA | 0 | NA | 0 | NA | Yes |  |  |  | Baloda Bazar | 20.07.2015 | Golu | Simga | CHC
128 | Pathology Lab | Syringe and Needle Distroyer | 1 | SaraTech | NA | S1R | NA | 3000074319 | 2004-06-01 | 0 | NA | 0 | NA | Yes |  |  |  | Baloda Bazar | 15.07.2015 | Er. Golu Dhakad | Bilaigarh | CHC
129 | Pathology Lab | Photo Colorimeter | 1 | Labtronics | NA | LT 112 | 201302084 | 3000074320 | 2014-08-01 | 0 | 2015-08-01 | 0 | NA | Yes |  |  |  | Baloda Bazar | 15.07.2015 | Er. Golu Dhakad | Bilaigarh | CHC
130 | Pathology Lab | Centrifuge Machine (4 Tube) | 1 | Local Make | NA | NA | NA | 3000074321 | NA | 0 | NA | 0 | NA | Yes |  |  |  | Baloda Bazar | 15.07.2015 | Golu | Bilaigarh | CHC
131 | Pathology Lab | Incubator (Bacteriology) | 1 | Local Make | NA | NA | NA | 3000074322 | 2015-06-01 | 1 | 2016-06-01 | 0 | NA | Yes |  |  |  | Baloda Bazar | 15.07.2015 | Er. Golu Dhakad | Bilaigarh | CHC
132 | Pathology Lab | Microscope (Binocular) | 1 | Olympus | NA | NA | 519702 | 3000074323 | 2010-10-01 | 0 | NA | 0 | NA | Yes |  |  |  | Baloda Bazar | 15.07.2015 | Er. Golu Dhakad | Bilaigarh | CHC
133 | Pathology Lab | Glucometer | 1 | ACCUCHEK | NA | PER Forma | 553083-70201 | 3000074324 | NA | 0 | NA | 0 | NA | Yes |  |  |  | Baloda Bazar | 15.07.2015 | Golu | Bilaigarh | CHC
134 | Pathology Lab | Refrigarator | 1 | LG | NA | 195 RL4 | 14416 | 3000074325 | 2014-12-01 | 0 | NA | 0 | NA | Yes |  |  |  | Baloda Bazar | 15.07.2015 | Er. Golu Dhakad | Bilaigarh | CHC
135 | Pathology Lab | VDRL SHAKER | 1 | Local Make | NA | NA | NA | 3000074326 | NA | 0 | NA | 0 | NA | No |  |  |  | Baloda Bazar | 15.07.2015 | Golu | Bilaigarh | CHC
136 | Pathology Lab | Digital Colorimeter | 1 | Simtronics | NA | NA | NA | 3000074327 | NA | 0 | NA | 0 | NA | No |  |  |  | Baloda Bazar | 15.07.2015 | Golu | Bilaigarh | CHC
137 | Pathology Lab | VDRL SHAKER | 1 | NA | NA | NA | NA | 3000074328 | NA | 0 | NA | 0 | NA | No |  |  |  | Baloda Bazar | 15.07.2015 | Golu | Bilaigarh | CHC
138 | Pathology Lab | Digital Colorimeter | 1 | Simtronics | NA | NA | NA | 3000074329 | NA | 0 | NA | 0 | NA | No |  |  |  | Baloda Bazar | 15.07.2015 | Golu | Bilaigarh | CHC
139 | Pathology Lab | Electrophorosics | 1 | Systronics | NA | 610 | 1518 | 3000074330 | NA | 0 | NA | 0 | NA | No |  |  |  | Baloda Bazar | 15.07.2015 | Golu | Bilaigarh | CHC
140 | IPD | Oxygen Concentration Machine | 1 | Philips | NA | K3B | A03304H20039 | 3000074331 | 2015-03-01 | 1 | 2016-03-01 | 0 | NA | Yes |  |  |  | Baloda Bazar | 15.07.2015 | Er. Golu Dhakad | Bilaigarh | CHC
141 | IPD | Suction Machine | 1 | Shiva | NA | NA | NA | 3000074332 | 2013-06-01 | 0 | NA | 0 | NA | Yes |  |  |  | Baloda Bazar | 15.07.2015 | Er. Golu Dhakad | Bilaigarh | CHC
142 | IPD | Blood Pressure Monitor(Mercury) | 1 | Saitlife | NA | NA | NA | 3000074333 | NA | 0 | NA | 0 | NA | Yes |  |  |  | Baloda Bazar | 15.07.2015 | Golu | Bilaigarh | CHC
143 | IPD | Pulse Oximeter | 1 | Electrolic | NA | MD300C29 | NA | 3000074334 | 2015-03-01 | 1 | 2016-03-01 | 0 | NA | Yes |  |  |  | Baloda Bazar | 15.07.2015 | Er. Golu Dhakad | Bilaigarh | CHC
144 | IPD | Nebulizer | 1 | BIO Plus | NA | APG | 171212 | 3000074335 | 2015-01-01 | 1 | 2016-01-01 | 0 | NA | Yes |  |  |  | Baloda Bazar | 15.07.2015 | Er. Golu Dhakad | Bilaigarh | CHC
145 | OT | OT Table (Hydrulic) | 1 | NA | NA | NA | NA | 3000074336 | NA | 0 | NA | 0 | NA | Yes |  |  |  | Baloda Bazar | 15.07.2015 | Golu | Bilaigarh | CHC
146 | OT | OT Table (Hydrulic) | 1 | NA | NA | NA | NA | 3000074337 | NA | 0 | NA | 0 | NA | No |  |  |  | Baloda Bazar | 15.07.2015 | Golu | Bilaigarh | CHC
147 | OT | OT Table (Hydrulic) | 1 | NA | NA | NA | 2K430023 | 3000074338 | 2014-01-01 | 0 | NA | 0 | NA | Yes |  |  |  | Baloda Bazar | 15.07.2015 | Er. Golu Dhakad | Bilaigarh | CHC
148 | OT | Air Sterilizer | 1 | QA | NA | Tropo | NA | 3000074339 | 2013-06-01 | 0 | NA | 0 | NA | Yes |  |  |  | Baloda Bazar | 15.07.2015 | Er. Golu Dhakad | Bilaigarh | CHC
149 | OT | Fumigator | 1 | NA | NA | NA | NA | 3000074340 | NA | 0 | NA | 0 | NA | Yes |  |  |  | Baloda Bazar | 15.07.2015 | Golu | Bilaigarh | CHC
150 | OT | Mobile OT Light Shadowless | 1 | NA | NA | NA | NA | 3000074341 | NA | 0 | NA | 0 | NA | Yes |  |  |  | Baloda Bazar | 15.07.2015 | Golu | Bilaigarh | CHC
151 | OT | Mobile OT Light Shadowless | 1 | NA | NA | NA | NA | 3000074342 | NA | 0 | NA | 0 | NA | Yes |  |  |  | Baloda Bazar | 15.07.2015 | Golu | Bilaigarh | CHC
152 | OT | Mobile OT Light Shadowless | 1 | NA | NA | NA | NA | 3000074343 | NA | 0 | NA | 0 | NA | Yes |  |  |  | Baloda Bazar | 15.07.2015 | Golu | Bilaigarh | CHC
153 | OT | Mobile OT Light Shadowless | 1 | NA | NA | NA | NA | 3000074344 | NA | 0 | NA | 0 | NA | No |  |  |  | Baloda Bazar | 15.07.2015 | Golu | Bilaigarh | CHC
154 | OT | Mobile OT Light Shadowless | 1 | NA | NA | NA | NA | 3000074345 | NA | 0 | NA | 0 | NA | No |  |  |  | Baloda Bazar | 15.07.2015 | Golu | Bilaigarh | CHC
155 | OT | Mobile OT Light Shadowless | 1 | NA | NA | NA | 405NRGF231263 | 3000074347 | NA | 0 | NA | 0 | NA | No |  |  |  | Baloda Bazar | 15.07.2015 | Golu | Bilaigarh | CHC
156 | Store Room | Auto Clave | 1 | NA | NA | NA | NA | No Bar Code | NA | 1 | NA | 0 | NA | Yes |  |  |  | Baloda Bazar | 15.07.2015 | Golu | Bilaigarh | CHC
157 | Store Room | Refrigarator | 1 | LG | NA | NA | NA | No Bar Code | NA | 0 | NA | 0 | NA | PACK |  |  |  | Baloda Bazar | 15.07.2015 | Golu | Bilaigarh | CHC
158 | Store Room | Photo Therapy Unit | 1 | Local Make | NA | NA | NA | No Bar Code | NA | 0 | NA | 0 | NA | PACK |  |  |  | Baloda Bazar | 15.07.2015 | Golu | Bilaigarh | CHC
159 | Pathology Lab | Microscope (Monocular) | 1 | NA | NA | NA | NA | 3000074346 | 2014-10-01 | 1 | 2016-10-01 | 0 | NA | Yes |  |  |  | Baloda Bazar | 15.07.2015 | Er. Golu Dhakad | Bilaigarh | CHC
160 | Labour Room | Syringe and Needle Distroyer | 1 | SaraTech | NA | S1R | NA | 3000074348 | 2015-01-01 | 1 | 2016-01-01 | 0 | NA | Yes |  |  |  | Baloda Bazar | 15.07.2015 | Er. Golu Dhakad | Bilaigarh | CHC
161 | Labour Room | Weight Machine (Digital) | 1 | Essae | NA | BS 250 | 25014131815 | 3000074349 | 2015-01-01 | 1 | 2016-01-01 | 0 | NA | Yes |  |  |  | Baloda Bazar | 15.07.2015 | Er. Golu Dhakad | Bilaigarh | CHC
162 | Labour Room | Radiant Heat Warmer | 1 | Infancy Care | NA | Open Care Warmer | NA | 3000074350 | 2015-01-01 | 1 | 2016-01-01 | 0 | NA | Yes |  |  |  | Baloda Bazar | 15.07.2015 | Er. Golu Dhakad | Bilaigarh | CHC
163 | Labour Room | Blood Pressure Monitor(Mercury) | 1 | Saitlife | NA | NA | NA | 3000074351 | 2015-01-01 | 1 | 2016-01-01 | 0 | NA | Yes |  |  |  | Baloda Bazar | 15.07.2015 | Er. Golu Dhakad | Bilaigarh | CHC
164 | Labour Room | Sterilizer | 1 | NA | NA | NA | NA | 3000074352 | 2015-01-01 | 1 | 2016-01-01 | 0 | NA | Yes |  |  |  | Baloda Bazar | 15.07.2015 | Er. Golu Dhakad | Bilaigarh | CHC
165 | OPD | Syringe and Needle Distroyer | 1 | SaraTech | NA | S1R | NA | 3000074353 | 2015-01-01 | 1 | 2016-01-01 | 0 | NA | Yes |  |  |  | Baloda Bazar | 15.07.2015 | Er. Golu Dhakad | Bilaigarh | CHC
166 | OPD | Sterilizer (2KW) | 1 | Atlas | NA | NA | 09F95600 | 3000074354 | 2015-01-01 | 1 | 2016-01-01 | 0 | NA | Yes |  |  |  | Baloda Bazar | 15.07.2015 | Er. Golu Dhakad | Bilaigarh | CHC
167 | OPD | Blood Pressure Monitor(Mercury) | 1 | Saitlife | NA | NA | NA | 3000074355 | 2015-01-01 | 1 | 2016-01-01 | 0 | NA | Yes |  |  |  | Baloda Bazar | 15.07.2015 | Er. Golu Dhakad | Bilaigarh | CHC
168 | OpD | Foetal Heart Monitor (dopler) | 1 | Euro Care | NA | 1 | NA | 3000074356 | 2015-01-01 | 1 | 2016-01-01 | 0 | NA | Yes |  |  |  | Baloda Bazar | 15.07.2015 | Er. Golu Dhakad | Bilaigarh | CHC
169 | Store Room | Pulse Oximeter | 1 | NA | NA | YK80A | NA | 3000074357 | NA | 1 | 2016-01-01 | 0 | NA | PACK |  |  |  | Baloda Bazar | 15.07.2015 | Golu | Bilaigarh | CHC
170 | Store Room | Blood Pressure Monitor(Mercury) | 1 | Saitlife | NA | NA | NA | 3000074358 | 2015-01-01 | 1 | 2016-01-01 | 0 | NA | No |  |  |  | Baloda Bazar | 15.07.2015 | Er. Golu Dhakad | Bilaigarh | CHC
171 | Store Room | Blood Pressure Monitor(Mercury) | 1 | MCP | NA | NA | CM/L8677709 | 3000074359 | 2015-01-01 | 1 | 2016-01-01 | 0 | NA | No |  |  |  | Baloda Bazar | 15.07.2015 | Er. Golu Dhakad | Bilaigarh | CHC
172 | Store Room | Nebulizer | 1 | Raxneb | NA | RN07 | NA | 3000074360 | NA | 1 | 2016-01-01 | 0 | NA | PACK |  |  |  | Baloda Bazar | 15.07.2015 | Golu | Bilaigarh | CHC
173 | Store Room | Nebulizer | 1 | Raxneb | NA | RN07 | NA | 3000074361 | NA | 1 | 2016-01-01 | 0 | NA | PACK |  |  |  | Baloda Bazar | 15.07.2015 | Golu | Bilaigarh | CHC
174 | Store Room | Foetal Heart Monitor (dopler) | 1 | Euro Care | NA | 1 | NA | 3000074362 | NA | 1 | 2016-01-01 | 0 | NA | PACK |  |  |  | Baloda Bazar | 15.07.2015 | Golu | Bilaigarh | CHC
175 | Store Room | Radiant Heat Warmer | 1 | NA | NA | Inan | NA | 3000074260 | NA | 0 | NA | 0 | NA | Yes |  |  |  | Baloda Bazar | 13.07.2015 | Golu & Lal Singh | Kasdol | CHC
176 | Store Room | Radiant Heat Warmer | 1 | NA | NA | NA | NA | 3000074286 | NA | 0 | NA | 0 | NA | PACK |  |  |  | Baloda Bazar | 13.07.2015 | Golu & Lal Singh | Kasdol | CHC
177 | Store Room | Sterilizer | 1 | NA | NA | NA | 919178 | 3000074262 | NA | 0 | NA | 0 | NA | Yes |  |  |  | Baloda Bazar | 13.07.2015 | Golu & Lal Singh | Kasdol | CHC
178 | Store Room | Suction Machine | 1 | Shiva | NA | NA | NA | 3000074261 | NA | 0 | NA | 0 | NA | Yes |  |  |  | Baloda Bazar | 13.07.2015 | Golu & Lal Singh | Kasdol | CHC
179 | Store Room | Mobile OT Light Shadowless | 1 | NA | NA | NA | NA | 3000074263 | NA | 0 | NA | 0 | NA | No |  |  |  | Baloda Bazar | 13.07.2015 | Golu & Lal Singh | Kasdol | CHC
180 | Store Room | Suction Machine | 1 | Shiva | NA | NA | NA | 3000074302 | NA | 0 | NA | 0 | NA | No |  |  |  | Baloda Bazar | 13.07.2015 | Golu & Lal Singh | Kasdol | CHC
181 | Store Room | Suction Machine | 1 | Shiva | NA | NA | NA | 3000074303 | NA | 0 | NA | 0 | NA | No |  |  |  | Baloda Bazar | 13.07.2015 | Golu & Lal Singh | Kasdol | CHC
182 | Store Room | Suction Machine(Foot Operated) | 1 | NA | NA | NA | NA | 3000074304 | NA | 0 | NA | 0 | NA | No |  |  |  | Baloda Bazar | 13.07.2015 | Golu & Lal Singh | Kasdol | CHC
183 | Store Room | Suction Machine(Foot Operated) | 1 | NA | NA | NA | NA | 3000074305 | NA | 0 | NA | 0 | NA | No |  |  |  | Baloda Bazar | 13.07.2015 | Golu & Lal Singh | Kasdol | CHC
184 | Store Room | Suction Machine(Foot Operated) | 1 | NA | NA | NA | NA | 3000074306 | NA | 0 | NA | 0 | NA | No |  |  |  | Baloda Bazar | 13.07.2015 | Golu & Lal Singh | Kasdol | CHC
185 | Store Room | Suction Machine(Foot Operated) | 1 | NA | NA | NA | NA | 3000074307 | NA | 0 | NA | 0 | NA | No |  |  |  | Baloda Bazar | 13.07.2015 | Golu & Lal Singh | Kasdol | CHC
186 | Store Room | Auto Clave | 1 | NA | NA | NA | NA | 3000074308 | NA | 0 | NA | 0 | NA | No |  |  |  | Baloda Bazar | 13.07.2015 | Golu & Lal Singh | Kasdol | CHC
187 | Store Room | Suction Machine | 1 | Shiva | NA | NA | NA | 3000074309 | NA | 0 | NA | 0 | NA | No |  |  |  | Baloda Bazar | 13.07.2015 | Golu & Lal Singh | Kasdol | CHC
188 | Store Room | Suction Machine | 1 | Shiva | NA | NA | NA | 3000074310 | NA | 0 | NA | 0 | NA | No |  |  |  | Baloda Bazar | 13.07.2015 | Golu & Lal Singh | Kasdol | CHC
189 | Store Room | Suction Machine | 1 | Shiva | NA | NA | NA | 3000074311 | NA | 0 | NA | 0 | NA | No |  |  |  | Baloda Bazar | 13.07.2015 | Golu & Lal Singh | Kasdol | CHC
190 | Store Room | Suction Machine | 1 | Shiva | NA | NA | NA | 3000074312 | NA | 0 | NA | 0 | NA | Pack |  |  |  | Baloda Bazar | 13.07.2015 | Golu & Lal Singh | Kasdol | CHC
191 | Store Room | Suction Machine | 1 | Shiva | NA | NA | NA | 3000074313 | NA | 0 | NA | 0 | NA | Pack |  |  |  | Baloda Bazar | 13.07.2015 | Golu & Lal Singh | Kasdol | CHC
192 | Store Room | Suction Machine | 1 | Shiva | NA | NA | NA | 3000074314 | NA | 0 | NA | 0 | NA | Pack |  |  |  | Baloda Bazar | 13.07.2015 | Golu & Lal Singh | Kasdol | CHC
193 | Store Room | Suction Machine(Foot Operated) | 1 | NA | NA | NA | NA | 3000074300 | 2015-03-01 | 0 | 2016-03-01 | 0 | NA | No |  |  |  | Baloda Bazar | 13.07.2015 | Golu & Lal Singh | Kasdol | CHC
194 | Radiology | X-Ray | 1 | Allengers | NA | MARS30kb | 2K141130085-Bx-HF | 3000074285 | 2015-04-01 | 0 | 2018-04-01 | 0 | NA | No |  |  |  | Baloda Bazar | 13.07.2015 | Golu & Lal Singh | Kasdol | CHC
195 | Store Room | Blood Pressure Monitor (Digital) | 1 | Perfecxa | NA | NA | NA | 3000074245 | 2015-03-01 | 0 | 2016-03-01 | 0 | NA | No |  |  |  | Baloda Bazar | 13.07.2015 | Golu & Lal Singh | Kasdol | CHC
196 | Store Room | Weight Machine (Digital) | 1 | Essae | NA | BS 250 Bab | 600006036 | 3000074288 | 2014-03-01 | 1 | 2017-03-01 | 0 | NA | Yes |  |  |  | Baloda Bazar | 13.07.2015 | Golu & Lal Singh | Kasdol | CHC
197 | Store Room | Blood Pressure Monitor(Mercury) | 1 | Saitlife | NA | NA | NA | 3000074784 | 2015-03-01 | 1 | 2016-03-01 | 0 | NA | No |  |  |  | Baloda Bazar | 13.07.2015 | Golu & Lal Singh | Kasdol | CHC
198 | Store Room | Sterilizer | 1 | Rexco | NA | NA | NA | 3000074287 | NA | 0 | NA | 0 | NA | PACK |  |  |  | Baloda Bazar | 13.07.2015 | Golu & Lal Singh | Kasdol | CHC
199 | Store Room | Sterilizer | 1 | Rexco | NA | NA | NA | 3000074289 | NA | 0 | NA | 0 | NA | No |  |  |  | Baloda Bazar | 13.07.2015 | Golu & Lal Singh | Kasdol | CHC
200 | Store Room | Foetal Heart Monitor (dopler) | 1 | Euro Care | NA | NA | NA | 3000074290 | NA | 0 | NA | 0 | NA | PACK |  |  |  | Baloda Bazar | 13.07.2015 | Golu & Lal Singh | Kasdol | CHC
201 | Store Room | Sterilizer | 1 | REXCO | NA | NA | NA | 3000074291 | NA | 0 | NA | 0 | NA | yes |  |  |  | Baloda Bazar | 13.07.2015 | Golu & Lal Singh | Kasdol | CHC
202 | OT | Oxygen Concentration Machine | 1 | Philips | NA | K3B | A03304H20015 | 3000074266 | 2015-03-01 | 1 | 2016-03-01 | 0 | NA | Yes |  |  |  | Baloda Bazar | 13.07.2015 | Golu & Lal Singh | Kasdol | CHC
203 | OT | Anaesthesia work station | 1 | Prime | NA | NA | M009E004901 | 3000074267 | 2013-01-01 | 0 | NA | 0 | NA | Yes |  |  |  | Baloda Bazar | 13.07.2015 | Golu & Lal Singh | Kasdol | CHC
204 | OT | Mobile OT Light Shadowless | 1 | NA | NA | NA | NA | 3000074268 | NA | 0 | NA | 0 | NA | Yes |  |  |  | Baloda Bazar | 13.07.2015 | Golu & Lal Singh | Kasdol | CHC
205 | OT | OT Table (Hydrulic) | 1 | Local Make | NA | NA | NA | 3000074269 | 2015-05-01 | 1 | 2016-05-01 | 0 | NA | No |  |  |  | Baloda Bazar | 13.07.2015 | Golu & Lal Singh | Kasdol | CHC
206 | OT | OT Table (Hydrulic) | 1 | NA | NA | NA | NA | 3000074270 | NA | 0 | NA | 0 | NA | No |  |  |  | Baloda Bazar | 13.07.2015 | Golu & Lal Singh | Kasdol | CHC
207 | OT | Auto Clave Vertical | 1 | SNR | NA | NA | NA | 3000074278 | NA | 0 | NA | 0 | NA | Yes |  |  |  | Baloda Bazar | 13.07.2015 | Golu & Lal Singh | Kasdol | CHC
208 | OT | Auto Clave Vertical | 1 | NA | NA | NA | NA | 3000074277 | NA | 0 | NA | 0 | NA | No |  |  |  | Baloda Bazar | 13.07.2015 | Golu & Lal Singh | Kasdol | CHC
209 | OT | Auto Clave Vertical | 1 | NA | NA | NA | NA | 3000074276 | NA | 0 | NA | 0 | NA | No |  |  |  | Baloda Bazar | 13.07.2015 | Golu & Lal Singh | Kasdol | CHC
210 | OT | Auto Clave Vertical | 1 | NA | NA | NA | NA | 3000074275 | NA | 0 | NA | 0 | NA | No |  |  |  | Baloda Bazar | 13.07.2015 | Golu & Lal Singh | Kasdol | CHC
211 | OT | Row Meter | 1 | NA | NA | NA | NA | 3000074274 | NA | 0 | NA | 0 | NA | Yes |  |  |  | Baloda Bazar | 13.07.2015 | Golu & Lal Singh | Kasdol | CHC
212 | OT | Mobile OT Light Shadowless | 1 | NA | NA | NA | NA | 3000074265 | NA | 0 | NA | 0 | NA | PACK |  |  |  | Baloda Bazar | 13.07.2015 | Golu & Lal Singh | Kasdol | CHC
213 | Pathology Lab | Syringe and Needle Distroyer | 1 | SaraTech | NA | S1R | NA | 3000074255 | NA | 0 | NA | 0 | NA | Yes |  |  |  | Baloda Bazar | 13.07.2015 | Golu & Lal Singh | Kasdol | CHC
214 | Blood Bank Store | Blood Bank Refrigeretor | 1 | Meditech | NA | MppF01 | M-786525328 | 3000074279 | 2014-08-01 | 1 | 2017-08-01 | 0 | NA | yes |  |  |  | Baloda Bazar | 13.07.2015 | Golu & Lal Singh | Kasdol | CHC
215 | Blood Bank Store | Refrigerator (160 L) | 1 | Haier | NA | HRD1905 | BS0921E8000Pipcu | 3000074280 | 2015-04-01 | 0 | NA | 0 | NA | yes |  |  |  | Baloda Bazar | 13.07.2015 | Golu & Lal Singh | Kasdol | CHC
216 | Blood Bank Store | Centrifuge Machine (8 Tube) | 1 | REMI | NA | R-8C | 0042DHLC-6563 | 3000074281 | 2014-04-01 | 1 | 2017-04-01 | 0 | NA | yes |  |  |  | Baloda Bazar | 13.07.2015 | Golu & Lal Singh | Kasdol | CHC
217 | Store Room | Sterilizer (2KW) | 1 | Atlas | NA | NA | 09E8970 | 3000074787 | NA | 0 | NA | 0 | NA | yes |  |  |  | Baloda Bazar | 13.07.2015 | Golu & Lal Singh | Kasdol | CHC
218 | Store Room | Centrifuge Machine | 1 | Local Make | NA | NA | NA | 3000074786 | NA | 0 | NA | 0 | NA | No |  |  |  | Baloda Bazar | 13.07.2015 | Golu & Lal Singh | Kasdol | CHC
219 | Store Room | Photo Electrolic | 1 | Aimil | NA | 5 | 5078 | 3000074785 | NA | 0 | NA | 0 | NA | No |  |  |  | Baloda Bazar | 13.07.2015 | Golu & Lal Singh | Kasdol | CHC
220 | Pathology Lab | Glucometer | 1 | SD BIOSEN | NA | OlGM11 | M03F10AA5797 | 3000074254 | 2014-12-01 | 0 | NA | 0 | NA | Yes |  |  |  | Baloda Bazar | 13.07.2015 | Golu & Lal Singh | Kasdol | CHC
221 | HIV Room | Refrigerator (230 L) | 1 | Godrej | NA | GDE23BXEM | 1410271463 | 3000074256 | 2015-03-01 | 1 | 2016-03-01 | 0 | NA | Yes |  |  |  | Baloda Bazar | 13.07.2015 | Golu & Lal Singh | Kasdol | CHC
222 | Doctor Room | Blood Pressure Monitor (Calibration) | 1 | DIAMond | NA | Deluxe | CM/L3806160 | 3000074246 | 2015-01-01 | 0 | NA | 0 | NA | No |  |  |  | Baloda Bazar | 13.07.2015 | Golu & Lal Singh | Kasdol | CHC
223 | Pathology Lab | Slit Lamp | 1 | MSOC | NA | NT-110 | 0100290020-591 | 3000074252 | 2014-04-01 | 0 | NA | 0 | NA | Yes |  |  |  | Baloda Bazar | 13.07.2015 | Golu & Lal Singh | Kasdol | CHC
224 | Blood Bank | Microscope (Binocular) | 1 | WFSWOX | NA | HL-55/66 | 63703 | 3000074253 | 2014-04-01 | 0 | NA | 0 | NA | Yes |  |  |  | Baloda Bazar | 13.07.2015 | Golu & Lal Singh | Kasdol | CHC
225 | Pathology Lab | Microscope (Binocular) | 1 | 0lympus | NA | MLXB | 519537 | 3000074251 | NA | 1 | 2017-04-01 | 0 | NA | Yes |  |  |  | Baloda Bazar | 13.07.2015 | Golu & Lal Singh | Kasdol | CHC
226 | Pathology Lab | VDRL SHAKER | 1 | REMI | NA | RS-12 | Mwom97 | 3000074250 | NA | 0 | NA | 0 | NA | Yes |  |  |  | Baloda Bazar | 13.07.2015 | Golu & Lal Singh | Kasdol | CHC
227 | Pathology Lab | Photo Colorimeter | 1 | Labtronics | NA | LT 112 | 201308062 | 3000074249 | NA | 0 | NA | 0 | NA | Yes |  |  |  | Baloda Bazar | 13.07.2015 | Golu & Lal Singh | Kasdol | CHC
228 | Pathology Lab | Incubator (Bacteriology) | 1 | Local Make | NA | NA | NA | 3000074247 | NA | 0 | NA | 0 | NA | Yes |  |  |  | Baloda Bazar | 13.07.2015 | Golu & Lal Singh | Kasdol | CHC
229 | Pathology Lab | Centrifuge Machine (4 Tube) | 1 | Local Make | NA | NA | NA | 3000074248 | NA | 0 | NA | 0 | NA | Yes |  |  |  | Baloda Bazar | 13.07.2015 | Golu & Lal Singh | Kasdol | CHC
230 | Pathology Lab | Microscope (Binocular) | 1 | 0lympus | NA | MLXB | 518618 | 3000074788 | 2009-05-01 | 0 | NA | 0 | NA | No |  |  |  | Baloda Bazar | 13.07.2015 | Golu & Lal Singh | Kasdol | CHC
231 | IPD | Sterilizer (2KW) | 1 | Atlas | NA | 250V AC | 09E8799 | 3000074257 | NA | 0 | NA | 0 | NA | Yes |  |  |  | Baloda Bazar | 13.07.2015 | Golu & Lal Singh | Kasdol | CHC
232 | IPD | Syringe and Needle Distroyer | 1 | SaraTech | NA | S1R | 3116 | 3000074258 | NA | 0 | NA | 0 | NA | Yes |  |  |  | Baloda Bazar | 13.07.2015 | Golu & Lal Singh | Kasdol | CHC
233 | IPD | Oxygen Concentration Machine | 1 | Inva Care | NA | NA | NA | 3000074265 | NA | 0 | NA | 0 | NA | Yes |  |  |  | Baloda Bazar | 13.07.2015 | Golu & Lal Singh | Kasdol | CHC
234 | IPD | Suction Machine | 1 | Shiva | NA | NA | NA | 3000074264 | 2015-01-01 | 1 | 2016-01-01 | 0 | NA | Yes |  |  |  | Baloda Bazar | 13.07.2015 | Golu & Lal Singh | Kasdol | CHC
235 | IPD | Sterilizer | 1 | Shiva | NA | Local | NA | 3000074273 | 2015-06-01 | 1 | 2016-01-01 | 0 | NA | Yes |  |  |  | Baloda Bazar | 13.07.2015 | Golu & Lal Singh | Kasdol | CHC
236 | OT | Ceiling OT Light Shadowless Single dome | 1 | Local Make | NA | NA | NA | 3000074790 | NA | 0 | NA | 0 | NA | Yes |  |  |  | Baloda Bazar | 13.07.2015 | Golu & Lal Singh | Kasdol | CHC
237 | OT | OT Table (Hydrulic) | 1 | Local Make | NA | NA | NA | 3000074789 | NA | 0 | NA | 0 | NA | Yes |  |  |  | Baloda Bazar | 13.07.2015 | Golu & Lal Singh | Kasdol | CHC
238 | OT | Suction Machine | 1 | Meditech | NA | NA | NA | 3000074272 | NA | 0 | NA | 0 | NA | Yes |  |  |  | Baloda Bazar | 13.07.2015 | Golu & Lal Singh | Kasdol | CHC
239 | Store Room | Air Sterilizer | 1 | NA | NA | NA | NA | 3000074293 | NA | 0 | NA | 0 | NA | No |  |  |  | Baloda Bazar | 13.07.2015 | Golu & Lal Singh | Kasdol | CHC
240 | Store Room | Air Sterilizer | 1 | NA | NA | NA | NA | 3000074294 | NA | 0 | NA | 0 | NA | No |  |  |  | Baloda Bazar | 13.07.2015 | Golu & Lal Singh | Kasdol | CHC
241 | Store Room | Mobile OT Light Shadowless | 1 | NA | NA | NA | NA | 3000074295 | NA | 1 | 2015-12-01 | 0 | NA | PACK |  |  |  | Baloda Bazar | 13.07.2015 | Golu & Lal Singh | Kasdol | CHC
242 | Store Room | Mobile OT Light Shadowless | 1 | NA | NA | NA | NA | 3000074296 | NA | 1 | 2015-12-01 | 0 | NA | PACK |  |  |  | Baloda Bazar | 13.07.2015 | Golu & Lal Singh | Kasdol | CHC
243 | Store Room | Mobile OT Light Shadowless | 1 | NA | NA | NA | NA | 3000074297 | NA | 1 | 2015-12-01 | 0 | NA | PACK |  |  |  | Baloda Bazar | 13.07.2015 | Golu & Lal Singh | Kasdol | CHC
244 | Store Room | Mobile OT Light Shadowless | 1 | NA | NA | NA | NA | 3000074298 | NA | 1 | 2015-12-01 | 0 | NA | PACK |  |  |  | Baloda Bazar | 13.07.2015 | Golu & Lal Singh | Kasdol | CHC
245 | Store Room | Centrifuge Machine | 1 | NA | NA | NA | NA | 3000074292 | NA | 0 | NA | 0 | NA | PACK |  |  |  | Baloda Bazar | 13.07.2015 | Golu & Lal Singh | Kasdol | CHC
246 | Store Room | Auto Clave | 1 | NA | NA | NA | NA | 3000074315 | NA | 1 | 2015-12-01 | 0 | NA | PACK |  |  |  | Baloda Bazar | 13.07.2015 | Golu & Lal Singh | Kasdol | CHC
247 | Store Room | Suction Machine(Foot Operated) | 1 | NA | NA | NA | NA | 3000074316 | NA | 0 | NA | 0 | NA | PACK |  |  |  | Baloda Bazar | 13.07.2015 | Golu & Lal Singh | Kasdol | CHC
248 | Store Room | Suction Machine(Foot Operated) | 1 | NA | NA | NA | NA | 3000074317 | NA | 0 | NA | 0 | NA | PACK |  |  |  | Baloda Bazar | 13.07.2015 | Golu & Lal Singh | Kasdol | CHC
249 | Store Room | Suction Machine(Foot Operated) | 1 | NA | NA | NA | NA | 3000074318 | NA | 0 | NA | 0 | NA | PACK |  |  |  | Baloda Bazar | 13.07.2015 | Golu & Lal Singh | Kasdol | CHC
250 | Store Room | Suction Machine(Foot Operated) | 1 | NA | NA | NA | NA | 3000074301 | NA | 0 | NA | 0 | NA | PACK |  |  |  | Baloda Bazar | 13.07.2015 | Golu & Lal Singh | Kasdol | CHC
251 | Store Room | Suction Machine(Foot Operated) | 1 | NA | NA | NA | NA | 3000074792 | NA | 0 | NA | 0 | NA | PACK |  |  |  | Baloda Bazar | 13.07.2015 | Golu & Lal Singh | Kasdol | CHC
252 | Store Room | Digital Colorimeter | 1 | Scientex | NA | NA | 6121129 | 3000074791 | NA | 0 | NA | 0 | NA | PACK |  |  |  | Baloda Bazar | 13.07.2015 | Golu & Lal Singh | Kasdol | CHC
253 | Store Room | Blood Pressure Monitor(Mercury) | 1 | Local Make | NA | NA | NA | 3000074284 | 2014-12-01 | 1 | 2015-12-01 | 0 | NA | No |  |  |  | Baloda Bazar | 13.07.2015 | Golu & Lal Singh | Kasdol | CHC
254 | Store Room | Nebulizer | 1 | Raxneb | NA | RN07 | NA | 3000074282 | NA | 1 | 2015-12-01 | 0 | NA | PACK |  |  |  | Baloda Bazar | 13.07.2015 | Golu & Lal Singh | Kasdol | CHC
255 | Store Room | Nebulizer | 1 | Raxneb | NA | RN07 | NA | 3000074283 | 2014-12-01 | 1 | 2015-12-01 | 0 | NA | No |  |  |  | Baloda Bazar | 13.07.2015 | Golu & Lal Singh | Kasdol | CHC
256 | Doctor Room | Blood Pressure Monitor(Mercury) | 1 | Diamond | NA | NA | NA | 3000074708 | NA | 0 | NA | 0 | NA | Yes |  |  |  | Baloda Bazar | 2015-07-23 | Lal Singh | Datan (Palari) | PHC
257 | Doctor Room | Syringe and Needle Distroyer | 1 | SaraTech | NA | S1R | NA | 3000074709 | NA | 0 | NA | 0 | NA | Yes |  |  |  | Baloda Bazar | 2015-07-23 | Lal Singh | Datan (Palari) | PHC
258 | Labour Room | Sterilizer | 1 | REXCO | NA | NA | NA | 3000074710 | NA | 0 | NA | 0 | NA | Yes |  |  |  | Baloda Bazar | 2015-07-23 | Lal Singh | Datan (Palari) | PHC
259 | Pathology Lab | Microscope (Binocular) | 1 | LABOMED | NA | 2000 | NA | 3000074557 | 2014-04-01 | 0 | NA | 0 | NA | Yes |  |  |  | Baloda Bazar | 2015-07-20 | Lal Singh | Damakhedha | PHC
260 | Pathology Lab | Centrifuge Machine (4 Tube) | 1 | Local Make | NA | NA | NA | 3000074558 | NA | 0 | NA | 0 | NA | Yes |  |  |  | Baloda Bazar | 2015-07-23 | Lal Singh | Damakhedha | PHC
261 | Pathology Lab | Glucometer | 1 | CONTOUR TS | NA | NA | 7464395 | 3000074559 | 2014-05-01 | 0 | NA | 0 | NA | Yes |  |  |  | Baloda Bazar | 2015-07-23 | Lal Singh | Damakhedha | PHC
262 | Labour Room | Sterilizer | 1 | REXCO | NA | NA | NA | 3000074560 | NA | 0 | NA | 0 | NA | Yes |  |  |  | Baloda Bazar | 2015-07-23 | Lal Singh | Damakhedha | PHC
263 | Labour Room | Foetal Heart Monitor (dopler) | 1 | IMPLE | NA | 1 | NA | 3000074561 | 2015-06-01 | 1 | 2016-06-01 | 0 | NA | Yes |  |  |  | Baloda Bazar | 2015-07-23 | Lal Singh | Damakhedha | PHC
264 | Labour Room | Suction Machine | 1 | Shiva | NA | NA | NA | 3000074562 | 2015-06-01 | 1 | 2016-06-01 | 0 | NA | Yes |  |  |  | Baloda Bazar | 2015-07-23 | Lal Singh | Damakhedha | PHC
265 | Store Room | Suction Machine | 1 | Shiva | NA | NA | NA | 3000074563 | NA | 0 | NA | 0 | NA | Yes |  |  |  | Baloda Bazar | 2015-07-23 | Lal Singh | Damakhedha | PHC
266 | Store Room | Nebulizer | 1 | MHC | NA | NA | NA | 3000074564 | NA | 0 | NA | 0 | NA | Yes |  |  |  | Baloda Bazar | 2015-07-23 | Lal Singh | Damakhedha | PHC
267 | Store Room | Syringe and Needle Distroyer | 1 | SaraTech | NA | S1R | NA | 3000074565 | NA | 0 | NA | 0 | NA | Yes |  |  |  | Baloda Bazar | 2015-07-23 | Lal Singh | Damakhedha | PHC
268 | Doctor Room | Blood Pressure Monitor(Mercury) | 1 | DYNASURE | NA | NA | DBP 042013 | 3000074566 | NA | 0 | NA | 0 | NA | Yes |  |  |  | Baloda Bazar | 2015-07-23 | Lal Singh | Damakhedha | PHC
269 | Doctor Room | Refrigarator | 1 | LG | NA | 285 BMGB | NA | 3000074567 | 2014-04-01 | 0 | NA | 0 | NA | Yes |  |  |  | Baloda Bazar | 2015-07-23 | Lal Singh | Damakhedha | PHC
270 | Doctor Room | Blood Pressure Monitor(Mercury) | 1 | SAI + LIFE | NA | NA | NA | 3000074375 | 2015-01-01 | 1 | 2016-01-01 | 0 | NA | Yes |  |  |  | Baloda Bazar | 2015-07-15 | Lal Singh | Pawani | PHC
271 | Doctor Room | Blood Pressure Monitor(Mercury) | 1 | RYCOM | NA | DXJ-211 | NA | 3000074376 | NA | 0 | NA | 0 | NA | Yes |  |  |  | Baloda Bazar | 2015-07-15 | Lal Singh | Pawani | PHC
272 | Pathology Lab | Photo Colorimeter | 1 | Labtronics | NA | LT 112 | 2014100491122 | 3000074377 | 2015-02-01 | 0 | NA | 0 | NA | Yes |  |  |  | Baloda Bazar | 2015-07-15 | Lal Singh | Pawani | PHC
273 | Pathology Lab | Centrifuge Machine | 1 | REMI | NA | NA | NA | 3000074378 | 2015-02-01 | 0 | NA | 0 | NA | Yes |  |  |  | Baloda Bazar | 2015-07-15 | Lal Singh | Pawani | PHC
274 | Pathology Lab | Microscope (Binocular) | 1 | ALAN | NA | BM66I | NA | 3000074379 | 2015-02-01 | 0 | NA | 0 | NA | Yes |  |  |  | Baloda Bazar | 2015-07-15 | Lal Singh | Pawani | PHC
275 | Dressing | Syringe and Needle Distroyer | 1 | SaraTech | NA | S1R | NA | 3000074380 | NA | 0 | NA | 0 | NA | Yes |  |  |  | Baloda Bazar | 2015-07-15 | Lal Singh | Pawani | PHC
276 | Dressing | Sterilizer (2KW) | 1 | Atlas | NA | NA | 919556 | 3000074381 | NA | 0 | NA | 0 | NA | Yes |  |  |  | Baloda Bazar | 2015-07-15 | Lal Singh | Pawani | PHC
277 | IPD | Suction Machine | 1 | Shiva | NA | NA | NA | 3000074382 | NA | 0 | NA | 0 | NA | PACK |  |  |  | Baloda Bazar | 2015-07-15 | Lal Singh | Pawani | PHC
278 | Labour Room | Syringe and Needle Distroyer | 1 | SaraTech | NA | S1R | NA | 3000074383 | NA | 0 | NA | 0 | NA | Yes |  |  |  | Baloda Bazar | 2015-07-15 | Lal Singh | Pawani | PHC
279 | Store Room | Foetal Heart Monitor (dopler) | 1 | Euro Care | NA | NA | NA | 3000074384 | NA | 1 | 2016-01-01 | 0 | NA | PACK |  |  |  | Baloda Bazar | 2015-07-15 | Lal Singh | Pawani | PHC
280 | Store Room | Nebulizer | 1 | Raxneb | NA | RN-07 | RB 09142782 | 3000074385 | 2015-01-01 | 1 | 2016-01-01 | 0 | NA | Yes |  |  |  | Baloda Bazar | 2015-07-15 | Lal Singh | Pawani | PHC
281 | Store Room | Radiant Heat Warmer | 1 | Infancy Care | NA | Open Care Warmer | NA | 3000074386 | NA | 1 | 2018-03-01 | 0 | NA | PACK |  |  |  | Baloda Bazar | 2015-07-15 | Lal Singh | Pawani | PHC
282 | Store Room | Sterilizer | 1 | NA | NA | NA | NA | 3000074387 | NA | 0 | NA | 0 | NA | NO |  |  |  | Baloda Bazar | 2015-07-15 | Lal Singh | Pawani | PHC
283 | Store Room | Sterilizer | 1 | NA | NA | NA | NA | 3000074388 | NA | 0 | NA | 0 | NA | NO |  |  |  | Baloda Bazar | 2015-07-15 | Lal Singh | Pawani | PHC
284 | Doctor Room | Blood Pressure Monitor(Mercury) | 1 | Diamond | NA | NA | NA | 3000074389 | NA | 0 | NA | 0 | NA | Yes |  |  |  | Baloda Bazar | 2015-07-16 | Lal Singh | Bhatgaon | PHC
285 | Pathology Lab | Photo Colorimeter | 1 | Labtronics | NA | LT 112 | 201406009 | 3000074390 | 2015-04-01 | 0 | NA | 0 | NA | Yes |  |  |  | Baloda Bazar | 2015-07-16 | Lal Singh | Bhatgaon | PHC
286 | Pathology Lab | Centrifuge Machine | 1 | REMI | NA | NA | NA | 3000074391 | 2015-04-01 | 0 | NA | 0 | NA | Yes |  |  |  | Baloda Bazar | 2015-07-16 | Lal Singh | Bhatgaon | PHC
287 | Pathology Lab | Microscope (Binocular) | 1 | NA | NA | NA | NA | 3000074392 | 2015-04-01 | 0 | NA | 0 | NA | Yes |  |  |  | Baloda Bazar | 2015-07-16 | Lal Singh | Bhatgaon | PHC
288 | Pathology Lab | Glucometer | 1 | NA | NA | NA | NA | 3000074393 | 2015-04-01 | 0 | NA | 0 | NA | Yes |  |  |  | Baloda Bazar | 2015-07-16 | Lal Singh | Bhatgaon | PHC
289 | IPD | Syringe and Needle Distroyer | 1 | HL | NA | NA | NA | 3000074394 | NA | 0 | NA | 0 | NA | Yes |  |  |  | Baloda Bazar | 2015-07-16 | Lal Singh | Bhatgaon | PHC
290 | IPD | Nebulizer | 1 | Raxneb | NA | RN-07 | RB 09142830 | 3000074395 | NA | 0 | NA | 0 | NA | PACK |  |  |  | Baloda Bazar | 2015-07-16 | Lal Singh | Bhatgaon | PHC
291 | IPD | Syringe and Needle Distroyer | 1 | SaraTech | NA | S1R | NA | 3000074396 | NA | 0 | NA | 0 | NA | PACK |  |  |  | Baloda Bazar | 2015-07-16 | Lal Singh | Bhatgaon | PHC
292 | IPD | Suction Machine(Foot Operated) | 1 | SHIVA | NA | NA | NA | 3000074397 | NA | 0 | NA | 0 | NA | PACK |  |  |  | Baloda Bazar | 2015-07-16 | Lal Singh | Bhatgaon | PHC
293 | Labour Room | Radiant Heat Warmer | 1 | Infancy Care | NA | Open Care Warmer | NA | 3000074398 | 2014-04-01 | 1 | 2017-04-01 | 0 | NA | Yes |  |  |  | Baloda Bazar | 2015-07-16 | Lal Singh | Bhatgaon | PHC
294 | Labour Room | Suction Machine | 1 | Shiva | NA | NA | NA | 3000074399 | 2015-04-01 | 1 | 2016-04-01 | 0 | NA | Yes |  |  |  | Baloda Bazar | 2015-07-16 | Lal Singh | Bhatgaon | PHC
295 | Labour Room | Sterilizer (2KW) | 1 | Atlas | NA | NA | 09F9157 | 3000074400 | NA | 0 | NA | 0 | NA | NO |  |  |  | Baloda Bazar | 2015-07-16 | Lal Singh | Bhatgaon | PHC
296 | Labour Room | Foetal Heart Monitor (dopler) | 1 | Euro Care | NA | 1 | NA | 3000074401 | 2015-06-01 | 1 | 2016-06-01 | 0 | NA | Yes |  |  |  | Baloda Bazar | 2015-07-16 | Lal Singh | Bhatgaon | PHC
297 | Pathology Lab | Glucometer | 1 | ROCHE | NA | IVD | 55308371088 | 3000074237 | 2013-04-01 | 0 | NA | 0 | NA | Yes |  |  |  | Baloda Bazar | 2015-07-16 | Lal Singh | Bhatgaon | PHC
298 | Labour Room | Oxygen Concentration Machine | 1 | AKAS | NA | 5 DPN | AD 05130079 | 3000074238 | 2014-10-01 | 0 | NA | 0 | NA | Yes |  |  |  | Baloda Bazar | 2015-07-14 | Lal Singh | Rajadevri | PHC
299 | Pharmacy | Syringe and Needle Distroyer | 1 | SaraTech | NA | S1R | 2961 | 3000074239 | NA | 0 | NA | 0 | NA | NO |  |  |  | Baloda Bazar | 2015-07-14 | Lal Singh | Rajadevri | PHC
300 | Pharmacy | Syringe and Needle Distroyer | 1 | HAFM 0 SAFE | NA | HL | 991 | 3000074240 | NA | 0 | NA | 0 | NA | NO |  |  |  | Baloda Bazar | 2015-07-14 | Lal Singh | Rajadevri | PHC
301 | Pharmacy | Sterilizer (2KW) | 1 | Atlas | NA | NA | NA | 3000074241 | NA | 0 | NA | 0 | NA | NO |  |  |  | Baloda Bazar | 2015-07-14 | Lal Singh | Rajadevri | PHC
302 | Pharmacy | Blood Pressure Monitor (Digital) | 1 | Diamond | NA | 0 YSTER | 17 | 3000074242 | 2014-10-01 | 1 | 2015-10-01 | 0 | NA | Yes |  |  |  | Baloda Bazar | 2015-07-14 | Lal Singh | Rajadevri | PHC
303 | Pharmacy | Blood Pressure Monitor(Mercury) | 1 | SAI + LIFE | NA | NA | NA | 3000074243 | NA | 0 | NA | 0 | NA | NO |  |  |  | Baloda Bazar | 2015-07-14 | Lal Singh | Rajadevri | PHC
304 | Pharmacy | Blood Pressure Monitor(Mercury) | 1 | NAMATT | NA | NA | 51724 | 3000074244 | NA | 0 | NA | 0 | NA | Yes |  |  |  | Baloda Bazar | 2015-07-14 | Lal Singh | Rajadevri | PHC
305 | Pharmacy | Refrigarator | 1 | CHILLMATE | NA | FDS | 390 41426010 3827000 | No Bar Code | 2014-06-01 | 0 | NA | 0 | NA | Yes |  |  |  | Baloda Bazar | 2015-07-14 | Lal Singh | Rajadevri | PHC | Barcode Missing
306 | Store Room | Suction Machine(Foot Operated) | 1 | SHIVA | NA |  | NA | 3000074221 | NA | 1 | 2016-06-01 | 0 | NA | Pack |  |  |  | Baloda Bazar | 2015-07-14 | Lal Singh | Barnawapara | PHC
307 | Labour Room | Suction Machine(Foot Operated) | 1 | ANAND Enterprizes | NA | 7B | NA | 3000074222 | NA | 0 | NA | 0 | NA | Yes |  |  |  | Baloda Bazar | 2015-07-14 | Lal Singh | Barnawapara | PHC
308 | OPD | Blood Pressure Monitor (Digital) | 1 | Diamond | NA | 0 yester | NA | 3000074223 | NA | 0 | NA | 0 | NA | Yes |  |  |  | Baloda Bazar | 2015-07-14 | Lal Singh | Barnawapara | PHC
309 | OPD | Blood Pressure Monitor (Calibration) | 1 | Diamond | NA |  | NA | 3000074224 | NA | 0 | NA | 0 | NA | NO |  |  |  | Baloda Bazar | 2015-07-14 | Lal Singh | Barnawapara | PHC
310 | OPD | Syringe and Needle Distroyer | 1 | SaraTech | NA | S1R | NA | 3000074225 | NA | 0 | NA | 0 | NA | Yes |  |  |  | Baloda Bazar | 2015-07-14 | Lal Singh | Barnawapara | PHC
311 | Doctor Room | Blood Pressure Monitor(Mercury) | 1 | Diamond | NA | NA | NA | 3000074729 | 2014-08-01 | 1 | NA | 0 | NA | Yes |  |  |  | Baloda Bazar | 2015-07-10 | Lal Singh | Kattgi | PHC
312 | Labour Room | Suction Machine | 1 | Shiva | NA | NA | NA | 3000074730 | 2015-05-01 | 1 | 2016-05-01 | 0 | NA | Yes |  |  |  | Baloda Bazar | 2015-07-10 | Lal Singh | Kattgi | PHC
313 | Labour Room | Suction Machine(Foot Operated) | 1 | SHIVA | NA | NA | NA | 3000074731 | 2015-05-01 | 1 | 2016-05-01 | 0 | NA | Yes |  |  |  | Baloda Bazar | 2015-07-10 | Lal Singh | Kattgi | PHC
314 | Labour Room | Sterilizer | 1 | Local Make | NA | NA | NA | 3000074732 | 2010-06-01 | 0 | NA | 0 | NA | NO |  |  |  | Baloda Bazar | 2015-07-10 | Lal Singh | Kattgi | PHC
315 | Labour Room | OT Table (Hydrulic) | 1 | NA | NA | NA | NA | 3000074733 | NA | 0 | NA | 0 | NA | NO |  |  |  | Baloda Bazar | 2015-07-10 | Lal Singh | Kattgi | PHC
316 | Pathology Lab | Microscope (Binocular) | 1 | NA | NA | NA | NA | 3000074734 | 2010-05-01 | 0 | NA | 0 | NA | Yes |  |  |  | Baloda Bazar | 2015-07-10 | Lal Singh | Kattgi | PHC
317 | Pathology Lab | Centrifuge Machine (4 Tube) | 1 | Local Make | NA | NA | NA | 3000074735 | NA | 0 | NA | 0 | NA | Yes |  |  |  | Baloda Bazar | 2015-07-10 | Lal Singh | Kattgi | PHC
318 | Pathology Lab | Syringe and Needle Distroyer | 1 | Local Make | NA | NA | NA | 3000074736 | 2010-08-01 | 0 | NA | 0 | NA | NO |  |  |  | Baloda Bazar | 2015-07-10 | Lal Singh | Kattgi | PHC
319 | Pathology Lab | VDRL SHAKER | 1 | Local Make | NA | NA | NA | 3000074737 | 2015-06-01 | 1 | 2016-06-01 | 0 | NA | Yes |  |  |  | Baloda Bazar | 2015-07-10 | Lal Singh | Kattgi | PHC
320 | Pathology Lab | Glucometer | 1 | ACCUCHEK | NA | IUD | 553083 74068 | 3000074738 | 2010-05-01 | 1 | NA | 0 | NA | Yes |  |  |  | Baloda Bazar | 2015-07-10 | Lal Singh | Kattgi | PHC
321 | Pathology Lab | Microscope (Binocular) | 1 | Olympus | NA | KLXB | 518593 | 3000074739 | 2010-10-01 | 0 | NA | 0 | NA | NO |  |  |  | Baloda Bazar | 2015-07-10 | Lal Singh | Kattgi | PHC
322 | Pathology Lab | Syringe and Needle Distroyer | 1 | SaraTech | NA | S1R | NA | 3000074740 | 2009-08-01 | 0 | NA | 0 | NA | NO |  |  |  | Baloda Bazar | 2015-07-10 | Lal Singh | Kattgi | PHC
323 | Pathology Lab | Syringe and Needle Distroyer | 1 | SaraTech | NA | S1R | NA | 3000074741 | 2009-08-01 | 0 | NA | 0 | NA | NO |  |  |  | Baloda Bazar | 2015-07-10 | Lal Singh | Kattgi | PHC
324 | Doctor Room | Blood Pressure Monitor(Mercury) | 1 | Diamond | NA | NA | NA | 3000074568 | 2015-04-01 | 1 | 2016-04-01 | 0 | NA | Yes |  |  |  | Baloda Bazar | 2015-07-20 | Lal Singh | Rohara | PHC
325 | Doctor Room | Blood Pressure Monitor (Digital) | 1 | Citizen | NA | CH 432 B | NA | 3000074569 | 2013-03-01 | 0 | NA | 0 | NA | Yes |  |  |  | Baloda Bazar | 2015-07-20 | Lal Singh | Rohara | PHC
326 | Doctor Room | Refrigarator | 1 | Electrolux | NA | 240 V | 51205063242 | 3000074570 | 2013-04-01 | 0 | NA | 0 | NA | Yes |  |  |  | Baloda Bazar | 2015-07-20 | Lal Singh | Rohara | PHC
327 | Injection Room | Syringe and Needle Distroyer | 1 | SaraTech | NA | S1R | NA | 3000074571 | NA | 0 | NA | 0 | NA | Yes |  |  |  | Baloda Bazar | 2015-07-20 | Lal Singh | Rohara | PHC
328 | Injection Room | D Freezer | 1 | NA | NA | NA | BP07 F4EO NOB2ABE0093 | 3000074572 | 2005-07-04 | 0 | NA | 0 | NA | NO |  |  |  | Baloda Bazar | 2015-07-20 | Lal Singh | Rohara | PHC
329 | Injection Room | D Freezer | 1 | NA | NA | 220 V | 91308068 | 3000074573 | 2005-07-04 | 0 | NA | 0 | NA | Yes |  |  |  | Baloda Bazar | 2015-07-20 | Lal Singh | Rohara | PHC
330 | Labour Room | Suction Machine | 1 | Shiva | NA | NA | NA | 3000074574 | 2015-04-01 | 1 | 2016-04-01 | 0 | NA | Yes |  |  |  | Baloda Bazar | 2015-07-20 | Lal Singh | Rohara | PHC
331 | Labour Room | Nebulizer | 1 | Alphaneb | NA | 230 V | 92237032015 | 3000074575 | 2015-05-01 | 1 | 2016-05-01 | 0 | NA | Yes |  |  |  | Baloda Bazar | 2015-07-20 | Lal Singh | Rohara | PHC
332 | Labour Room | Foetal Heart Monitor (dopler) | 1 | Euro Care | NA | 1 | NA | 3000074576 | 2015-06-01 | 1 | 2016-06-01 | 0 | NA | Yes |  |  |  | Baloda Bazar | 2015-07-20 | Lal Singh | Rohara | PHC
333 | Store Room | Blood Pressure Monitor(Mercury) | 1 | NAMATT | NA | NA | 51748 | 3000074592 | NA | 0 | NA | 0 | NA | Yes |  |  |  | Baloda Bazar | 2015-07-20 | Lal Singh | Rohara | PHC
334 | Store Room | Blood Pressure Monitor(Mercury) | 1 | NAMATT | NA | NA | 51694 | 3000074593 | NA | 0 | NA | 0 | NA | Yes |  |  |  | Baloda Bazar | 2015-07-20 | Lal Singh | Rohara | PHC
335 | Store Room | Suction Machine(Foot Operated) | 1 | SHIVA | NA | NA | NA | 3000074594 | 2015-06-01 | 1 | 2016-06-01 | 0 | NA | Yes |  |  |  | Baloda Bazar | 2015-07-20 | Lal Singh | Rohara | PHC
336 | Labour Room | Sterilizer (2KW) | 1 | Atlas | NA | NA | 09 F9064 | 3000074577 | NA | 0 | NA | 0 | NA | Yes |  |  |  | Baloda Bazar | 2015-07-20 | Lal Singh | Rohara | PHC
337 | Labour Room | Auto Clave | 1 | SNR | NA | NA | NA | 3000074578 | NA | 0 | NA | 0 | NA | Yes |  |  |  | Baloda Bazar | 2015-07-20 | Lal Singh | Rohara | PHC
338 | Labour Room | Glucometer | 1 | ONE TOUCH | NA | NA | SACNGOVF | 3000074579 | 2005-07-05 | 0 | NA | 0 | NA | Yes |  |  |  | Baloda Bazar | 2015-07-20 | Lal Singh | Rohara | PHC
339 | Labour Room | Centrifuge Machine (4 Tube) | 1 | NA | NA | 250 V | NA | 3000074580 | NA | 0 | NA | 0 | NA | Yes |  |  |  | Baloda Bazar | 2015-07-20 | Lal Singh | Rohara | PHC
340 | Labour Room | Glucometer | 1 | ONE TOUCH | NA | NA | SACWH BB B | 3000074581 | 2005-07-05 | 0 | NA | 0 | NA | Yes |  |  |  | Baloda Bazar | 2015-07-20 | Lal Singh | Rohara | PHC
341 | Labour Room | Blood Pressure Monitor (Digital) | 1 | Citizen | NA | CH 432 B | 32111414 | 3000074582 | 2005-07-05 | 0 | NA | 0 | NA | Yes |  |  |  | Baloda Bazar | 2015-07-20 | Lal Singh | Rohara | PHC
342 | Store Room | Suction Machine | 1 | Shiva | NA | NA | NA | 3000074583 | 2015-06-01 | 1 | 2016-06-01 | 0 | NA | NO |  |  |  | Baloda Bazar | 2015-07-20 | Lal Singh | Rohara | PHC
343 | Store Room | Sterilizer | 1 | NA | NA | NA | NA | 3000074584 | NA | 0 | NA | 0 | NA | PACK |  |  |  | Baloda Bazar | 2015-07-20 | Lal Singh | Rohara | PHC
344 | Store Room | VDRL SHAKER | 1 | NA | NA | NA | NA | 3000074585 | NA | 0 | NA | 0 | NA | PACK |  |  |  | Baloda Bazar | 2015-07-20 | Lal Singh | Rohara | PHC
345 | Store Room | Sterilizer | 1 | NA | NA | NA | NA | 3000074586 | NA | 0 | NA | 0 | NA | NO |  |  |  | Baloda Bazar | 2015-07-20 | Lal Singh | Rohara | PHC
346 | Store Room | Sterilizer | 1 | NA | NA | NA | NA | 3000074587 | NA | 0 | NA | 0 | NA | NO |  |  |  | Baloda Bazar | 2015-07-20 | Lal Singh | Rohara | PHC
347 | Store Room | Sterilizer | 1 | NA | NA | NA | NA | 3000074588 | NA | 0 | NA | 0 | NA | NO |  |  |  | Baloda Bazar | 2015-07-20 | Lal Singh | Rohara | PHC
348 | Store Room | Sterilizer | 1 | NA | NA | NA | NA | 3000074589 | NA | 0 | NA | 0 | NA | NO |  |  |  | Baloda Bazar | 2015-07-20 | Lal Singh | Rohara | PHC
349 | Store Room | Sterilizer | 1 | NA | NA | NA | NA | 3000074590 | NA | 0 | NA | 0 | NA | NO |  |  |  | Baloda Bazar | 2015-07-20 | Lal Singh | Rohara | PHC
350 | Store Room | Suction Machine | 1 | Shiva | NA | NA | NA | 3000074591 | NA | 0 | NA | 0 | NA | NO |  |  |  | Baloda Bazar | 2015-07-20 | Lal Singh | Rohara | PHC
351 | Store Room | Syringe and Needle Distroyer | 1 | SaraTech | NA | S1R | NA | 3000074595 | NA | 0 | NA | 0 | NA | NO |  |  |  | Baloda Bazar | 2015-07-20 | Lal Singh | Rohara | PHC
352 | Doctor Room | Blood Pressure Monitor(Mercury) | 1 | Diamond | NA | NA | NA | 3000074669 | NA | 0 | NA | 0 | NA | Yes |  | 0 | 1 | Baloda Bazar | 2015-07-24 | Lal Singh | Rohanshi | PHC
353 | Injection Room | Radiant Heat Warmer | 1 | Infancy Care | NA | Open Care Warmer | NA | 3000074670 | 2013-12-01 | 0 | 2016-12-01 | 0 | NA | Yes |  |  |  | Baloda Bazar | 2015-07-24 | Lal Singh | Rohanshi | PHC
354 | Injection Room | Nebulizer | 1 | Medel | NA | NA | 63729 | 3000074671 | 2010-10-01 | 0 | NA | 0 | NA | Yes |  |  |  | Baloda Bazar | 2015-07-24 | Lal Singh | Rohanshi | PHC
355 | Injection Room | Syringe and Needle Distroyer | 1 | Microsil | NA | NA | NA | 3000074672 | NA | 0 | NA | 0 | NA | Yes |  |  |  | Baloda Bazar | 2015-07-24 | Lal Singh | Rohanshi | PHC
356 | Injection Room | Foetal Heart Monitor (dopler) | 1 | Scure | NA | FD-401 | FD2D 131012482 | 3000074673 | 2007-03-01 | 0 | NA | 0 | NA | Yes |  |  |  | Baloda Bazar | 2015-07-24 | Lal Singh | Rohanshi | PHC
357 | Pathology Lab | Centrifuge Machine | 1 | NA | NA | NA | NA | 3000074674 | 2013-03-01 | 0 | NA | 0 | NA | Yes |  |  |  | Baloda Bazar | 2015-07-24 | Lal Singh | Rohanshi | PHC
358 | Pathology Lab | Syringe and Needle Distroyer | 1 | SaraTech | NA | S1R | NA | 3000074675 | NA | 0 | NA | 0 | NA | Yes |  |  |  | Baloda Bazar | 2015-07-24 | Lal Singh | Rohanshi | PHC
359 | Pathology Lab | Glucometer | 1 | CONTOUR TS | NA | TS | 612221 | 3000074676 | 2013-03-01 | 0 | NA | 0 | NA | Yes |  |  |  | Baloda Bazar | 2015-07-24 | Lal Singh | Rohanshi | PHC
360 | Pathology Lab | Microscope (Binocular) | 1 | LABOMED | NA | 200 | NA | 3000074677 | 2013-03-01 | 0 | NA | 0 | NA | Yes |  |  |  | Baloda Bazar | 2015-07-24 | Lal Singh | Rohanshi | PHC
361 | Pathology Lab | Oxygen Concentration Machine | 1 | ASPEN | NA | OC2 Plus | NA | 3000074678 | 2013-12-01 | 0 | NA | 0 | NA | Yes |  |  |  | Baloda Bazar | 2015-07-24 | Lal Singh | Rohanshi | PHC
362 | Doctor Room | Blood Pressure Monitor(Mercury) | 1 | Nutec | NA | 9 | NGM - NB - 36568 | 3000074679 | NA | 0 | NA | 0 | NA | Yes |  |  |  | Baloda Bazar | 2015-07-24 | Lal Singh | Rohanshi | PHC
363 | Doctor Room | Refrigarator | 1 | Godrej | NA | GDA19A1 | 1207030308 | 3000074680 | 2015-01-04 | 0 | NA | 0 | NA | Yes |  |  |  | Baloda Bazar | 2015-07-24 | Lal Singh | Rohanshi | PHC
364 | Doctor Room | Blood Pressure Monitor(Mercury) | 1 | Diamond | NA | NA | NA | 3000074529 | NA | 0 | NA | 0 | NA | Yes |  |  |  | Baloda Bazar | 2015-07-18 | Lal Singh | Bitkuli | PHC
365 | Pathology Lab | Syringe and Needle Distroyer | 1 | SaraTech | NA | S1R | NA | 3000074528 | NA | 0 | NA | 0 | NA | NO |  |  |  | Baloda Bazar | 2015-07-18 | Lal Singh | Bitkuli | PHC
366 | Pathology Lab | Centrifuge Machine | 1 | Local Make | NA | NA | NA | 3000074527 | NA | 0 | NA | 0 | NA | Yes |  |  |  | Baloda Bazar | 2015-07-18 | Lal Singh | Bitkuli | PHC
367 | Pathology Lab | Glucometer | 1 | ACCUCHEK | NA | NA | NA | 3000074526 | 2013-06-01 | 0 | NA | 0 | NA | Yes |  |  |  | Baloda Bazar | 2015-07-18 | Lal Singh | Bitkuli | PHC
368 | Pathology Lab | Nebulizer | 1 | NA | NA | RN 07 | NA | 3000074525 | 2015-03-01 | 1 | 2016-03-01 | 0 | NA | Yes |  |  |  | Baloda Bazar | 2015-07-18 | Lal Singh | Bitkuli | PHC
369 | Pathology Lab | Sterilizer (2KW) | 1 | Atlas | NA | NA | NA | 3000074524 | NA | 0 | NA | 0 | NA | Yes |  |  |  | Baloda Bazar | 2015-07-18 | Lal Singh | Bitkuli | PHC
370 | Labour Room | Suction Machine | 1 | Shiva | NA | NA | NA | 3000074523 | 2015-03-01 | 1 | 2016-03-01 | 0 | NA | Yes |  |  |  | Baloda Bazar | 2015-07-18 | Lal Singh | Bitkuli | PHC
371 | Pathology Lab | Microscope (Binocular) | 1 | Olympus | NA | MLXB | NA | 3000074522 | 2010-10-01 | 0 | NA | 0 | NA | Yes |  |  |  | Baloda Bazar | 2015-07-18 | Lal Singh | Bitkuli | PHC
372 | Labour Room | Radiant Heat Warmer | 1 | Infancy Care | NA | Open Care Warmer | NA | 3000074521 | 2015-03-01 | 1 | 2018-03-01 | 0 | NA | Yes |  |  |  | Baloda Bazar | 2015-07-18 | Lal Singh | Bitkuli | PHC
373 | pathology Lab | Microscope (Binocular) | 1 | Olympus | NA | MLXB | NA | 3000074520 | 2010-10-01 | 0 | NA | 0 | NA | Yes |  |  |  | Baloda Bazar | 2015-07-18 | Lal Singh | Mopka | PHC
374 | Pathology Lab | Glucometer | 1 | ACCUCHEK | NA | NA | NA | 3000074519 | 2013-06-01 | 0 | NA | 0 | NA | Yes |  |  |  | Baloda Bazar | 2015-07-18 | Lal Singh | Mopka | PHC
375 | Pathology Lab | Centrifuge Machine | 1 | Local Make | NA | NA | NA | 3000074518 | 2015-01-01 | 0 | NA | 0 | NA | Yes |  |  |  | Baloda Bazar | 2015-07-18 | Lal Singh | Mopka | PHC
376 | Labour Room | Syringe and Needle Distroyer | 1 | SaraTech | NA | S1R | NA | 3000074517 | NA | 0 | NA | 0 | NA | Yes |  |  |  | Baloda Bazar | 2015-07-18 | Lal Singh | Mopka | PHC
377 | Labour Room | Suction Machine | 1 | Shiva | NA | NA | NA | 3000074516 | 2015-04-01 | 0 | 2016-04-01 | 0 | NA | Yes |  |  |  | Baloda Bazar | 2015-07-18 | Lal Singh | Mopka | PHC
378 | Injection Room | Blood Pressure Monitor(Mercury) | 1 | Diamond | NA | NA | NA | 3000074515 | NA | 0 | NA | 0 | NA | Yes |  |  |  | Baloda Bazar | 2015-07-18 | Lal Singh | Mopka | PHC
379 | Injection Room | Sterilizer (2KW) | 1 | Atlas | NA | NA | NA | 3000074514 | 2015-02-07 | 0 | NA | 0 | NA | NO |  |  |  | Baloda Bazar | 2015-07-18 | Lal Singh | Mopka | PHC
380 | Injection Room | Blood Pressure Monitor(Mercury) | 1 | Diamond | NA | NA | NA | 3000074513 | NA | 0 | NA | 0 | NA | Yes |  |  |  | Baloda Bazar | 2015-07-18 | Lal Singh | Mopka | PHC
381 | Labour Room | Syringe and Needle Distroyer | 1 | Microsil | NA | Ind 350 | 3234 | 3000074002 | 2008-04-01 | 0 | NA | 0 | NA | Yes |  |  |  | Baloda Bazar | 2015-07-11 | Babulal Satnami | Palari | CHC
382 | Labour Room | Foetal Dopler Table top | 1 | Lifex | NA | NA | 212 | 3000074003 | NA | 0 | NA | 0 | NA | Yes |  |  |  | Baloda Bazar | 2015-07-11 | Babulal Satnami | Palari | CHC
383 | Labour Room | Suction Machine | 1 | Shiva | NA | NA | NA | 3000074004 | NA | 0 | NA | 0 | NA | Yes |  |  |  | Baloda Bazar | 2015-07-11 | Babulal Satnami | Palari | CHC
384 | Labour Room | Oxygen Concentration Machine | 1 | Aspen | NA | OC2 Plus | M2J 5D20373 | 3000074005 | 2011-07-01 | 0 | NA | 0 | NA | Yes |  |  |  | Baloda Bazar | 2015-07-11 | Babulal Satnami | Palari | CHC
385 | Labour Room | Photo Therapy Unit | 1 | Infancy Care | 2014 | Open Care Warmer | NA | 3000074006 | NA | 0 | NA | 0 | NA | Yes |  |  |  | Baloda Bazar | 2015-07-11 | Babulal Satnami | Palari | CHC
386 | Labour Room | Radiant Heat Warmer | 1 | Infancy Care | 2014 | Open Care Warmer | NA | 3000074007 | 2014-04-01 | 0 | NA | 0 | NA | Yes |  |  |  | Baloda Bazar | 2015-07-11 | Babulal Satnami | Palari | CHC
387 | Labour Room | Sterilizer (2KW) | 1 | Atlas | NA | NA | 09 F8928 | 3000074008 | NA | 0 | NA | 0 | NA | Yes |  |  |  | Baloda Bazar | 2015-07-11 | Babulal Satnami | Palari | CHC
388 | Labour Room | Ceiling OT Light Shadowless Single dome | 1 | NA | NA | NA | NA | 3000074009 | NA | 0 | NA | 0 | NA | Yes |  |  |  | Baloda Bazar | 2015-07-11 | Babulal Satnami | Palari | CHC
389 | Labour Room | Foetal Heart Monitor (dopler) | 1 | Scure | NA | FD 401 | FD2D 140507430 | 3000074010 | NA | 0 | NA | 0 | NA | Yes |  |  |  | Baloda Bazar | 2015-07-11 | Babulal Satnami | Palari | CHC
390 | Labour Room | Blood Pressure Monitor (Digital) | 1 | Dynamic | NA | DMOSURE | DEP 072014 | 3000074011 | NA | 0 | NA | 0 | NA | Yes |  |  |  | Baloda Bazar | 2015-07-11 | Babulal Satnami | Palari | CHC
391 | Labour Room | Baby Height Scale 10 kg | 1 | Raman Surgical | NA | Crown | Mechnical | 3000074012 | NA | 0 | NA | 0 | NA | Yes |  |  |  | Baloda Bazar | 2015-07-11 | Babulal Satnami | Palari | CHC
392 | OT | OT Table (Hydrulic) | 1 | Omex | 2010 | NA | NA | 3000074013 | 2008-08-01 | 0 | NA | 0 | NA | Yes |  |  |  | Baloda Bazar | 2015-07-11 | Babulal Satnami | Palari | CHC
393 | OT | OT Table (Hydrulic) | 1 | Omex | 2010 | NA | NA | 3000074014 | 2008-08-01 | 0 | NA | 0 | NA | Yes |  |  |  | Baloda Bazar | 2015-07-11 | Babulal Satnami | Palari | CHC
394 | OT | Ceiling OT Light Shadowless Single dome | 1 | Omex | 2010 | NA | NA | 3000074015 | 2011-03-01 | 0 | NA | 0 | NA | Yes |  |  |  | Baloda Bazar | 2015-07-11 | Babulal Satnami | Palari | CHC
395 | OT | Mobile OT Light Shadowless | 1 | Omex | 2011 | NA | NA | 3000074016 | 2008-06-01 | 0 | NA | 0 | NA | Yes |  |  |  | Baloda Bazar | 2015-07-11 | Babulal Satnami | Palari | CHC
396 | OT | Suction Machine | 1 | Shiva | 2010 | NA | NA | 3000074017 | NA | 0 | NA | 0 | NA | Yes |  |  |  | Baloda Bazar | 2015-07-11 | Babulal Satnami | Palari | CHC
397 | OT | Blood Pressure Monitor (Digital) | 1 | Omex | 2013 | HCM 7120 | 2013090372 VGI | 3000074018 | 2013-05-01 | 0 | NA | 0 | NA | Yes |  |  |  | Baloda Bazar | 2015-07-11 | Babulal Satnami | Palari | CHC
398 | OT | Palient Moniter | 1 | Schiller | NA | truscope mini | M009 E00 7811 | 3000074019 | NA | 0 | NA | 0 | NA | Yes |  |  |  | Baloda Bazar | 2015-07-11 | Babulal Satnami | Palari | CHC
399 | OT | Air Sterilizer | 1 | Tropo | 2014 | NA | NA | 3000074020 | NA | 0 | NA | 0 | NA | Yes |  |  |  | Baloda Bazar | 2015-07-11 | Babulal Satnami | Palari | CHC
400 | OT | Auto Clave | 1 | NA | 2010 | NA | NA | 3000074021 | NA | 0 | NA | 0 | NA | Yes |  |  |  | Baloda Bazar | 2015-07-11 | Babulal Satnami | Palari | CHC
401 | OT | Radiant Heat Warmer | 1 | Infancy Care | 2010 | Open Care Warmer | NA | 3000074022 | NA | 0 | NA | 0 | NA | NO |  |  |  | Baloda Bazar | 2015-07-11 | Babulal Satnami | Palari | CHC
402 | OT | Centrifuge Machine (4 Tube) | 1 | Local Make | NA | NA | NA | 3000074023 | NA | 0 | NA | 0 | NA | NO |  |  |  | Baloda Bazar | 2015-07-11 | Babulal Satnami | Palari | CHC
403 | OT | Syringe and Needle Distroyer | 1 | Microsil | 2012 | MD350 | 1049 | 3000074024 | NA | 0 | NA | 0 | NA | Yes |  |  |  | Baloda Bazar | 2015-07-11 | Babulal Satnami | Palari | CHC
404 | OT | Syringe and Needle Distroyer | 1 | SaraTech | 2012 | S1R | NA | 3000074025 | NA | 0 | NA | 0 | NA | Yes |  |  |  | Baloda Bazar | 2015-07-11 | Babulal Satnami | Palari | CHC
405 | OT | Air Sterlizer Table Top | 1 | Local Make | 2010 | NA | NA | 3000074026 | NA | 0 | NA | 0 | NA | NO |  |  |  | Baloda Bazar | 2015-07-11 | Babulal Satnami | Palari | CHC
406 | OT | Mobile OT Light Shadowless | 1 | Omex | 2011 | NA | NA | 3000074027 | NA | 0 | NA | 0 | NA | Yes |  |  |  | Baloda Bazar | 2015-07-11 | Babulal Satnami | Palari | CHC
407 | OT | Electric Diathermy Machine | 1 | Local Make | 2010 | NA | AX250 | 3000074028 | NA | 0 | NA | 0 | NA | NO |  |  |  | Baloda Bazar | 2015-07-11 | Babulal Satnami | Palari | CHC
408 | OT | Air Sterlizer Table Top | 1 | Local Make | 2010 | NA | NA | 3000074029 | NA | 0 | NA | 0 | NA | NO |  |  |  | Baloda Bazar | 2015-07-11 | Babulal Satnami | Palari | CHC
409 | Pathology Lab | Digital Colorimeter | 1 | Beacon Diagnostic | 2013 | Octa 1 Plus | 17863 | 3000074030 | NA | 0 | NA | 0 | NA | Yes |  |  |  | Baloda Bazar | 2015-07-11 | Babulal Satnami | Palari | CHC
410 | Pathology Lab | Centrifuge Machine (4 Tube) | 1 | REMI | NA | NA | NA | 3000074031 | NA | 0 | NA | 0 | NA | Yes |  |  |  | Baloda Bazar | 2015-07-11 | Babulal Satnami | Palari | CHC
411 | Pathology Lab | Incubator (Bacteriology) | 1 | Thermo State | NA | NA | NA | 3000074032 | NA | 0 | NA | 0 | NA | Yes |  |  |  | Baloda Bazar | 2015-07-11 | Babulal Satnami | Palari | CHC
412 | Pathology Lab | Photo Colorimeter | 1 | NA | NA | O 10 | 5110 | 3000074033 | NA | 0 | NA | 0 | NA | Yes |  |  |  | Baloda Bazar | 2015-07-11 | Babulal Satnami | Palari | CHC
413 | Pathology Lab | Microscope (Binocular) | 1 | NA | NA | NA | 140973360 | 3000074034 | NA | 0 | NA | 0 | NA | Yes |  |  |  | Baloda Bazar | 2015-07-11 | Babulal Satnami | Palari | CHC
414 | Pathology Lab | Syringe and Needle Distroyer | 1 | NA | NA | MD350 | NA | 3000074035 | NA | 0 | NA | 0 | NA | Yes |  |  |  | Baloda Bazar | 2015-07-11 | Babulal Satnami | Palari | CHC
415 | Pathology Lab | Glucometer | 1 | RMD Medicals | NA | Glucocare Sensc | RMDBO 27186 | 3000074036 | NA | 0 | NA | 0 | NA | Yes |  |  |  | Baloda Bazar | 2015-07-11 | Babulal Satnami | Palari | CHC
416 | Pathology Lab | Glucometer | 1 | RMD Medicals | NA | Glucocare Sensc | RMDBO 19556 | 3000074037 | NA | 0 | NA | 0 | NA | Yes |  |  |  | Baloda Bazar | 2015-07-11 | Babulal Satnami | Palari | CHC
417 | Injection Room | Sterilizer (2KW) | 1 | Atlas | NA | NA | 09 E8776 | 3000074613 | NA | 0 | NA | 0 | NA | Yes |  |  |  | Baloda Bazar | 2015-07-22 | Golu Dhakad | Suhela | PHC
418 | Injection Room | Syringe and Needle Distroyer | 1 | SaraTech | NA | S1R | NA | 3000074614 | NA | 0 | NA | 0 | NA | Yes |  |  |  | Baloda Bazar | 2015-07-22 | Golu Dhakad | Suhela | PHC
419 | Injection Room | Air Sterilizer | 1 | NA | NA | NA | NA | 3000074615 | 2009-06-01 | 0 | NA | 0 | NA | Yes |  |  |  | Baloda Bazar | 2015-07-22 | Er. Golu Dhakad | Suhela | PHC
420 | Labour Room | Sterilizer (2KW) | 1 | Atlas | NA | NA | 09 F9574 | 3000074616 | NA | 0 | NA | 0 | NA | Yes |  |  |  | Baloda Bazar | 2015-07-22 | Golu Dhakad | Suhela | PHC
421 | Labour Room | Mobile OT Light Shadowless | 1 | NA | NA | NA | NA | 3000074617 | 2009-03-01 | 0 | NA | 0 | NA | Yes |  |  |  | Baloda Bazar | 2015-07-22 | Er. Golu Dhakad | Suhela | PHC
422 | Labour Room | Foetal Heart Monitor (dopler) | 1 | MCOMIN | NA | NA | NA | 3000074618 | NA | 0 | NA | 0 | NA | Yes |  |  |  | Baloda Bazar | 2015-07-22 | Golu Dhakad | Suhela | PHC
423 | Store Room | Nebulizer | 1 | RAXON | NA | RN 07 | RB-09142772 | 3000074619 | 2015-04-01 | 1 | 2016-04-01 | 0 | NA | Yes |  |  |  | Baloda Bazar | 2015-07-22 | Er. Golu Dhakad | Suhela | PHC
424 | Store Room | Sterilizer | 1 | NA | NA | NA | NA | 3000074620 | NA | 0 | NA | 0 | NA | NO |  |  |  | Baloda Bazar | 2015-07-22 | Golu Dhakad | Suhela | PHC
425 | Store Room | Syringe and Needle Distroyer | 1 | SaraTech | NA | S1R | NA | 3000074621 | 2015-04-01 | 1 | 2016-04-01 | 0 | NA | Yes |  |  |  | Baloda Bazar | 2015-07-22 | Er. Golu Dhakad | Suhela | PHC
426 | Opthalmology Room | Suction Machine | 1 | Shiva | NA | NA | NA | 3000074622 | 2015-04-01 | 1 | 2016-04-01 | 0 | NA | Yes |  |  |  | Baloda Bazar | 2015-07-22 | Er. Golu Dhakad | Suhela | PHC
427 | Opthalmology Room | Refrigarator | 1 | LG | NA | LG-195 RL4 | NA | 3000074623 | 2012-03-01 | 0 | NA | 0 | NA | NO |  |  |  | Baloda Bazar | 2015-07-22 | Er. Golu Dhakad | Suhela | PHC
428 | Pathology Lab | Microscope (Binocular) | 1 | Olympus | NA | NA | 519656 | 3000074624 | NA | 0 | NA | 0 | NA | NO |  |  |  | Baloda Bazar | 2015-07-22 | Golu Dhakad | Suhela | PHC
429 | Pathology Lab | Centrifuge Machine (6 Tube) | 1 | NA | NA | NA | NA | 3000074625 | NA | 0 | NA | 0 | NA | NO |  |  |  | Baloda Bazar | 2015-07-22 | Golu Dhakad | Suhela | PHC
430 | Pathology Lab | Glucometer | 1 | Akkiscan | NA | Zee+6267 | MT 00014112 | 3000074626 | NA | 0 | NA | 0 | NA | NO |  |  |  | Baloda Bazar | 2015-07-22 | Golu Dhakad | Suhela | PHC
431 | Doctor Room | Blood Pressure Monitor (Digital) | 1 | Micro life | NA | BP 3 BG1 | 13131560 | 3000074627 | 2014-09-01 | 1 | 2015-09-01 | 0 | NA | NO |  |  |  | Baloda Bazar | 2015-07-22 | Er. Golu Dhakad | Suhela | PHC
432 | Doctor Room | Radiant Heat Warmer | 1 | Infancy Care | NA | Open Care Warmer | NA | 3000074416 | 2013-01-01 | 0 | NA | 0 | NA | NO |  |  |  | Baloda Bazar | 2015-07-16 | Er. Golu Dhakad | Sarsiwa | PHC
433 | Doctor Room | Oxygen Concentration Machine | 1 | LSC | NA | OC1 PLUS | NA | 3000074418 | NA | 0 | NA | 0 | NA | Yes |  |  |  | Baloda Bazar | 2015-07-16 | Golu Dhakad | Sarsiwa | PHC
434 | Doctor Room | Nebulizer | 1 | ASHOKA | NA | AS- 01 | NA | 3000074419 | 2014-04-01 | 0 | NA | 0 | NA | NO |  |  |  | Baloda Bazar | 2015-07-16 | Er. Golu Dhakad | Sarsiwa | PHC
435 | Doctor Room | Suction Machine | 1 | Shiva | NA | NA | NA | 3000074420 | 2015-03-01 | 1 | 2016-03-01 | 0 | NA | Yes |  |  |  | Baloda Bazar | 2015-07-16 | Er. Golu Dhakad | Sarsiwa | PHC
436 | Doctor Room | Blood Pressure Monitor(Mercury) | 1 | NAMATT | NA | NA | 51882 | 3000074421 | 2007-08-01 | 0 | NA | 0 | NA | Yes |  |  |  | Baloda Bazar | 2015-07-16 | Er. Golu Dhakad | Sarsiwa | PHC
437 | Doctor Room | Foetal Heart Monitor (dopler) | 1 | BIO Plus | NA | NA | NA | 3000074422 | 2014-08-01 | 1 | NA | 0 | NA | Yes |  |  |  | Baloda Bazar | 2015-07-16 | Er. Golu Dhakad | Sarsiwa | PHC
438 | Doctor Room | OT Table (Hydrulic) | 1 | NA | NA | NA | NA | 3000074423 | 2014-12-01 | 1 | 2015-12-01 | 0 | NA | Yes |  |  |  | Baloda Bazar | 2015-07-16 | Er. Golu Dhakad | Sarsiwa | PHC
439 | Doctor Room | Refrigarator | 1 | Haier | NA | BRCB | DS03 C27 NOOPIB 480130 | 3000074424 | 2015-01-04 | 1 | NA | 0 | NA | Yes |  |  |  | Baloda Bazar | 2015-07-16 | Er. Golu Dhakad | Sarsiwa | PHC
440 | Pathology Lab | Microscope (Binocular) | 1 | OLYMPUS | NA | NA | 518652 | 3000074425 | NA | 0 | NA | 0 | NA | Yes |  |  |  | Baloda Bazar | 2015-07-16 | Golu Dhakad | Sarsiwa | PHC | No Data
441 | Pathology Lab | Glucometer | 1 | ACCUCHEK | NA | GC | GC 110029 | 3000074426 | 2015-03-01 | 1 | 2016-03-01 | 0 | NA | Yes |  |  |  | Baloda Bazar | 2015-07-16 | Er. Golu Dhakad | Sarsiwa | PHC
442 | Pathology Lab | Centrifuge Machine | 1 | NA | NA | NA | NA | 3000074427 | NA | 0 | NA | 0 | NA | Yes |  |  |  | Baloda Bazar | 2015-07-16 | Golu Dhakad | Sarsiwa | PHC
443 | Pathology Lab | Syringe and Needle Distroyer | 1 | HL | NA | NA | NA | 3000074428 | 2006-04-01 | 0 | NA | 0 | NA | Yes |  |  |  | Baloda Bazar | 2015-07-16 | Er. Golu Dhakad | Sarsiwa | PHC
444 | Doctor Room | Blood Pressure Monitor (Stand) | 1 | DIAMOND | NA | NA | CML-0196043 | 3000074429 | 2015-06-01 | 1 | 2016-06-01 | 0 | NA | Yes |  |  |  | Baloda Bazar | 2015-07-16 | Er. Golu Dhakad | Sarsiwa | PHC
445 | Doctor Room | Blood Pressure Monitor(Mercury) | 1 | EPITE | NA | NA | CML-0896172 | 3000074430 | 2006-06-01 | 0 | NA | 0 | NA | Yes |  |  |  | Baloda Bazar | 2015-07-16 | Er. Golu Dhakad | Sarsiwa | PHC
446 | Doctor Room | Pulse Oximeter | 1 | YASH | NA | 80 A | 801140939682 | 3000074431 | 2015-03-01 | 1 | 2016-03-01 | 0 | NA | Yes |  |  |  | Baloda Bazar | 2015-07-16 | Er. Golu Dhakad | Sarsiwa | PHC
447 | Doctor Room | Syringe and Needle Distroyer | 1 | NA | NA | NA | NA | 3000074432 | 2009-06-01 | 0 | NA | 0 | NA | NO |  |  |  | Baloda Bazar | 2015-07-16 | Er. Golu Dhakad | Sarsiwa | PHC
448 | Labour Room | Glucometer | 1 | SD BIOSEN | NA | OlGM11 | M03 F10AA3828 | 3000074433 | 2014-02-01 | 0 | NA | 0 | NA | Yes |  |  |  | Baloda Bazar | 2015-07-16 | Er. Golu Dhakad | Sarsiwa | PHC
449 | Labour Room | Radiant Heat Warmer | 1 | Infancy Care | NA | Open Care Warmer | NA | 3000074681 | NA | 0 | NA | 1 | NA | Yes |  |  |  | Baloda Bazar | 2015-07-24 | Golu Dhakad | Lachhanpur | PHC
450 | Labour Room | Oxygen Concentration Machine | 1 | ASPEN | NA | OCL Plus | NA | 3000074682 | NA | 0 | NA | 0 | NA | Yes |  |  |  | Baloda Bazar | 2015-07-24 | Golu Dhakad | Lachhanpur | PHC
451 | Labour Room | Suction Machine | 1 | Shiva | NA | NA | NA | 3000074683 | 2015-03-01 | 1 | 2016-03-01 | 0 | NA | Yes |  |  |  | Baloda Bazar | 2015-07-24 | Er. Golu Dhakad | Lachhanpur | PHC
452 | Labour Room | Foetal Heart Monitor (dopler) | 1 | MCP | NA | NA | NA | 3000074684 | 2015-03-01 | 1 | 2016-03-01 | 0 | NA | Yes |  |  |  | Baloda Bazar | 2015-07-24 | Er. Golu Dhakad | Lachhanpur | PHC
453 | Labour Room | Foetal Heart Monitor (dopler) | 1 | SCURE | NA | FD-401 | FD2 D 13101 2477 | 3000074685 | 2007-04-01 | 1 | NA | 0 | NA | Yes |  |  |  | Baloda Bazar | 2015-07-24 | Er. Golu Dhakad | Lachhanpur | PHC
454 | Injection Room | Syringe and Needle Distroyer | 1 | SaraTech | NA | S1R | NA | 3000074686 | NA | 0 | NA | 0 | NA | Yes |  |  |  | Baloda Bazar | 2015-07-24 | Golu Dhakad | Lachhanpur | PHC
455 | Injection Room | Sterilizer | 1 | NA | NA | NA | NA | 3000074687 | NA | 0 | NA | 0 | NA | Yes |  |  |  | Baloda Bazar | 2015-07-24 | Golu Dhakad | Lachhanpur | PHC
456 | IPD | Suction Machine(Foot Operated) | 1 | NA | NA | NA | NA | 3000074688 | NA | 0 | NA | 0 | NA | PACK |  |  |  | Baloda Bazar | 2015-07-24 | Golu Dhakad | Lachhanpur | PHC
457 | IPD | Mobile OT Light Shadowless | 1 | NA | NA | NA | NA | 3000074689 | NA | 0 | NA | 0 | NA | PACK |  |  |  | Baloda Bazar | 2015-07-24 | Golu Dhakad | Lachhanpur | PHC
458 | IPD | Auto Clave | 1 | NA | NA | NA | NA | 3000074690 | 2015-03-01 | 1 | 2016-03-01 | 0 | NA | NO |  |  |  | Baloda Bazar | 2015-07-24 | Er. Golu Dhakad | Lachhanpur | PHC
459 | IPD | Sterilizer | 1 | NA | NA | NA | NA | 3000074691 | NA | 1 | 2016-03-01 | 0 | NA | PACK |  |  |  | Baloda Bazar | 2015-07-24 | Golu Dhakad | Lachhanpur | PHC
460 | IPD | Sterilizer | 1 | NA | NA | NA | NA | 3000074692 | NA | 1 | 2016-03-01 | 0 | NA | PACK |  |  |  | Baloda Bazar | 2015-07-24 | Golu Dhakad | Lachhanpur | PHC
461 | IPD | Sterilizer | 1 | NA | NA | NA | NA | 3000074693 | NA | 1 | 2016-03-01 | 0 | NA | PACK |  |  |  | Baloda Bazar | 2015-07-24 | Golu Dhakad | Lachhanpur | PHC
462 | IPD | Sterilizer | 1 | NA | NA | NA | NA | 3000074694 | 2015-03-01 | 1 | 2016-03-01 | 0 | NA | Yes |  |  |  | Baloda Bazar | 2015-07-24 | Er. Golu Dhakad | Lachhanpur | PHC
463 | Doctor Room | Blood Pressure Monitor(Mercury) | 1 | DIAMOND | NA | NA | NA | 3000074695 | NA | 0 | NA | 0 | NA | Yes |  |  |  | Baloda Bazar | 2015-07-24 | Golu Dhakad | Lachhanpur | PHC
464 | Doctor Room | Blood Pressure Monitor (Digital) | 1 | OMRON | NA | CE 0197 | 20120614296 VG | 3000074696 | NA | 0 | NA | 0 | NA | Yes |  |  |  | Baloda Bazar | 2015-07-24 | Golu Dhakad | Lachhanpur | PHC
465 | Doctor Room | Refrigarator | 1 | Godrej | NA | CDA 19A1 | 1208031096 | 3000074697 | NA | 0 | NA | 0 | NA | Yes |  |  |  | Baloda Bazar | 2015-07-24 | Golu Dhakad | Lachhanpur | PHC
466 | Pathology Lab | Microscope (Binocular) | 1 | LABOMED | NA | 2000 | NA | 3000074698 | NA | 0 | NA | 0 | NA | Yes |  |  |  | Baloda Bazar | 2015-07-24 | Golu Dhakad | Lachhanpur | PHC
467 | Pathology Lab | Centrifuge Machine | 1 | REMI | NA | NA | NA | 3000074699 | NA | 0 | NA | 0 | NA | Yes |  |  |  | Baloda Bazar | 2015-07-24 | Golu Dhakad | Lachhanpur | PHC
468 | Pathology Lab | Syringe and Needle Distroyer | 1 | SaraTech | NA | S1R | NA | 3000074700 | NA | 0 | NA | 0 | NA | Yes |  |  |  | Baloda Bazar | 2015-07-24 | Golu Dhakad | Lachhanpur | PHC
469 | Pathology Lab | Glucometer | 1 | ONE TOUCH | NA | 344 | SAGVZNBT | 3000074701 | NA | 0 | NA | 0 | NA | Yes |  |  |  | Baloda Bazar | 2015-07-24 | Golu Dhakad | Lachhanpur | PHC
470 | Pathology Lab | Glucometer | 1 | CONTOUR TS | NA | TS | 6123604 | 3000074702 | 2007-10-01 | 0 | NA | 0 | NA | NO |  |  |  | Baloda Bazar | 2015-07-24 | Er. Golu Dhakad | Lachhanpur | PHC
471 | Doctor Room | Blood Pressure Monitor(Mercury) | 1 | Diamond | NA | NA | NA | 3000074703 | NA | 0 | NA | 0 | NA | NO |  |  |  | Baloda Bazar | 2015-07-24 | Golu Dhakad | Kosmandi | PHC
472 | Doctor Room | Refrigarator | 1 | Godrej | NA | GDA19A1 | 120803111 | 3000074704 | NA | 0 | NA | 0 | NA | NO |  |  |  | Baloda Bazar | 2015-07-24 | Golu Dhakad | Kosmandi | PHC
473 | Doctor Room | Syringe and Needle Distroyer | 1 | SaraTech | NA | S1R | NA | 3000074705 | NA | 0 | NA | 0 | NA | NO |  |  |  | Baloda Bazar | 2015-07-24 | Golu Dhakad | Kosmandi | PHC
474 | Doctor Room | Sterilizer | 1 | REXCO | NA | NA | NA | 3000074707 | NA | 0 | NA | 0 | NA | NO |  |  |  | Baloda Bazar | 2015-07-24 | Golu Dhakad | Kosmandi | PHC
475 | Pathology Lab | Microscope (Binocular) | 1 | LABOMED | NA | NA | NA | 3000074638 | 2014-12-01 | 1 | 2015-12-01 | 0 | NA | Yes |  | 0 | 1 | Baloda Bazar | 2015-07-23 | Er. Golu Dhakad | Gidhpuri | PHC
476 | Pathology Lab | Syringe and Needle Distroyer | 1 | Microsil | NA | NA | NA | 3000074639 | NA | 0 | NA | 0 | NA | Yes |  |  |  | Baloda Bazar | 2015-07-23 | Golu Dhakad | Gidhpuri | PHC
477 | Pathology Lab | Centrifuge Machine (4 Tube) | 1 | COSLAB | NA | NA | NA | 3000074640 | 2014-12-01 | 1 | 2015-12-01 | 0 | NA | Yes |  |  |  | Baloda Bazar | 2015-07-23 | Er. Golu Dhakad | Gidhpuri | PHC
478 | Pathology Lab | Glucometer | 1 | ONE TOUCH | NA | NA | SAFJTK 04 | 3000074641 | 2013-08-01 | 0 | NA | 0 | NA | Yes |  |  |  | Baloda Bazar | 2015-07-23 | Er. Golu Dhakad | Gidhpuri | PHC
479 | Pathology Lab | Refrigarator | 1 | Godrej | NA | GDA19A1 | 1208031113 | 3000074643 | 2014-01-01 | 0 | NA | 0 | NA | Yes |  |  |  | Baloda Bazar | 2015-07-23 | Er. Golu Dhakad | Gidhpuri | PHC
480 | Doctor Room | Sterilizer | 1 | REXCO | NA | NA | NA | 3000074644 | NA | 0 | NA | 0 | NA | Yes |  |  |  | Baloda Bazar | 2015-07-23 | Golu Dhakad | Gidhpuri | PHC
481 | Doctor Room | Syringe and Needle Distroyer | 1 | Microsil | NA | NA | NA | 3000074645 | NA | 0 | NA | 0 | NA | Yes |  |  |  | Baloda Bazar | 2015-07-23 | Golu Dhakad | Gidhpuri | PHC
482 | Doctor Room | Sterilizer | 1 | Local Make | NA | NA | NA | 3000074646 | NA | 0 | NA | 0 | NA | Yes |  |  |  | Baloda Bazar | 2015-07-23 | Golu Dhakad | Gidhpuri | PHC
483 | Doctor Room | Blood Pressure Monitor(Mercury) | 1 | SAI + LIFE | NA | NA | NA | 3000074647 | NA | 0 | NA | 0 | NA | Yes |  |  |  | Baloda Bazar | 2015-07-23 | Golu Dhakad | Gidhpuri | PHC
484 | Store Room | Suction Machine | 1 | Shiva | NA | NA | NA | 3000074648 | NA | 0 | NA | 0 | NA | NO |  |  |  | Baloda Bazar | 2015-07-23 | Golu Dhakad | Gidhpuri | PHC
485 | Store Room | Blood Pressure Monitor(Mercury) | 1 | MCP | NA | NA | 11 K 1040 | 3000074649 | NA | 0 | NA | 0 | NA | Yes |  |  |  | Baloda Bazar | 2015-07-23 | Golu Dhakad | Gidhpuri | PHC
486 | Labour Room | Radiant Heat Warmer | 1 | Infancy Care | NA | Open Care Warmer | NA | 3000074650 | 2014-11-01 | 1 | 2017-11-01 | 0 | NA | Yes |  |  |  | Baloda Bazar | 2015-07-23 | Er. Golu Dhakad | Gidhpuri | PHC
487 | Labour Room | Oxygen Concentration Machine | 1 | ASPEN | NA | OC2 Plus | NA | 3000074651 | 2014-11-01 | 1 | 2015-11-01 | 0 | NA | Yes |  |  |  | Baloda Bazar | 2015-07-23 | Er. Golu Dhakad | Gidhpuri | PHC
488 | Labour Room | Blood Pressure Monitor (Digital) | 1 | OMRON | NA | NA | 20130400726 VGI | 3000074652 | NA | 0 | NA | 0 | NA | Yes |  |  |  | Baloda Bazar | 2015-07-23 | Golu Dhakad | Gidhpuri | PHC
489 | Labour Room | Foetal Heart Monitor (dopler) | 1 | SCURE | NA | FD-401 | FD 2D 131012473 | 3000074653 | NA | 0 | NA | 0 | NA | Yes |  |  |  | Baloda Bazar | 2015-07-23 | Golu Dhakad | Gidhpuri | PHC
490 | Labour Room | Syringe and Needle Distroyer | 1 | SaraTech | NA | S1R | NA | 3000074654 | NA | 0 | NA | 0 | NA | Yes |  |  |  | Baloda Bazar | 2015-07-23 | Golu Dhakad | Gidhpuri | PHC
491 | Doctor Room | Nebulizer | 1 | Gene | NA | Accuneb DX | NA | 3000074655 | NA | 0 | NA | 0 | NA | Yes |  |  |  | Baloda Bazar | 2015-07-23 | Golu Dhakad | Gidhpuri | PHC
492 | Doctor Room | Blood Pressure Monitor(Mercury) | 1 | SAI + LIFE | NA | NA | NA | 3000074656 | 2015-04-01 | 1 | 2016-04-01 | 0 | NA | NO |  |  |  | Baloda Bazar | 2015-07-23 | Er. Golu Dhakad | Odan | PHC
493 | Doctor Room | Syringe and Needle Distroyer | 1 | Microsil | NA | NA | NA | 3000074657 | NA | 0 | NA | 0 | NA | Yes |  |  |  | Baloda Bazar | 2015-07-23 | Golu Dhakad | Odan | PHC
494 | Labour Room | Suction Machine(Foot Operated) | 1 | NA | NA | NA | NA | 3000074658 | 2015-02-01 | 1 | 2016-02-01 | 0 | NA | Yes |  |  |  | Baloda Bazar | 2015-07-23 | Er. Golu Dhakad | Odan | PHC
495 | Labour Room | Syringe and Needle Distroyer | 1 | SaraTech | NA | S1R | NA | 3000074659 | NA | 0 | NA | 0 | NA | Yes |  |  |  | Baloda Bazar | 2015-07-23 | Golu Dhakad | Odan | PHC
496 | Labour Room | Nebulizer | 1 | BIO Plus | NA | NA | NA | 3000074660 | 2014-05-01 | 0 | NA | 0 | NA | Yes |  |  |  | Baloda Bazar | 2015-07-23 | Er. Golu Dhakad | Odan | PHC
497 | Labour Room | Sterilizer | 1 | REXCO | NA | NA | NA | 3000074661 | 2015-04-01 | 1 | 2016-04-01 | 0 | NA | Yes |  |  |  | Baloda Bazar | 2015-07-23 | Er. Golu Dhakad | Odan | PHC
498 | Labour Room | Blood Pressure Monitor(Mercury) | 1 | DIAMOND | NA | NA | NA | 3000074662 | NA | 0 | NA | 0 | NA | Yes |  |  |  | Baloda Bazar | 2015-07-23 | Golu Dhakad | Odan | PHC
499 | Pathology Lab | Microscope (Binocular) | 1 | LABOMED | NA | NA | NA | 3000074663 | 2014-10-01 | 1 | 2015-10-01 | 0 | NA | Yes |  |  |  | Baloda Bazar | 2015-07-23 | Er. Golu Dhakad | Odan | PHC
500 | Pathology Lab | Syringe and Needle Distroyer | 1 | HL | NA | S1R | NA | 3000074664 | NA | 0 | NA | 0 | NA | Yes |  |  |  | Baloda Bazar | 2015-07-23 | Golu Dhakad | Odan | PHC
501 | Pathology Lab | Centrifuge Machine (4 Tube) | 1 | NA | NA | NA | NA | 3000074665 | NA | 0 | NA | 0 | NA | Yes |  |  |  | Baloda Bazar | 2015-07-23 | Golu Dhakad | Odan | PHC
502 | Pathology Lab | Glucometer | 1 | CONTOUR TS | NA | TS | 6201575 | 3000074666 | NA | 0 | NA | 0 | NA | Yes |  |  |  | Baloda Bazar | 2015-07-23 | Golu Dhakad | Odan | PHC
503 | Store Room | Foetal Heart Monitor (dopler) | 1 | NA | NA | 1 | NA | 3000074667 | NA | 1 | 2016-04-01 | 0 | NA | PACK |  |  |  | Baloda Bazar | 2015-07-23 | Golu Dhakad | Odan | PHC
504 | Store Room | Auto Clave | 1 | NA | NA | NA | NA | 3000074668 | NA | 1 | 2016-04-01 | 0 | NA | PACK |  |  |  | Baloda Bazar | 2015-07-23 | Golu Dhakad | Odan | PHC
505 | Doctor Room | Blood Pressure Monitor (Calibration) | 1 | DIAMOND | NA | DEL UX | CML 3806160 | 3000074226 | 2013-09-01 | 0 | NA | 0 | NA | Yes |  |  |  | Baloda Bazar | 2015-07-14 | Er. Golu Dhakad | Sonakhan | PHC
506 | Pathology Lab | Microscope (Monocular) | 1 | LABOMED | NA | NA | 885843 | 3000074227 | 2013-04-01 | 0 | NA | 0 | NA | Yes |  |  |  | Baloda Bazar | 2015-07-14 | Er. Golu Dhakad | Sonakhan | PHC
507 | Pathology Lab | Syringe and Needle Distroyer | 1 | SaraTech | NA | S1R | NA | 3000074228 | NA | 0 | NA | 0 | NA | Yes |  |  |  | Baloda Bazar | 2015-07-14 | Golu Dhakad | Sonakhan | PHC
508 | Pathology Lab | Blood Pressure Monitor (Digital) | 1 | DIAMOND | NA | OYSTER | 0 0 0 1 8 | 3000074229 | 2013-10-01 | 0 | NA | 0 | NA | Yes |  |  |  | Baloda Bazar | 2015-07-14 | Er. Golu Dhakad | Sonakhan | PHC
509 | Labour Room | Foetal Heart Monitor (dopler) | 1 | BPM | NA | DIGIDOP 2 | NA | 3000074230 | 2013-10-01 | 0 | NA | 0 | NA | Yes |  |  |  | Baloda Bazar | 2015-07-14 | Er. Golu Dhakad | Sonakhan | PHC
510 | Labour Room | Radiant Heat Warmer | 1 | ZEAL | NA | NA | NA | 3000074231 | 2013-10-01 | 0 | NA | 0 | NA | Yes |  |  |  | Baloda Bazar | 2015-07-14 | Er. Golu Dhakad | Sonakhan | PHC
511 | Labour Room | Suction Machine(Foot Operated) | 1 | ANAND Enterprizes | NA | 7B | 0 0 0 4 5 | 3000074232 | 2013-10-01 | 0 | NA | 0 | NA | Yes |  |  |  | Baloda Bazar | 2015-07-14 | Er. Golu Dhakad | Sonakhan | PHC
512 | Store Room | Oxygen Concentration Machine | 1 | AKAS | NA | 5DPN | AD05130108 | 3000074233 | NA | 0 | NA | 0 | NA | PACK |  |  |  | Baloda Bazar | 2015-07-14 | Golu Dhakad | Sonakhan | PHC
513 | Store Room | Refrigarator | 1 | AKAI | NA | SSGRAY | SITIWD | 3000074234 | NA | 0 | NA | 0 | NA | NO |  |  |  | Baloda Bazar | 2015-07-14 | Golu Dhakad | Sonakhan | PHC
514 | Store Room | Suction Machine(Foot Operated) | 1 | SHIVA | NA | NA | NA | 3000074235 | NA | 1 | 2016-04-01 | 0 | NA | PACK |  |  |  | Baloda Bazar | 2015-07-14 | Golu Dhakad | Sonakhan | PHC
515 | Store Room | Suction Machine | 1 | Shiva | NA | NA | NA | 3000074236 | NA | 1 | 2016-04-01 | 0 | NA | PACK |  |  |  | Baloda Bazar | 2015-07-14 | Golu Dhakad | Sonakhan | PHC
516 | OPD | Blood Pressure Monitor(Mercury) | 1 | Diamond | NA | NA | NA | 3000074711 | NA | 0 | NA | 0 | NA | Yes |  | 0 | 1 | Baloda Bazar | 2015-07-24 | Lala Singh | Jarve | PHC
517 | OPD | Refrigarator | 1 | Haier | NA | NA | HRD-211HP5 | 3000074712 | NA | 0 | NA | 0 | NA | Yes |  |  |  | Baloda Bazar | 2015-07-24 | Lala Singh | Jarve | PHC
518 | OPD | Sterilizer | 1 | Rexco | NA | NA | NA | 3000074713 | NA | 0 | NA | 0 | NA | Yes |  |  |  | Baloda Bazar | 2015-07-24 | Lala Singh | Jarve | PHC
519 | Pathology Lab | Centrifuge Machine | 1 | Local Make | NA | NA | NA | 3000074714 | NA | 0 | NA | 0 | NA | Yes |  | 0 | 1 | Baloda Bazar | 2015-07-24 | Lala Singh | Jarve | PHC
520 | Pathology Lab | Microscope (Binocular) | 1 | Labomed | NA | NA | NA | 3000074715 | NA | 1 | 2015-12-01 | 0 | NA | Yes |  |  |  | Baloda Bazar | 2015-07-24 | Lala Singh | Jarve | PHC
521 | Pathology Lab | Glucometer | 1 | RMD | NA | GC | RMDBO14433 | 3000074716 | NA | 1 | 2015-10-01 | 0 | NA | Yes |  |  |  | Baloda Bazar | 2015-07-24 | Lala Singh | Jarve | PHC
522 | Pathology Lab | Nebulizer | 1 | BIO Plus | NA | 230V | NA | 3000074717 | NA | 0 | NA | 0 | NA | Yes |  |  |  | Baloda Bazar | 2015-07-24 | Lala Singh | Jarve | PHC
523 | Pathology Lab | Syringe and Needle Distroyer | 1 | HL | NA | NA | NA | 3000074718 | NA | 0 | NA | 0 | NA | Yes |  |  |  | Baloda Bazar | 2015-07-24 | Lala Singh | Jarve | PHC
524 | OPD | Blood Pressure Monitor(Mercury) | 1 | SAI + LIFE | NA | NA | NA | 3000074374 | 2015-01-01 | 1 | 2016-01-01 | 0 | NA | Yes |  |  |  | Baloda Bazar | 2015-07-16 | Lal Singh | Dhansir | PHC
525 | OPD | Blood Pressure Monitor(Mercury) | 1 | NIKKEI | NA | Ultra | 12126243 | 3000074364 | 2014-02-01 | 0 | NA | 0 | NA | Yes |  |  |  | Baloda Bazar | 2015-07-16 | Lal Singh | Dhansir | PHC
526 | OPD | Nebulizer | 1 | NULIFE GLOBAL | NA | NUNED | NGM32797 | 3000074365 | 2013-06-01 | 0 | NA | 0 | NA | Yes |  |  |  | Baloda Bazar | 2015-07-16 | Lal Singh | Dhansir | PHC
527 | OPD | Refrigarator | 1 | LG | NA | 185 | 372R0068 | 3000074366 | 2014-01-01 | 0 | NA | 0 | NA | Yes |  |  |  | Baloda Bazar | 2015-07-16 | Lal Singh | Dhansir | PHC
528 | Labour Room | Suction Machine | 1 | Shiva | NA | NA | NA | 3000074367 | 2015-03-01 | 1 | 2016-03-01 | 0 | NA | Yes |  |  |  | Baloda Bazar | 2015-07-16 | Lal Singh | Dhansir | PHC
529 | Labour Room | Foetal Heart Monitor (dopler) | 1 | MAX CARE | NA | NA | NA | 3000074368 | 2015-06-01 | 1 | 2016-06-01 | 0 | NA | Yes |  |  |  | Baloda Bazar | 2015-07-16 | Lal Singh | Dhansir | PHC
530 | Labour Room | Glucometer | 1 | SD BIOSEN | NA | OlGM11 | M03F10AA6676 | 3000074369 | 2015-01-01 | 1 | 2018-01-01 | 0 | NA | Yes |  |  |  | Baloda Bazar | 2015-07-16 | Lal Singh | Dhansir | PHC
531 | Labour Room | Radiant Heat Warmer | 1 | Infancy Care | NA | Open Care Warmer | NA | No Bar Code | 2015-03-01 | 1 | 2018-03-01 | 0 | NA | Yes |  |  |  | Baloda Bazar | 2015-07-16 | Lal Singh | Dhansir | PHC | PACK
532 | Labour Room | Sterilizer | 1 | NA | NA | NA | NA | 3000074370 | 2013-06-01 | 0 | NA | 0 | NA | Yes |  |  |  | Baloda Bazar | 2015-07-16 | Lal Singh | Dhansir | PHC
533 | Labour Room | Syringe and Needle Distroyer | 1 | SaraTech | NA | S1R | NA | 3000074371 | 2015-04-01 | 1 | 2016-04-01 | 0 | NA | Yes |  |  |  | Baloda Bazar | 2015-07-16 | Lal Singh | Dhansir | PHC
534 | Labour Room | Syringe and Needle Distroyer | 1 | SaraTech | NA | S1R | NA | 3000074372 | 2015-04-01 | 1 | 2016-04-01 | 0 | NA | Yes |  |  |  | Baloda Bazar | 2015-07-16 | Lal Singh | Dhansir | PHC
535 | Labour Room | Suction Machine(Foot Operated) | 1 | SHIVA | NA | NA | NA | 3000074373 | NA | 1 | 2016-03-01 | 0 | NA | PACK |  |  |  | Baloda Bazar | 2015-07-16 | Lala Singh | Dhansir | PHC | PACK
536 | Injection Room | Syringe and Needle Distroyer | 1 | Microsil | NA | DUSTTRAY | NA | 3000074719 | NA | 0 | NA | 0 | NA | Yes |  |  |  | Baloda Bazar | 2015-07-15 | Lala Singh | Barpali | PHC
537 | Injection Room | Sterilizer | 1 | Local Make | NA | NA | NA | 3000074720 | NA | 0 | NA | 0 | NA | Yes |  |  |  | Baloda Bazar | 2015-07-15 | Lala Singh | Barpali | PHC
538 | Injection Room | Syringe and Needle Distroyer | 1 | Microsil | NA | DUSTTRAY | NA | 3000074721 | NA | 0 | NA | 0 | NA | Yes |  |  |  | Baloda Bazar | 2015-07-15 | Lala Singh | Barpali | PHC
539 | Injection Room | Refrigarator | 1 | KELIVINATOR | NA | AGP183 | 29203413 | 3000074722 | 2009-09-01 | 0 | NA | 0 | NA | Yes |  |  |  | Baloda Bazar | 2015-07-15 | Lal Singh | Barpali | PHC
540 | Pathology Lab | Centrifuge Machine | 1 | REMI | NA | 220230V | BHLC-6260 | 3000074723 | 2015-03-01 | 1 | 2016-03-01 | 0 | NA | Yes |  |  |  | Baloda Bazar | 2015-07-15 | Lal Singh | Barpali | PHC
541 | Pathology Lab | Glucometer | 1 | INFOPAI | NA | AUTOCODZNGTM | 8809115900395 | 3000074724 | 2015-03-01 | 1 | 2016-03-01 | 0 | NA | Yes |  |  |  | Baloda Bazar | 2015-07-15 | Lal Singh | Barpali | PHC
542 | Pathology Lab | Microscope (Binocular) | 1 | COSLAB | NA | HL-9A | 4090 | 3000074725 | 2015-03-01 | 1 | 2016-03-01 | 0 | NA | Yes |  |  |  | Baloda Bazar | 2015-07-15 | Lal Singh | Barpali | PHC
543 | Labour Room | Suction Machine | 1 | Shiva | NA | NA | NA | 3000074726 | NA | 1 | 2016-06-01 | 0 | NA | PACK |  |  |  | Baloda Bazar | 2015-07-15 | Lala Singh | Barpali | PHC | PACK
544 | Labour Room | Blood Pressure Monitor(Mercury) | 1 | SAI + LIFE | NA | NA | NA | 3000074727 | NA | 0 | NA | 0 | NA | No |  |  |  | Baloda Bazar | 2015-07-15 | Lala Singh | Barpali | PHC
545 | Labour Room | Blood Pressure Monitor (Digital) | 1 | PANASONIC | NA | EW3106 | NA | 3000074728 | NA | 0 | NA | 0 | NA | No |  |  |  | Baloda Bazar | 2015-07-15 | Lala Singh | Barpali | PHC
546 | Labour Room | Radiant Heat Warmer | 1 | Infancy Care | NA | Open Care Warmer | NA | 3000074760 | 2014-04-01 | 1 | 2017-07-01 | 0 | NA | Yes |  |  |  | Baloda Bazar | 2015-07-24 | Lal Singh | Arjoni | PHC
547 | Labour Room | Oxygen Concentration Machine | 1 | ASPEN | NA | CLI+ | M5817114 | 3000074759 | 2014-11-01 | 1 | 2015-11-01 | 0 | NA | Yes |  |  |  | Baloda Bazar | 2015-07-24 | Lal Singh | Arjoni | PHC
548 | Labour Room | Suction Machine(Foot Operated) | 1 | SHIVA | NA | NA | NA | 3000074758 | NA | 0 | NA | 0 | NA | Yes |  |  |  | Baloda Bazar | 2015-07-24 | Lala Singh | Arjoni | PHC
549 | Labour Room | Sterilizer | 1 | Rexco | NA | NA | NA | 3000074757 | NA | 0 | NA | 0 | NA | Yes |  |  |  | Baloda Bazar | 2015-07-24 | Lala Singh | Arjoni | PHC
550 | Labour Room | Mobile OT Light Shadowless | 1 | NA | NA | NA | NA | 3000074756 | NA | 0 | NA | 0 | NA | No |  |  |  | Baloda Bazar | 2015-07-24 | Lala Singh | Arjoni | PHC
551 | Labour Room | Refrigarator | 1 | LG | NA | LGL-1852012 | 203NRCQ127715 | 3000074755 | NA | 0 | NA | 0 | NA | Yes |  |  |  | Baloda Bazar | 2015-07-24 | Lala Singh | Arjoni | PHC
552 | Labour Room | Foetal Heart Monitor (dopler) | 1 | GEMI | NA | GFM-101 | 2012LC003 | 3000074754 | NA | 0 | NA | 0 | NA | Yes |  |  |  | Baloda Bazar | 2015-07-24 | Lala Singh | Arjoni | PHC
553 | OPD | Glucometer | 1 | GLUCOOME | NA | BG03Auto | NA | 3000074753 | NA | 0 | NA | 0 | NA | Yes |  |  |  | Baloda Bazar | 2015-07-24 | Lala Singh | Arjoni | PHC
554 | OPD | Nebulizer | 1 | Morpen | NA | CN06 | 14100652 | 3000074752 | NA | 1 | 2016-05-01 | 0 | NA | PACK |  |  |  | Baloda Bazar | 2015-07-24 | Lala Singh | Arjoni | PHC | PACK
555 | OPD | Blood Pressure Monitor (Digital) | 1 | OMRON | NA | HEM-7120 | 4875479495328 | 3000074751 | NA | 0 | NA | 0 | NA | No |  |  |  | Baloda Bazar | 2015-07-24 | Lala Singh | Arjoni | PHC
556 | OPD | Blood Pressure Monitor (Digital) | 1 | OMRON | NA | HEM-7111 | 20111114933VG | 3000074750 | NA | 0 | NA | 0 | NA | Yes |  |  |  | Baloda Bazar | 2015-07-24 | Lala Singh | Arjoni | PHC
557 | OPD | Blood Pressure Monitor(Mercury) | 1 | EXTRA CORG (EC) | NA | NA | NA | 3000074747 | NA | 0 | NA | 0 | NA | No |  |  |  | Baloda Bazar | 2015-07-24 | Lala Singh | Arjoni | PHC
558 | Pathology Lab | Microscope (Binocular) | 1 | OLYMPUS | NA | NA | NA | 3000074628 | NA | 0 | NA | 0 | NA | Yes |  |  |  | Baloda Bazar |  | Lala Singh | Mopur | PHC
559 | Pathology Lab | Refrigarator | 1 | GODREJ | NA | GAD19A2 | 1403036841 | 3000074629 | NA | 0 | NA | 0 | NA | Yes |  |  |  | Baloda Bazar |  | Lala Singh | Mopur | PHC
560 | OPD | Blood Pressure Monitor (Digital) | 1 | OMRON | NA | 7203 | 20130401949VG | 3000074630 | NA | 0 | NA | 0 | NA | Yes |  |  |  | Baloda Bazar |  | Lala Singh | Mopur | PHC
561 | Injection Room | Nebulizer | 1 | SWANMIST | NA | SW-1125 | NA | 3000074631 | NA | 0 | NA | 0 | NA | Yes |  |  |  | Baloda Bazar |  | Lala Singh | Mopur | PHC
562 | Labour Room | Sterilizer (2KW) | 1 | Atlas | NA | NA | NA | 3000074632 | NA | 0 | NA | 0 | NA | Yes |  |  |  | Baloda Bazar |  | Lala Singh | Mopur | PHC
563 | Labour Room | Radiant Heat Warmer | 1 | Infancy Care | NA | Open Care Warmer | NA | 3000074633 | 2014-04-01 | 1 | 2017-04-01 | 0 | NA | Yes |  |  |  | Baloda Bazar |  | Lal Singh | Mopur | PHC
564 | Labour Room | Suction Machine | 1 | Shiva | NA | NA | NA | 3000074634 | NA | 0 | NA | 0 | NA | Yes |  |  |  | Baloda Bazar |  | Lala Singh | Mopur | PHC
565 | Labour Room | Oxygen Concentration Machine | 1 | SPAN | NA | NA | MZJ5D20283 | 3000074635 | NA | 0 | NA | 0 | NA | Yes |  |  |  | Baloda Bazar |  | Lala Singh | Mopur | PHC
566 | Labour Room | Foetal Heart Monitor (dopler) | 1 | RIRANSA | NA | NA | BSM-BF-X53001415 | 3000074636 | NA | 0 | NA | 0 | NA | Yes |  |  |  | Baloda Bazar |  | Lala Singh | Mopur | PHC
567 | Labour Room | Blood Pressure Monitor(Mercury) | 1 | Diamond | NA | NA | NA | 3000074637 | NA | 0 | NA | 0 | NA | No |  |  |  | Baloda Bazar |  | Lala Singh | Mopur | PHC
568 | Labour Room | Blood Pressure Monitor(Mercury) | 1 | SAI + LIFE | NA | NA | NA | 3000074402 | NA | 0 | NA | 0 | NA | Yes |  |  |  | Baloda Bazar | 2015-07-15 | Golu Dhakad | Gopalpur | PHC
569 | Labour Room | Sterilizer | 1 | Rexco | NA | NA | NA | 3000074403 | NA | 0 | NA | 0 | NA | Yes |  |  |  | Baloda Bazar | 2015-07-15 | Golu Dhakad | Gopalpur | PHC
570 | Labour Room | Radiant Heat Warmer | 1 | Infancy Care | NA | Open Care Warmer | NA | 3000074404 | 2014-04-01 | 0 | NA | 0 | NA | Yes |  |  |  | Baloda Bazar | 2015-07-15 | Er. Golu Dhakad | Gopalpur | PHC
571 | Labour Room | Suction Machine | 1 | Shiva | NA | NA | NA | 3000074405 | NA | 0 | 2016-03-01 | 0 | NA | Yes |  |  |  | Baloda Bazar | 2015-07-15 | Golu Dhakad | Gopalpur | PHC
572 | Labour Room | Refrigarator | 1 | Haier | NA | BRCDA2 | BS0922E9LOOPIE3A0174 | 3000074406 | 2014-03-01 | 0 | NA | 0 | NA | Yes |  |  |  | Baloda Bazar | 2015-07-15 | Er. Golu Dhakad | Gopalpur | PHC
573 | Labour Room | Suction Machine(Foot Operated) | 1 | BIO Plus | NA | NA | NA | 3000074407 | 2014-04-01 | 0 | NA | 0 | NA | Yes |  |  |  | Baloda Bazar | 2015-07-15 | Er. Golu Dhakad | Gopalpur | PHC
574 | OPD | Blood Pressure Monitor(Mercury) | 1 | GIBSON | NA | NA | NA | 3000074408 | NA | 0 | NA | 0 | NA | Yes |  |  |  | Baloda Bazar | 2015-07-15 | Golu Dhakad | Gopalpur | PHC
575 | OPD | Foetal Heart Monitor (dopler) | 1 | Euro Care | NA | NA | NA | 3000074409 | 2015-01-01 | 1 | 2016-01-01 | 0 | NA | Yes |  |  |  | Baloda Bazar | 2015-07-15 | Er. Golu Dhakad | Gopalpur | PHC
576 | Injection Room | Sterilizer | 1 | Rexco | NA | NA | NA | 3000074410 | 2015-04-01 | 1 | 2016-04-01 | 0 | NA | Yes |  |  |  | Baloda Bazar | 2015-07-15 | Er. Golu Dhakad | Gopalpur | PHC
577 | Injection Room | Syringe and Needle Distroyer | 1 | Microsil | NA | NA | NA | 3000074411 | NA | 0 | NA | 0 | NA | Yes |  |  |  | Baloda Bazar | 2015-07-15 | Golu Dhakad | Gopalpur | PHC
578 | Store Room | Suction Machine(Foot Operated) | 1 | NA | NA | NA | NA | 3000074412 | 2015-01-01 | 1 | 2016-01-01 | 0 | NA | Yes |  |  |  | Baloda Bazar | 2015-07-15 | Er. Golu Dhakad | Gopalpur | PHC
579 | Store Room | Nebulizer | 1 | Raxneb | NA | RN07 | RB09142773 | 3000074413 | 2015-01-01 | 1 | 2016-01-01 | 0 | NA | Yes |  |  |  | Baloda Bazar | 2015-07-15 | Er. Golu Dhakad | Gopalpur | PHC
580 | Store Room | Centrifuge Machine | 1 | NA | NA | NA | NA | 3000074414 | NA | 0 | NA | 0 | NA | No |  |  |  | Baloda Bazar | 2015-07-15 | Golu Dhakad | Gopalpur | PHC
581 | Store Room | Pulse Oximeter | 1 | NA | NA | 80A | 801140939839 | 3000074415 | 2015-03-01 | 1 | 2016-03-01 | 0 | NA | Yes |  |  |  | Baloda Bazar | 2015-07-15 | Er. Golu Dhakad | Gopalpur | PHC
582 | Store Room | Glucometer | 1 | NA | NA | NA | M03F10AA4446 | 3000074416 | 2015-01-01 | 1 | 2016-01-01 | 0 | NA | Yes |  |  |  | Baloda Bazar | 2015-07-15 | Er. Golu Dhakad | Gopalpur | PHC
583 | OPD | Blood Pressure Monitor(Mercury) | 1 | Diamond | NA | NA | NA | 3000074529 | NA | 0 | NA | 0 | NA | Yes |  |  |  | Baloda Bazar | 2015-07-18 | Lala Singh | Bitkuli | PHC
584 | Pathology Lab | Syringe and Needle Distroyer | 1 | SaraTech | NA | S1R | NA | 3000074528 | NA | 0 | NA | 0 | NA | No |  |  |  | Baloda Bazar | 2015-07-18 | Lala Singh | Bitkuli | PHC
585 | Pathology Lab | Centrifuge Machine | 1 | Local Make | NA | NA | NA | 3000074527 | NA | 0 | NA | 0 | NA | Yes |  |  |  | Baloda Bazar | 2015-07-18 | Lala Singh | Bitkuli | PHC
586 | Pathology Lab | Glucometer | 1 | ACCUCHEK | NA | NA | NA | 3000074526 | 2013-06-01 | 1 | 2016-03-01 | 0 | NA | Yes |  |  |  | Baloda Bazar | 2015-07-18 | Lal Singh | Bitkuli | PHC
587 | Pathology Lab | Nebulizer | 1 | NA | NA | RN07 | NA | 3000074525 | 2015-03-01 | 1 | 2016-03-01 | 0 | NA | Yes |  |  |  | Baloda Bazar | 2015-07-18 | Lal Singh | Bitkuli | PHC
588 | Store Room | Sterilizer (2KW) | 1 | Atlas | NA | NA | NA | 3000074524 | NA | 0 | NA | 0 | NA | Yes |  |  |  | Baloda Bazar | 2015-07-18 | Lala Singh | Bitkuli | PHC
589 | Labour Room | Suction Machine | 1 | Shiva | NA | NA | NA | 3000074523 | 2015-04-01 | 0 | 2016-04-01 | 0 | NA | Yes |  |  |  | Baloda Bazar | 2015-07-18 | Lal Singh | Bitkuli | PHC
590 | Pathology Lab | Microscope (Binocular) | 1 | OLYMPUS | NA | MLXB | NA | 3000074522 | 2010-10-01 | 0 | NA | 0 | NA | Yes |  |  |  | Baloda Bazar | 2015-07-18 | Lal Singh | Bitkuli | PHC
591 | Labour Room | Radiant Heat Warmer | 1 | Infancy Care | NA | Open Care Warmer | NA | 3000074521 | 2015-03-01 | 1 | 2018-03-01 | 0 | NA | Yes |  |  |  | Baloda Bazar | 2015-07-18 | Lal Singh | Bitkuli | PHC
592 | OPD | Blood Pressure Monitor(Mercury) | 1 | Diamond | NA | NA | NA | 3000074769 | NA | 0 | NA | 0 | NA | Yes |  |  |  | Baloda Bazar | 2015-07-25 | Golu Dhakad | Risda | PHC
593 | Labour Room | Radiant Heat Warmer | 1 | Infancy Care | NA | Open Care Warmer | NA | 3000074770 | 2014-04-01 | 1 | 2017-04-01 | 0 | NA | Yes |  |  |  | Baloda Bazar | 2015-07-25 | Er. Golu Dhakad | Risda | PHC
594 | Labour Room | Oxygen Concentration Machine | 1 | LS | NA | NA | MZJ5525475 | 3000074771 | 2014-04-01 | 0 | NA | 0 | NA | Yes |  |  |  | Baloda Bazar | 2015-07-25 | Er. Golu Dhakad | Risda | PHC
595 | Labour Room | Foetal Heart Monitor (dopler) | 1 | Scure | NA | FD-401 | FD201131012563 | 3000074772 | 2011-08-01 | 0 | NA | 0 | NA | Yes |  |  |  | Baloda Bazar | 2015-07-25 | Er. Golu Dhakad | Risda | PHC
596 | Labour Room | Mobile OT Light Shadowless | 1 | NA | NA | NA | NA | 3000074773 | 2011-08-01 | 0 | NA | 0 | NA | Yes |  |  |  | Baloda Bazar | 2015-07-25 | Er. Golu Dhakad | Risda | PHC
597 | Labour Room | Foetal Heart Monitor (dopler) | 1 | Euro Care | NA | NA | NA | 3000074774 | 2014-04-01 | 0 | NA | 0 | NA | Yes |  |  |  | Baloda Bazar | 2015-07-25 | Er. Golu Dhakad | Risda | PHC
598 | Pathology Lab | Refrigarator | 1 | Whirlpool | NA | DC1935 | NA | 3000074775 | 2010-04-01 | 0 | NA | 0 | NA | Yes |  |  |  | Baloda Bazar | 2015-07-25 | Er. Golu Dhakad | Risda | PHC
599 | Pathology Lab | Centrifuge Machine | 1 | NA | NA | NA | NA | 3000074776 | NA | 0 | NA | 0 | NA | Yes |  |  |  | Baloda Bazar | 2015-07-25 | Golu Dhakad | Risda | PHC
600 | Pathology Lab | Microscope (Monocular) | 1 | Medico | NA | NA | NA | 3000074777 | NA | 0 | NA | 0 | NA | Yes |  |  |  | Baloda Bazar | 2015-07-25 | Golu Dhakad | Risda | PHC
601 | Pathology Lab | Glucometer | 1 | Arkray | NA | NA | 1940-6300603 | 3000074778 | NA | 0 | NA | 0 | NA | Yes |  |  |  | Baloda Bazar | 2015-07-25 | Golu Dhakad | Risda | PHC
602 | Store Room | Blood Pressure Monitor(Mercury) | 1 | Hart+Care | NA | NA | NA | 3000074779 | NA | 0 | NA | 0 | NA | No |  |  |  | Baloda Bazar | 2015-07-25 | Golu Dhakad | Risda | PHC
603 | Store Room | Blood Pressure Monitor(Mercury) | 1 | Easycare | NA | NA | NA | 3000074780 | NA | 0 | NA | 0 | NA | No |  |  |  | Baloda Bazar | 2015-07-25 | Golu Dhakad | Risda | PHC
604 | Store Room | Suction Machine | 1 | Shiva | NA | NA | NA | 3000074781 | NA | 1 | 2016-05-01 | 0 | NA | PACK |  |  |  | Baloda Bazar | 2015-07-25 | Golu Dhakad | Risda | PHC | PACK
605 | Store Room | Syringe and Needle Distroyer | 1 | NA | NA | NA | NA | 3000074782 | NA | 0 | NA | 0 | NA | No |  |  |  | Baloda Bazar | 2015-07-25 | Golu Dhakad | Risda | PHC
606 | Store Room | Sterilizer | 1 | NA | NA | NA | NA | 3000074783 | 2015-05-01 | 1 | 2016-05-01 | 0 | NA | Yes |  |  |  | Baloda Bazar | 2015-07-25 | Er. Golu Dhakad | Risda | PHC
607 | Labour Room | Radiant Heat Warmer | 1 | Infancy Care | NA | Open Care Warmer | NA | 3000074761 | 2014-05-01 | 0 | NA | 0 | NA | Yes |  |  |  | Baloda Bazar | 2015-07-25 | Er. Golu Dhakad | Lahod | PHC
608 | Labour Room | Sterilizer | 1 | NA | NA | NA | NA | 3000074762 | 2012-03-01 | 0 | NA | 0 | NA | Yes |  |  |  | Baloda Bazar | 2015-07-25 | Er. Golu Dhakad | Lahod | PHC
609 | Labour Room | Oxygen Concentration Machine | 1 | LS | NA | NA | MZJ5525520 | 3000074763 | 2014-05-01 | 0 | NA | 0 | NA | Yes |  |  |  | Baloda Bazar | 2015-07-25 | Er. Golu Dhakad | Lahod | PHC
610 | Labour Room | Blood Pressure Monitor (Digital) | 1 | OMRON | NA | HEM-7111 | 20111210939VG | 3000074764 | 2014-04-01 | 0 | NA | 0 | NA | Yes |  |  |  | Baloda Bazar | 2015-07-25 | Er. Golu Dhakad | Lahod | PHC
611 | Labour Room | Foetal Heart Monitor (dopler) | 1 | Scure | NA | FD-401 | FD2D140101423 | 3000074765 | 2014-05-01 | 0 | NA | 0 | NA | Yes |  |  |  | Baloda Bazar | 2015-07-25 | Er. Golu Dhakad | Lahod | PHC
612 | Labour Room | Suction Machine | 1 | Shiva | NA | NA | NA | 3000074766 | 2011-04-01 | 0 | NA | 0 | NA | No |  |  |  | Baloda Bazar | 2015-07-25 | Er. Golu Dhakad | Lahod | PHC
613 | Labour Room | Sterilizer (2KW) | 1 | Atlas | NA | NA | NA | 3000074767 | 2012-03-01 | 0 | NA | 0 | NA | Yes |  |  |  | Baloda Bazar | 2015-07-25 | Er. Golu Dhakad | Lahod | PHC
614 | Labour Room | Blood Pressure Monitor(Mercury) | 1 | LIFE LINE | NA | NA | 23460 | 3000074768 | 2013-07-01 | 0 | NA | 0 | NA | No |  |  |  | Baloda Bazar | 2015-07-25 | Er. Golu Dhakad | Lahod | PHC
615 | Pathology Lab | Microscope (Binocular) | 1 | OLYMPUS | NA | NA | 518649 | 3000074500 | 2005-06-29 | 0 | NA | 0 | NA | Yes |  |  |  | Baloda Bazar | 2015-07-18 | Golu Dhakad | Nipania | PHC
616 | Pathology Lab | Glucometer | 1 | ACCUCHEK | NA | 6088 | 533083-69313 | 3000074501 | 2005-07-02 | 0 | NA | 0 | NA | Yes |  |  |  | Baloda Bazar | 2015-07-18 | Golu Dhakad | Nipania | PHC
617 | Pathology Lab | Syringe and Needle Distroyer | 1 | SaraTech | NA | S1R | NA | 3000074502 | 2015-01-01 | 1 | 2016-01-01 | 0 | NA | Yes |  |  |  | Baloda Bazar | 2015-07-18 | Er. Golu Dhakad | Nipania | PHC
618 | Pathology Lab | Centrifuge Machine | 1 | Local Make | NA | NA | NA | 3000074503 | 2005-07-06 | 0 | NA | 0 | NA | Yes |  |  |  | Baloda Bazar | 2015-07-18 | Golu Dhakad | Nipania | PHC
619 | Opthalmology Room | Slite Microscope | 1 | NA | NA | NA | NA | 3000074504 | 2010-05-01 | 0 | NA | 0 | NA | Yes |  |  |  | Baloda Bazar | 2015-07-18 | Er. Golu Dhakad | Nipania | PHC
620 | Opthalmology Room | Blood Pressure Monitor(Mercury) | 1 | Diamond | NA | NA | 196043 | 3000074505 | 2013-10-01 | 0 | NA | 0 | NA | Yes |  |  |  | Baloda Bazar | 2015-07-18 | Er. Golu Dhakad | Nipania | PHC
621 | Labour Room | Radiant Heat Warmer | 1 | Infancy Care | NA | Open Care Warmer | NA | 3000074506 | 2014-03-01 | 0 | NA | 0 | NA | Yes |  |  |  | Baloda Bazar | 2015-07-18 | Er. Golu Dhakad | Nipania | PHC
622 | Labour Room | Oxygen Concentration Machine | 1 | ASPEN | NA | 2078 | MZJIP20278 | 3000074507 | 2014-03-01 | 0 | NA | 0 | NA | Yes |  |  |  | Baloda Bazar | 2015-07-18 | Er. Golu Dhakad | Nipania | PHC
623 | Labour Room | Suction Machine | 1 | Shiva | NA | NA | NA | 3000074508 | 2005-07-02 | 0 | NA | 0 | NA | Yes |  |  |  | Baloda Bazar | 2015-07-18 | Golu Dhakad | Nipania | PHC
624 | Labour Room | Blood Pressure Monitor(Mercury) | 1 | Gold | NA | NA | 9810202 | 3000074509 | 2010-08-01 | 0 | NA | 0 | NA | Yes |  |  |  | Baloda Bazar | 2015-07-18 | Er. Golu Dhakad | Nipania | PHC
625 | Injection Room | Syringe and Needle Distroyer | 1 | Microsil | NA | ND-350 | 3419 | 3000074510 | NA | 0 | NA | 0 | NA | Yes |  |  |  | Baloda Bazar | 2015-07-18 | Golu Dhakad | Nipania | PHC
626 | Injection Room | Refrigarator | 1 | Samsung | NA | Bio Fresh | NA | 3000074511 | 2005-06-27 | 0 | NA | 0 | NA | Yes |  |  |  | Baloda Bazar | 2015-07-18 | Golu Dhakad | Nipania | PHC
627 | Injection Room | Foetal Heart Monitor (dopler) | 1 | RIRANSA | NA | FD20 | NA | 3000074512 | 2013-02-01 | 0 | NA | 0 | NA | Yes |  |  |  | Baloda Bazar | 2015-07-18 | Er. Golu Dhakad | Nipania | PHC
628 | OPD | Blood Pressure Monitor(Mercury) | 1 | Meciliresi | NA | NA | NA | 3000074596 | 2007-06-01 | 0 | NA | 0 | NA | Yes |  |  |  | Baloda Bazar | 2015-07-22 | Er. Golu Dhakad | Hathbandh | PHC
629 | OPD | Blood Pressure Monitor (Digital) | 1 | OMRON | NA | HEM-7120 | 20140901244VO | 3000074597 | 2015-02-01 | 1 | 2016-02-01 | 0 | NA | Yes |  |  |  | Baloda Bazar | 2015-07-22 | Er. Golu Dhakad | Hathbandh | PHC
630 | Injection Room | Syringe and Needle Distroyer | 1 | SaraTech | NA | S1R | NA | 3000074598 | 2003-05-01 | 0 | NA | 0 | NA | Yes |  |  |  | Baloda Bazar | 2015-07-22 | Er. Golu Dhakad | Hathbandh | PHC
631 | Injection Room | Suction Machine(Foot Operated) | 1 | NA | NA | NA | NA | 3000074599 | 2015-06-01 | 1 | 2016-06-01 | 0 | NA | Yes |  |  |  | Baloda Bazar | 2015-07-22 | Er. Golu Dhakad | Hathbandh | PHC
632 | Pathology Lab | Centrifuge Machine | 1 | NA | NA | NA | NA | 3000074600 | 2015-02-01 | 1 | 2016-02-01 | 0 | NA | Yes |  |  |  | Baloda Bazar | 2015-07-22 | Er. Golu Dhakad | Hathbandh | PHC
633 | Pathology Lab | Glucometer | 1 | NA | NA | GC | GC19296644 | 3000074601 | 2005-05-01 | 0 | NA | 0 | NA | Yes |  |  |  | Baloda Bazar | 2015-07-22 | Er. Golu Dhakad | Hathbandh | PHC
634 | IPD | Suction Machine | 1 | Shiva | NA | NA | NA | 3000074602 | 2015-02-01 | 1 | 2016-03-01 | 0 | NA | Yes |  |  |  | Baloda Bazar | 2015-07-22 | Er. Golu Dhakad | Hathbandh | PHC
635 | Labour Room | Syringe and Needle Distroyer | 1 | SaraTech | NA | S1R | NA | 3000074603 | NA | 0 | NA | 0 | NA | Yes |  |  |  | Baloda Bazar | 2015-07-22 | Golu Dhakad | Hathbandh | PHC
636 | Labour Room | Mobile OT Light Shadowless | 1 | NA | NA | NA | NA | 3000074604 | 2009-10-01 | 0 | NA | 0 | NA | Yes |  |  |  | Baloda Bazar | 2015-07-22 | Er. Golu Dhakad | Hathbandh | PHC
637 | Labour Room | Weight Machine (Digital) | 1 | Essae | NA | BS 250 | 25014131813 | 3000074605 | 2006-01-01 | 0 | NA | 0 | NA | Yes |  |  |  | Baloda Bazar | 2015-07-22 | Er. Golu Dhakad | Hathbandh | PHC
638 | Labour Room | Suction Machine | 1 | Shiva | NA | NA | NA | 3000074606 | 2015-06-01 | 1 | 2016-06-01 | 0 | NA | Yes |  |  |  | Baloda Bazar | 2015-07-22 | Er. Golu Dhakad | Hathbandh | PHC
639 | Sister Duty Room | Foetal Heart Monitor (dopler) | 1 | Comin | NA | FD200B | FD2D140913278 | 3000074607 | 2015-02-01 | 1 | 2016-02-01 | 0 | NA | Yes |  |  |  | Baloda Bazar | 2015-07-22 | Er. Golu Dhakad | Hathbandh | PHC
640 | Sister Duty Room | Nebulizer | 1 | Nulife | NA | NA | NGM382603 | 3000074608 | 2015-02-01 | 1 | 2016-02-01 | 0 | NA | Yes |  |  |  | Baloda Bazar | 2015-07-22 | Er. Golu Dhakad | Hathbandh | PHC
641 | Sister Duty Room | Refrigarator | 1 | GODREJ | NA | NA | 1402036300 | 3000074609 | 2014-04-01 | 0 | NA | 0 | NA | Yes |  |  |  | Baloda Bazar | 2015-07-22 | Er. Golu Dhakad | Hathbandh | PHC
642 | Room 16 | Auto Clave | 1 | NA | NA | NA | NA | 3000074610 | NA | 0 | NA | 0 | NA | Yes |  |  |  | Baloda Bazar | 2015-07-22 | Golu Dhakad | Hathbandh | PHC
643 | Room 16 | Sterilizer (2KW) | 1 | Atlas | NA | NA | 09E9236 | 3000074611 | NA | 0 | NA | 0 | NA | Yes |  |  |  | Baloda Bazar | 2015-07-22 | Golu Dhakad | Hathbandh | PHC
644 | OPD | Pulse Oximeter | 1 | NA | NA | NA | 09AJ121568 | 3000074612 | 2015-02-01 | 0 | 2016-02-01 | 0 | NA | Yes |  |  |  | Baloda Bazar | 2015-07-22 | Er. Golu Dhakad | Hathbandh | PHC

## Gariyaband (hidden)
S. No. | Department | Equipment Name | Qty. | Manufacturer | Year of Manufacturer | Model | Equipment S.No. | Barcode Sticker | Installation date (m-yy) | Under Warranty (Y=1/ N=0) | Warranty Upto (m-yy) | AMC / CMC (Y=1,N=0) | AMC/CMC upto (m/yy) | Working status |  | Medical (Radiologist/Pathologist etc) | Paramedical (LT/Radiographer/technician etc) | District | Date | Name of Consultant | Facility Name | Facility Type | Remark
1 | 2 | 3 | 4 | 5 | 6 | 7 | 8 | 9 | 10 | 11 | 12 | 13 | 14 | 15 | 16 | 17 | 18 | 19 | 20 | 21 | 22 | 23 | 24
1 |  | Batter Fetal Doppler | 1 | Uconimtect | 2015-01-03 | FD-200D | Fo20150403965 | 3000103510 | 2015-02-06 | 0 | 0 | 0 |  | yes |  |  | Gariaband | 22/7/15 | Ankit Bhardwaj | Chhura | CHC
2 |  | Flectroion Iotal Doppler | 1 | Life-x |  | NA | NA | 3000103511 | NA |  |  |  |  | yes |  |  | Gariaband | 22/7/15 | Ankit Bhardwaj | Chhura | CHC
3 |  | Adult Weight Machin | 1 | Raman Surgical |  | Crown | NA | 3000103512 | NA |  |  |  |  | yes |  |  | Gariaband | 22/7/15 | Ankit Bhardwaj | Chhura | CHC
4 |  | Needle Cutter | 1 | Star Atech |  | NA | NA | 3000103513 | NA |  |  |  |  | yes |  |  | Gariaband | 22/7/15 | Ankit Bhardwaj | Chhura | CHC
5 |  | Labour OT Table | 1 |  | NA | NA | NA | 3000103514 | 15/5/14 |  |  |  |  | yes |  |  | Gariaband | 22/7/15 | Ankit Bhardwaj | Chhura | CHC
6 |  | Infant Warmer | 1 | S.S. Techaw |  | Tiana | OCW 100 | 3000103515 | 2015-02-06 |  |  |  |  | Packed |  |  | Gariaband | 22/7/15 | Ankit Bhardwaj | Chhura | CHC
7 |  | Harizontal Auto Clave | 1 |  |  | NA | NA | 3000103516 | 2015-02-06 |  |  |  |  | Packed |  |  | Gariaband | 22/7/15 | Ankit Bhardwaj | Chhura | CHC
8 |  | Suction Machine | 1 | Shiva |  | NA | NA | 3000103517 | 2014-10-12 |  |  |  |  | yes |  |  | Gariaband | 22/7/15 | Ankit Bhardwaj | Chhura | CHC
9 |  | Electrnic Dental Chair | 1 | Chesa |  | NA | NA | 3000103518 | 2015-01-03 |  |  |  |  | yes |  |  | Gariaband | 22/7/15 | Ankit Bhardwaj | Chhura | CHC
10 |  | Table Top Stelizer | 1 | local make |  | NA | NA | 3000103519 | NA |  |  |  |  | Packed |  |  | Gariaband | 22/7/15 | Ankit Bhardwaj | Chhura | CHC
11 |  | Slit lamp foot Switch | 1 | NA |  | NA | NA | 3000103520 | 2015-07-07 |  |  |  |  | yes |  |  | Gariaband | 22/7/15 | Ankit Bhardwaj | Chhura | CHC
12 |  | BP Instrument(marcury ) | 1 | Diamond |  | Regular | 17294 | 3000103521 | [5 empty] | yes |  |  | Gariaband | 22/7/15 | Ankit Bhardwaj | Chhura | CHC
13 |  | Adult Weight Machin | 1 | Raman Surgical |  | Crown |  | 3000103522 | [5 empty] | yes |  |  | Gariaband | 22/7/15 | Ankit Bhardwaj | Chhura | CHC
14 |  | Adult Weight Machin | 1 | Raman Surgical |  | Crown |  | 3000103523 | [5 empty] | yes |  |  | Gariaband | 22/7/15 | Ankit Bhardwaj | Chhura | CHC
15 |  | Adult Weight Machin | 1 | Raman Surgical |  | Crown |  | 3000103524 | [5 empty] | yes |  |  | Gariaband | 22/7/15 | Ankit Bhardwaj | Chhura | CHC
16 |  | Adult Weight Machin | 1 | Raman Surgical |  | Crown |  | 3000103525 | [5 empty] | yes |  |  | Gariaband | 22/7/15 | Ankit Bhardwaj | Chhura | CHC
17 |  | BP Instrument(marcury ) | 1 |  |  | Top |  | 3000103526 | 2014-09-08 |  |  |  |  | yes |  |  | Gariaband | 22/7/15 | Ankit Bhardwaj | Chhura | CHC
18 |  | BP Instrument(marcury ) | 1 |  |  | Top |  | 3000103527 | 2014-06-09 |  |  |  |  | yes |  |  | Gariaband | 22/7/15 | Ankit Bhardwaj | Chhura | CHC
19 |  | BP Instrument(marcury ) | 1 |  |  | Top |  | 3000103528 | 2015-05-02 |  |  |  |  | yes |  |  | Gariaband | 22/7/15 | Ankit Bhardwaj | Chhura | CHC
20 |  | Normal X-Ray 300MA | 1 | Allenger | 2014-11-01 | Mars30 KW 0089BX/HF |  | 3000103529 | 27/12/2014 |  |  |  |  | yes |  |  | Gariaband | 22/7/15 | Ankit Bhardwaj | Chhura | CHC
21 |  | Table Top Stelizer | 1 | local make |  |  |  | 3000103530 | 20/5/2015 |  |  |  |  | yes |  |  | Gariaband | 22/7/15 | Ankit Bhardwaj | Chhura | CHC
22 |  | Glucometer | 1 | Roche Dignatic |  | Accuchek | 55308372635 | 3000103531 | 2014-10-06 |  |  |  |  | yes |  |  | Gariaband | 22/7/15 | Ankit Bhardwaj | Chhura | CHC
23 |  | Adult Weight Machin | 1 | Raman Surgical |  | Crown |  | 3000103532 | 14/12/2013 |  |  |  |  | yes |  |  | Gariaband | 22/7/15 | Ankit Bhardwaj | Chhura | CHC
24 |  | Binocular Microscope | 1 | olympus |  |  |  | 3000103533 | NA |  |  |  |  | yes |  |  | Gariaband | 22/7/15 | Ankit Bhardwaj | Chhura | CHC
25 |  | Centrifuse Mashin 8 Tubes | 1 | Alpise |  |  |  | 3000103534 | NA |  |  |  |  | yes |  |  | Gariaband | 22/7/15 | Ankit Bhardwaj | Chhura | CHC
26 |  | Needle Cutter | 1 | Microsil |  | No-350 |  | 3000103535 | NA |  |  |  |  | yes |  |  | Gariaband | 22/7/15 | Ankit Bhardwaj | Chhura | CHC
27 |  | Micro Sterilizer | 1 | Tropo |  |  |  | 3000103536 | NA |  |  |  |  | yes |  |  | Gariaband | 22/7/15 | Ankit Bhardwaj | Chhura | CHC
28 |  | Spot Light | 1 | local make |  |  |  | 3000103537 | NA |  |  |  |  | yes |  |  | Gariaband | 22/7/15 | Ankit Bhardwaj | Chhura | CHC
29 |  | Spot Light | 1 | local make |  |  |  | 3000103538 | NA |  |  |  |  | yes |  |  | Gariaband | 22/7/15 | Ankit Bhardwaj | Chhura | CHC
30 |  | Spot Light | 1 | local make |  |  |  | 3000103539 | NA |  |  |  |  | yes |  |  | Gariaband | 22/7/15 | Ankit Bhardwaj | Chhura | CHC
31 |  | Spot Light | 1 | local make |  | NA | NA | 3000103540 | NA |  |  |  |  | yes |  |  | Gariaband | 22/7/15 | Ankit Bhardwaj | Chhura | CHC
32 |  | Harizontal Sterilizer | 1 | Shiva |  | NA | NA | 3000103549 | NA |  |  |  |  | Packed |  |  | Gariaband | 22/7/15 | Ankit Bhardwaj | Chhura | CHC
33 |  | Micro Sterilizer | 1 | local make |  | NA | NA | 3000103550 | NA |  |  |  |  | Packed |  |  | Gariaband | 22/7/15 | Ankit Bhardwaj | Chhura | CHC
34 |  | Table Top Stelizer | 1 | local make |  | NA | NA | 3000103551 | NA |  |  |  |  | Packed |  |  | Gariaband | 22/7/15 | Ankit Bhardwaj | Chhura | CHC
35 |  | Table Top Stelizer | 1 | local make |  | NA | NA | 3000103552 | NA |  |  |  |  | Packed |  |  | Gariaband | 22/7/15 | Ankit Bhardwaj | Chhura | CHC
36 |  | Table Top Stelizer | 1 | local make |  | NA | NA | 3000103553 | NA |  |  |  |  | Packed |  |  | Gariaband | 22/7/15 | Ankit Bhardwaj | Chhura | CHC
37 |  | Cautry Mashin | 1 | Lausem & Turbro |  | NA | NA | 3000103554 | NA |  |  |  |  | Packed |  |  | Gariaband | 22/7/15 | Ankit Bhardwaj | Chhura | CHC
38 |  | ECG BP | 1 |  |  | NA | NA | 3000103555 | NA |  |  |  |  | yes |  |  | Gariaband | 22/7/15 | Ankit Bhardwaj | Chhura | CHC
39 |  | Stelizer | 1 | local make |  | NA | NA | 3000103556 | NA |  |  |  |  | No |  |  | Gariaband | 22/7/15 | Ankit Bhardwaj | Chhura | CHC
40 |  | Fumigatur | 1 |  |  | NA | NA | 3000103557 | NA |  |  |  |  | yes |  |  | Gariaband | 22/7/15 | Ankit Bhardwaj | Chhura | CHC
41 |  | Fumigatur | 1 |  |  | NA | NA | 3000103558 | NA |  |  |  |  | yes |  |  | Gariaband | 22/7/15 | Ankit Bhardwaj | Chhura | CHC
42 |  | Fumigatur | 1 |  |  | NA | NA | 3000103559 | NA |  |  |  |  | yes |  |  | Gariaband | 22/7/15 | Ankit Bhardwaj | Chhura | CHC
43 |  | BP Instrument(marcury ) | 1 | Supreme Surgical |  | Top | NA | 3000103560 | NA |  |  |  |  | Packed |  |  | Gariaband | 22/7/15 | Ankit Bhardwaj | Chhura | CHC
44 |  | BP Instrument(marcury ) | 1 | Supreme Surgical |  | Top | NA | 3000103561 | NA |  |  |  |  | Packed |  |  | Gariaband | 22/7/15 | Ankit Bhardwaj | Chhura | CHC
45 |  | Nebulizer | 1 | Diamond | 2015-02-01 | Medimisteco | 1501286 | 3000103562 | NA |  |  |  |  | Packed |  |  | Gariaband | 22/7/15 | Ankit Bhardwaj | Chhura | CHC
46 |  | Adult Weight Machin | 1 |  |  | NA | NA | 3000103548 | NA |  |  |  |  | Packed |  |  | Gariaband | 22/7/15 | Ankit Bhardwaj | Chhura | CHC
47 |  | Adult Weight Machin | 1 |  |  | NA | NA | 3000103547 | NA |  |  |  |  | Packed |  |  | Gariaband | 22/7/15 | Ankit Bhardwaj | Chhura | CHC
48 |  | Infraphil Appretus | 1 | Philips | 2011-11-01 | HL 4307 | NA | 3000103563 | NA |  |  |  |  | Packed |  |  | Gariaband | 22/7/15 | Ankit Bhardwaj | Chhura | CHC
49 |  | Infraphil Appretus | 1 | Philips |  |  | NA | 3000103564 | NA |  |  |  |  | Packed |  |  | Gariaband | 22/7/15 | Ankit Bhardwaj | Chhura | CHC
50 |  | Glucometer | 1 | Dr.Morepen | 2014-07-01 | B4-03 | NA | 300010355 | NA |  |  |  |  | Packed |  |  | Gariaband | 22/7/15 | Ankit Bhardwaj | Chhura | CHC
51 |  | Fetal Doppler | 1 | ucomintech | 2015-03-01 | FD-200D | FD2D150403966 | 3000103566 | NA |  |  |  |  | Packed |  |  | Gariaband | 22/7/15 | Ankit Bhardwaj | Chhura | CHC
52 |  | Infraphil Appretus | 1 | Philips | 2011-11-01 | HL 307 | NA | 3000103567 | NA |  |  |  |  | Packed |  |  | Gariaband | 22/7/15 | Ankit Bhardwaj | Chhura | CHC
53 |  | BP Instrument(marcury ) | 1 | Supreme Surgical |  | Priemer | NA | 3000103568 | NA |  |  |  |  | Packed |  |  | Gariaband | 22/7/15 | Ankit Bhardwaj | Chhura | CHC
54 |  | BP Instrument(marcury ) | 1 | Supreme Surgical |  | Priemer | NA | 3000103569 | NA |  |  |  |  | Packed |  |  | Gariaband | 22/7/15 | Ankit Bhardwaj | Chhura | CHC
55 |  | BP Instrument(marcury ) | 1 | Supreme Surgical |  | Priemer | NA | 3000103570 | NA |  |  |  |  | Packed |  |  | Gariaband | 22/7/15 | Ankit Bhardwaj | Chhura | CHC
56 |  | BP Instrument(marcury ) | 1 | Supreme Surgical |  | Priemer | NA | 3000103571 | NA |  |  |  |  | Packed |  |  | Gariaband | 22/7/15 | Ankit Bhardwaj | Chhura | CHC
57 |  | BP Instrument(marcury ) | 1 | Supreme Surgical |  | Priemer | NA | 3000103572 | NA |  |  |  |  | Packed |  |  | Gariaband | 22/7/15 | Ankit Bhardwaj | Chhura | CHC
58 |  | BP Instrument(marcury ) | 1 | Supreme Surgical |  | Priemer | NA | 3000103573 | NA |  |  |  |  | Packed |  |  | Gariaband | 22/7/15 | Ankit Bhardwaj | Chhura | CHC
59 |  | BP Instrument(marcury ) | 1 | Supreme Surgical |  | Priemer |  | 3000103574 | NA |  |  |  |  | Packed |  |  | Gariaband | 22/7/15 | Ankit Bhardwaj | Chhura | CHC
60 |  | BP Instrument(marcury ) | 1 | Supreme Surgical |  | Top |  | 3000103575 | NA |  |  |  |  | Packed |  |  | Gariaband | 22/7/15 | Ankit Bhardwaj | Chhura | CHC
61 |  | BP Instrument(marcury ) | 1 | Supreme Surgical |  | Top |  | 3000103576 | NA |  |  |  |  | Packed |  |  | Gariaband | 22/7/15 | Ankit Bhardwaj | Chhura | CHC
62 |  | BP Instrument(marcury ) | 1 | Supreme Surgical |  | Top |  | 3000103577 | NA |  |  |  |  | Packed |  |  | Gariaband | 22/7/15 | Ankit Bhardwaj | Chhura | CHC
63 |  | Table Top Stelizer | 1 | local make |  | NA | NA | 3000103546 | NA |  |  |  |  | NO |  |  | Gariaband | 22/7/15 | Ankit Bhardwaj | Chhura | CHC
64 |  | Spot Light | 1 | local make |  | NA | NA | 3000103545 | NA |  |  |  |  | Packed |  |  | Gariaband | 22/7/15 | Ankit Bhardwaj | Chhura | CHC
65 |  | Spot Light | 1 | local make |  | NA | NA | 3000103544 | NA |  |  |  |  | Packed |  |  | Gariaband | 22/7/15 | Ankit Bhardwaj | Chhura | CHC
66 |  | Spot Light | 1 | local make |  | NA | NA | 3000103543 | NA |  |  |  |  | Packed |  |  | Gariaband | 22/7/15 | Ankit Bhardwaj | Chhura | CHC
67 |  | Spot Light | 1 | local make |  | NA | NA | 3000103542 | NA |  |  |  |  | Packed |  |  | Gariaband | 22/7/15 | Ankit Bhardwaj | Chhura | CHC
68 |  | Spot Light | 1 | local make |  | NA | NA | 3000103541 | NA |  |  |  |  | Packed |  |  | Gariaband | 22/7/15 | Ankit Bhardwaj | Chhura | CHC
69 |  | Refrigerator | 1 | LG | 2015 | GL-B195CRLR | MEZ393-90601 | 3000075076 | 21/4/2015 | 1 | 2016 |  |  | yes |  |  | Gariaband | 22/7/15 | Ankit Bhardwaj | Raselo | PHC
70 |  | Blood Praser Machine Digital | 1 | Omron |  |  |  | 3000075077 | 18/3/2015 |  |  |  |  | yes |  |  | Gariaband | 22/7/15 | Ankit Bhardwaj | Raselo | PHC
71 |  | Blood Praser Machine Marcury | 1 | Supreme Surgical |  |  |  | 3000075078 | 15/3/2015 |  |  |  |  | Packed |  |  | Gariaband | 22/7/15 | Ankit Bhardwaj | Raselo | PHC
72 |  | Adult Weight Machine | 1 |  |  |  |  | 3000075079 | 2015-01-07 |  |  |  |  | Packed |  |  | Gariaband | 22/7/15 | Ankit Bhardwaj | Raselo | PHC
73 |  | Glucometer | 1 | Roche Dignatic |  |  |  | 3000075080 | 15/7/2014 |  |  |  |  | yes |  |  | Gariaband | 22/7/15 | Ankit Bhardwaj | Raselo | PHC
74 |  | Multifunction Monitoing System | 1 | Kerndl | 2015 | ET-222 | 222 3A000351 | 3000075081 | 18/3/2015 |  |  |  |  | Packed |  |  | Gariaband | 22/7/15 | Ankit Bhardwaj | Raselo | PHC
75 |  | Table Top Stelizer | 1 |  |  | NA | NA | 3000075082 | 2015-12-06 |  |  |  |  | Packed |  |  | Gariaband | 22/7/15 | Ankit Bhardwaj | Raselo | PHC
76 |  | Nebulizer | 1 |  |  |  |  | 3000103501 | 15/7/2014 |  |  |  |  | yes |  |  | Gariaband | 22/7/15 | Ankit Bhardwaj | Raselo | PHC
77 |  | Needle Cutter | 1 |  |  |  |  | 3000103502 | 24/7/2009 |  |  |  |  | yes |  |  | Gariaband | 22/7/15 | Ankit Bhardwaj | Raselo | PHC
78 |  | Double Jar Suction | 1 |  |  |  |  | 3000103503 | 15/3/2015 |  |  |  |  | yes |  |  | Gariaband | 22/7/15 | Ankit Bhardwaj | Raselo | PHC
79 |  | Analog Child weight Machine | 1 |  |  |  |  | 3000103504 | 2015-01-07 |  |  |  |  | yes |  |  | Gariaband | 22/7/15 | Ankit Bhardwaj | Raselo | PHC
80 |  | Fetal Doppler | 1 |  |  |  |  | 3000103509 | 13/8/2012 |  |  |  |  | yes |  |  | Gariaband | 22/7/15 | Ankit Bhardwaj | Raselo | PHC
81 |  | Table Top Stelizer | 1 |  |  | NA | NA | 3000103505 | 2015-12-06 |  |  |  |  | yes |  |  | Gariaband | 22/7/15 | Ankit Bhardwaj | Raselo | PHC
82 |  | Adult Weight Machine | 1 | Dr.Beli Ram & Sons |  | NA | NA | 3000103506 | 2011-01-07 |  |  |  |  | yes |  |  | Gariaband | 22/7/15 | Ankit Bhardwaj | Raselo | PHC
83 |  | BP Instrument(marcury ) | 1 | Diamond |  | Regular | NA | 3000103507 | 2011-01-07 |  |  |  |  | yes |  |  | Gariaband | 22/7/15 | Ankit Bhardwaj | Raselo | PHC
84 |  | Needle Cutter | 1 | Star Atech |  | NA | NA | 3000103508 | 24/7/2009 |  |  |  |  | Packed |  |  | Gariaband | 22/7/15 | Ankit Bhardwaj | Raselo | PHC
85 | Emergency Room | Glucometer | 1 | Roche |  | NA | GN0600-1783 | 3000075159 | 2014-08-11 | 0 |  | 0 |  | yes |  |  | Gariyabandh | 20/7/2015 | Ankit Bhardwaj | District Hospital | DH
86 | Emergency Room | BP instrument(Stand type) | 1 | Supreme surgical |  | premier | 98134233 | 3000075147 | 23/12/2013 | 0 |  | 0 |  | yes |  |  | Gariyabandh | 20/7/2015 | Ankit Bhardwaj | District Hospital | DH
87 | Emergency Room | Needle destroyer | 1 | Microsil |  | ND-350 | NA | 3000075137 | NA | 0 |  | 0 |  | yes |  |  | Gariyabandh | 20/7/2015 | Ankit Bhardwaj | District Hospital | DH
88 | Emergency Room | Adult weight Machine | 1 | Sansa |  | NA | NA | 3000075136 | 2014-10-01 | 0 |  | 0 |  | yes |  |  | Gariyabandh | 20/7/2015 | Ankit Bhardwaj | District Hospital | DH
89 | Emergency Room | Laryngoscope | 1 | NA |  | NA | nA | 3000075148 | 23/12/2013 | 0 |  | 0 |  | yes |  |  | Gariyabandh | 20/7/2015 | Ankit Bhardwaj | District Hospital | DH
90 | Emergency Room | Laryngoscope | 1 | NA |  | NA | NA | 3000075149 | 23/12/2013 | 0 |  | 0 |  | yes |  |  | Gariyabandh | 20/7/2015 | Ankit Bhardwaj | District Hospital | DH
91 | Emergency Room | Suction Machine(Paddle) | 1 | Local |  | NA | NA | 30000103768 | 23/7/2015 | 0 |  | 0 |  | yes |  |  | Gariyabandh | 20/7/2015 | Ankit Bhardwaj | District Hospital | DH
92 | Emergency Room | Foetal Doppler | 1 | Ucomin |  | FD200 | F02015010114p8 | 30000103769 | 23/6/2013 | 0 |  | 0 |  | yes |  |  | Gariyabandh | 20/7/2015 | Ankit Bhardwaj | District Hospital | DH
93 | Emergency Room | Suction Machine(double jar) | 1 | Shiva |  | NA | NA | 30000103770 | 2014-03-07 | 0 |  | 0 |  | yes |  |  | Gariyabandh | 20/7/2015 | Ankit Bhardwaj | District Hospital | DH
94 | OPD | BP instrument(Stand type) | 1 | Supreme surgical |  | premier | 9813429 | 3000103786 | 23/12/2013 | 0 |  | 0 |  | yes |  |  | Gariyabandh | 20/7/2015 | Ankit Bhardwaj | District Hospital | DH
95 | OPD | BP instrument(Stand type) | 1 | Supreme surgical |  | premier | 9813428 | 3000103787 | 23/12/2013 | 0 |  | 0 |  | yes |  |  | Gariyabandh | 20/7/2015 | Ankit Bhardwaj | District Hospital | DH
96 | Labor Room | Suction Machine(double jar) | 1 | Shiva |  | NA | NA | 3000075158 | 27/5/2015 | 0 |  | 0 |  | yes |  |  | Gariyabandh | 20/7/2015 | Ankit Bhardwaj | District Hospital | DH
97 | Labor Room | Baby weight machine(analog) | 1 | Ramon surgical |  | NA | NA | 3000075157 | 2014-10-01 | 0 |  | 0 |  | yes |  |  | Gariyabandh | 20/7/2015 | Ankit Bhardwaj | District Hospital | DH
98 | Labor Room | Infant Warmer | 1 | S.S. techno med pvt |  | NA | NA | 3000075156 | 18/5/2015 | 0 |  | 0 |  | yes |  |  | Gariyabandh | 20/7/2015 | Ankit Bhardwaj | District Hospital | DH
99 | Labor Room | Suction Machine(double jar) | 1 | Shiva |  | Tiana IRW 1723 | NA | 3000075155 | 2015-10-02 | 0 |  | 0 |  | yes |  |  | Gariyabandh | 20/7/2015 | Ankit Bhardwaj | District Hospital | DH
100 | Labor Room | Steriliser | 1 | NA |  | NA | NA | 3000075154 | 13/2/2014 | 0 |  | 0 |  | yes |  |  | Gariyabandh | 20/7/2015 | Ankit Bhardwaj | District Hospital | DH
101 | Labor Room | O.T Table | 1 | NA |  | NA | NA | 3000075153 | 2014-10-01 | 0 |  | 0 |  | yes |  |  | Gariyabandh | 20/7/2015 | Ankit Bhardwaj | District Hospital | DH
102 | Labor Room | O.T Table | 1 | NA |  | NA | NA | 3000075152 | 2010-10-01 | 0 |  | 0 |  | yes |  |  | Gariyabandh | 20/7/2015 | Ankit Bhardwaj | District Hospital | DH
103 | Labor Room | Foetal Doppler | 1 | Ucomin technology |  | FD200 | F020150101491 | 3000075151 | 15/4/2013 | 0 |  | 0 |  | yes |  |  | Gariyabandh | 20/7/2015 | Ankit Bhardwaj | District Hospital | DH
104 | Labor Room | Laryngoscope | 1 | NA |  | NA | NA | 3000075150 | NA | 0 |  | 0 |  | yes |  |  | Gariyabandh | 20/7/2015 | Ankit Bhardwaj | District Hospital | DH
105 | Eye OPD | Opthalmoscope | 1 | Heine |  | Heine K-180 | NA | 3000075146 | NA | 0 |  | 0 |  | yes |  |  | Gariyabandh | 20/7/2015 | Ankit Bhardwaj | District Hospital | DH
106 | Eye OPD | Slit lamp | 1 | Appa samy |  | AIA 115s | 153080221 | 3000075145 | 25/11/2013 | 0 |  | 0 |  | yes |  |  | Gariyabandh | 20/7/2015 | Ankit Bhardwaj | District Hospital | DH
107 | Eye OPD | BP instrument(digital) | 1 | Omran Health care |  | NA | 2011090788vC | 3000075144 | NA | 0 |  | 0 |  | yes |  |  | Gariyabandh | 20/7/2015 | Ankit Bhardwaj | District Hospital | DH
108 | Eye OPD | Slit lamp | 1 | Appa samy |  | NA | NA | 3000075143 | NA | 0 |  | 0 |  | yes |  |  | Gariyabandh | 20/7/2015 | Ankit Bhardwaj | District Hospital | DH
109 | Eye OPD | A-scan | 1 | Appa samy |  | NA | NA | 3000075142 | NA | 0 |  | 0 |  | yes |  |  | Gariyabandh | 20/7/2015 | Ankit Bhardwaj | District Hospital | DH
110 | Eye OPD | Auto perimeter | 1 | Appa samy |  | AC_901 | AP901H791 | 3000075141 | 2009-07-05 | 0 |  | 0 |  | yes |  |  | Gariyabandh | 20/7/2015 | Ankit Bhardwaj | District Hospital | DH
111 | Eye OPD | Auto perimeter | 1 | Appa samy |  | AP 901-392 | AP-901CTS-392 | 3000075140 | 13/8/2013 | 0 |  | 0 |  | yes |  |  | Gariyabandh | 20/7/2015 | Ankit Bhardwaj | District Hospital | DH
112 | Eye OPD | Steriliser | 1 | NA |  | NA | NA | 3000075139 | 27/6/2013 | 0 |  | 0 |  | yes |  |  | Gariyabandh | 20/7/2015 | Ankit Bhardwaj | District Hospital | DH
113 | Eye OPD | Keratometer | 1 | Appa samy |  | 1210412007 | 1210472007 | 3000075138 | NA | 0 |  | 0 |  | yes |  |  | Gariyabandh | 20/7/2015 | Ankit Bhardwaj | District Hospital | DH
114 | Dressing Room | Steriliser | 1 | NA |  | NA | NA | 3000075135 | 13/12/2014 | 0 |  | 0 |  | NO |  |  | Gariyabandh | 20/7/2015 | Ankit Bhardwaj | District Hospital | DH
115 | X-ray room | X-ray Machine | 1 | Admis |  | NA | 90515 | 3000075134 | NA | 0 |  | 0 |  | yes |  |  | Gariyabandh | 20/7/2015 | Ankit Bhardwaj | District Hospital | DH
116 | X-ray room | Film storage box | 1 | Rk Industry |  | NA | NA | 3000075133 | NA | 0 |  | 0 |  | yes |  |  | Gariyabandh | 20/7/2015 | Ankit Bhardwaj | District Hospital | DH
117 | X-ray room | Sonography | 1 | Mindray |  | NA | 6D-4A002418 | 3000075132 | 22/4/2014 | 0 |  | 0 |  | yes |  |  | Gariyabandh | 20/7/2015 | Ankit Bhardwaj | District Hospital | DH
118 | RNTCP | Domestic reffrigerator | 1 | LG | 2012 | GL-305VVG4 | NA | 3000075131 | NA | 0 |  | 0 |  | yes |  |  | Gariyabandh | 20/7/2015 | Ankit Bhardwaj | District Hospital | DH
119 | Laboratory | Centrifuge(6 tube) | 1 | NA |  | NA | NA | 3000075130 | NA | 0 |  | 0 |  | yes |  |  | Gariyabandh | 20/7/2015 | Ankit Bhardwaj | District Hospital | DH
120 | Laboratory | Steriliser | 1 | NA |  | NA | NA | 3000075129 | 19/2/2015 | 0 |  | 0 |  | yes |  |  | Gariyabandh | 20/7/2015 | Ankit Bhardwaj | District Hospital | DH
121 | Laboratory | Microscope(binocular) | 1 | Labomed |  | vision 2000 | NA | 3000075128 | 29/5/2014 | 0 |  | 0 |  | yes |  |  | Gariyabandh | 20/7/2015 | Ankit Bhardwaj | District Hospital | DH
122 | Laboratory | Needle destroyer | 1 | NA |  | NA | NA | 3000075127 | NA | 0 |  | 0 |  | yes |  |  | Gariyabandh | 20/7/2015 | Ankit Bhardwaj | District Hospital | DH
123 | Laboratory | Glucometer | 1 | NA |  | 3533620001 | GN0600-2850 | 3000075126 | 18/11/2014 | 0 |  | 0 |  | yes |  |  | Gariyabandh | 20/7/2015 | Ankit Bhardwaj | District Hospital | DH
124 | Laboratory | Glucometer | 1 | NA |  | NA | GN06001811 | 3000075125 | 18/11/2014 | 0 |  | 0 |  | yes |  |  | Gariyabandh | 20/7/2015 | Ankit Bhardwaj | District Hospital | DH
125 | Laboratory | Adult weight Machine | 1 | NA |  | NA | NA | 3000075124 | NA | 0 |  | 0 |  | yes |  |  | Gariyabandh | 20/7/2015 | Ankit Bhardwaj | District Hospital | DH
126 | Bloob Bank | Automatic blood donation chair | 1 | Labtop |  | NA | NA | 3000075123 | 27/3/2014 | 0 |  | 0 |  | yes |  |  | Gariyabandh | 20/7/2015 | Ankit Bhardwaj | District Hospital | DH
127 | Bloob Bank | Blood collection moniter | 1 | meditech |  | MTBCm03 | M786525308 | 3000075122 | 2014-02-04 | 0 |  | 0 |  | yes |  |  | Gariyabandh | 20/7/2015 | Ankit Bhardwaj | District Hospital | DH
128 | Bloob Bank | Blood bank reffrigerator | 1 | meditech |  | MTBBR2 | M786528320 | 3000075121 | 2014-02-04 | 0 |  | 0 |  | yes |  |  | Gariyabandh | 20/7/2015 | Ankit Bhardwaj | District Hospital | DH
129 | Bloob Bank | Blood bank reffrigerator | 1 | meditech | 20/7/20111 | MTBBR4 | M786525310 | 3000075121 | 2014-02-04 | 0 |  | 0 |  | yes |  |  | Gariyabandh | 20/7/2015 | Ankit Bhardwaj | District Hospital | DH
130 | Bloob Bank | Blood bank reffrigerator | 1 | meditech |  | MTBBR2 | M786525319 | 3000075119 | 2014-11-03 | 0 |  | 0 |  | NO |  |  | Gariyabandh | 20/7/2015 | Ankit Bhardwaj | District Hospital | DH
131 | Bloob Bank | blood bank reffrigerotor | 1 | meditech |  | MTBBR4 | M786525309 | 3000075118 | 2014-11-05 | 0 |  | 0 |  | yes |  |  | Gariyabandh | 20/7/2015 | Ankit Bhardwaj | District Hospital | DH
132 | Bloob Bank | Centrifuge(6 tube) | 1 | Remi |  | R-8C | NA | 3000075117 | 28/4/2014 | 0 |  | 0 |  | yes |  |  | Gariyabandh | 20/7/2015 | Ankit Bhardwaj | District Hospital | DH
133 | Bloob Bank | Adult weight Machine | 1 | Ramon surgical |  | Crown | NA | 3000075116 | 13/12/2013 | 0 |  | 0 |  | yes |  |  | Gariyabandh | 20/7/2015 | Ankit Bhardwaj | District Hospital | DH
134 | Bloob Bank | Blood bank sealer | 1 | Laptop | 2013-03-01 | LTS-6 | 14034131 | 30000103784 | 27/3/2014 | 0 |  | 0 |  | yes |  |  | Gariyabandh | 20/7/2015 | Ankit Bhardwaj | District Hospital | DH
135 | N.B.S.U | Infant Warmer | 1 | Phoenix |  | OCW-100 | 6414 | 3000075115 | 2015-10-02 | 0 |  | 0 |  | yes |  |  | Gariyabandh | 20/7/2015 | Ankit Bhardwaj | District Hospital | DH
136 | N.B.S.U | Infant Warmer | 1 | Phoenix |  | OCW-100 | 6416 | 3000075114 | 2015-10-02 | 0 |  | 0 |  | Packed |  |  | Gariyabandh | 20/7/2015 | Ankit Bhardwaj | District Hospital | DH
137 | N.B.S.U | Infant Warmer | 1 | Phoenix |  | OCW-100 | 6415 | 3000075113 | 2015-10-02 | 0 |  | 0 |  | yes |  |  | Gariyabandh | 20/7/2015 | Ankit Bhardwaj | District Hospital | DH
138 | N.B.S.U | Photherapy | 1 | Phoenix |  | LA | NA | 3000075112 | 2015-11-05 | 0 |  | 0 |  | yes |  |  | Gariyabandh | 20/7/2015 | Ankit Bhardwaj | District Hospital | DH
139 | N.B.S.U | Photherapy | 1 | Phoenix |  | LEOPT-100 | 1813 | 3000075111 | 18/5/2015 | 0 |  | 0 |  | Packed |  |  | Gariyabandh | 20/7/2015 | Ankit Bhardwaj | District Hospital | DH
140 | N.B.S.U | Infant Warmer | 1 | S.S. techno med pvt |  | Tiana IRW 1723 | NA | 3000075110 | 2015-10-02 | 0 |  | 0 |  | Packed |  |  | Gariyabandh | 20/7/2015 | Ankit Bhardwaj | District Hospital | DH
141 | N.B.S.U | Infant Warmer | 1 | S.S. techno med pvt |  | Tiana IRW 1723 | NA | 3000075109 | 2015-10-02 | 0 |  | 0 |  | Packed |  |  | Gariyabandh | 20/7/2015 | Ankit Bhardwaj | District Hospital | DH
142 | N.B.S.U | Infant Warmer | 1 | S.S. techno med pvt |  | Tiana IRW 1723 | NA | 3000075108 | 2015-10-02 | 0 |  | 0 |  | Packed |  |  | Gariyabandh | 20/7/2015 | Ankit Bhardwaj | District Hospital | DH
143 | OT | Steriliser | 1 | NA |  | NA | NA | 3000075107 | NA | 0 |  | 0 |  | yes |  |  | Gariyabandh | 20/7/2015 | Ankit Bhardwaj | District Hospital | DH
144 | OT | Autoclave | 1 | NA |  | NA | NA | 3000075106 | 2014-03-07 | 0 |  | 0 |  | yes |  |  | Gariyabandh | 20/7/2015 | Ankit Bhardwaj | District Hospital | DH
145 | OT | Autoclave | 1 | NA |  | NA | NA | 3000075105 | 2014-10-07 | 0 |  | 0 |  | yes |  |  | Gariyabandh | 20/7/2015 | Ankit Bhardwaj | District Hospital | DH
146 | OT | Autoclave(horizontal) | 1 | NA |  | NA | NA | 3000075104 | 2014-10-07 | 0 |  | 0 |  | yes |  |  | Gariyabandh | 20/7/2015 | Ankit Bhardwaj | District Hospital | DH
147 | OT | Autoclave (gorizontal) | 1 | NA |  | NA | NA | 3000075103 | 18/7/2014 | 0 |  | 0 |  | yes |  |  | Gariyabandh | 20/7/2015 | Ankit Bhardwaj | District Hospital | DH
148 | OT | Cautray | 1 | meditech |  | NA | NA | 3000075102 | 2015-10-02 | 0 |  | 0 |  | yes |  |  | Gariyabandh | 20/7/2015 | Ankit Bhardwaj | District Hospital | DH
149 | OT | Infant Warmer | 1 | S.S. techno med pvt |  | Tiana IRW 1723 | NA | 3000075101 | 18/5/2015 | 0 |  | 0 |  | yes |  |  | Gariyabandh | 20/7/2015 | Ankit Bhardwaj | District Hospital | DH
150 | OT | Boyle appratus | 1 | Allied |  | NA | NA | 3000075100 | 2014-10-01 | 0 |  | 0 |  | yes |  |  | Gariyabandh | 20/7/2015 | Ankit Bhardwaj | District Hospital | DH
151 | OT | patient moniter | 1 | philips |  | G-30 | CN32711893 | 3000075099 | 26/10/2013 | 0 |  | 0 |  | yes |  |  | Gariyabandh | 20/7/2015 | Ankit Bhardwaj | District Hospital | DH
152 | OT | Eye microscope | 1 | Molten wedel |  | NA | 758 | 3000075098 | NA | 0 |  | 0 |  | yes |  |  | Gariyabandh | 20/7/2015 | Ankit Bhardwaj | District Hospital | DH
153 | OT | Eye microscope | 1 | Carl Zeis meditech |  | NA | 663532274 | 3000075097 | NA | 0 |  | 0 |  | yes |  |  | Gariyabandh | 20/7/2015 | Ankit Bhardwaj | District Hospital | DH
154 | OT | Air steriliser | 1 | Tropo |  | NA | NA | 3000075096 | NA | 0 |  | 0 |  | yes |  |  | Gariyabandh | 20/7/2015 | Ankit Bhardwaj | District Hospital | DH
155 | OT | Fumigator | 1 | NA |  | NA | NA | 3000075095 | 2014-10-01 | 0 |  | 0 |  | yes |  |  | Gariyabandh | 20/7/2015 | Ankit Bhardwaj | District Hospital | DH
156 | OT | Sucton machine(double jar) | 1 | Shiva |  | NA | NA | 3000075094 | 2014-03-07 | 0 |  | 0 |  | yes |  |  | Gariyabandh | 20/7/2015 | Ankit Bhardwaj | District Hospital | DH
157 | OT | Suction Machine(double jar) | 1 | Shiva |  | NA | NA | 3000075093 | 2014-03-07 | 0 |  | 0 |  | yes |  |  | Gariyabandh | 20/7/2015 | Ankit Bhardwaj | District Hospital | DH
158 | oT | BP instrument(mercury) | 1 | Namat |  | Deluxe | NA | 3000075092 | 18/3/2015 | 0 |  | 0 |  | yes |  |  | Gariyabandh | 20/7/2015 | Ankit Bhardwaj | District Hospital | DH
159 | OT | Laryngoscope | 1 | NA |  | NA | NA | 3000075091 | NA | 0 |  | 0 |  | yes |  |  | Gariyabandh | 20/7/2015 | Ankit Bhardwaj | District Hospital | DH
160 | OT | Laryngoscope | 1 | NA |  | NA | NA | 3000075090 | NA | 0 |  | 0 |  | yes |  |  | Gariyabandh | 20/7/2015 | Ankit Bhardwaj | District Hospital | DH
161 | OT | Shadow less OT light | 1 | NA |  | NA | NA | 30000103782 | 2014-10-01 | 0 |  | 0 |  | yes |  |  | Gariyabandh | 20/7/2015 | Ankit Bhardwaj | District Hospital | DH
162 | OT | Foetal Doppler | 1 | Ucomin technology |  | NA | NA | 30000103783 | 2015-10-04 | 0 |  | 0 |  | yes |  |  | Gariyabandh | 20/7/2015 | Ankit Bhardwaj | District Hospital | DH
163 | Store | Suction Machine(double jar) | 1 | Shiva |  | NA | NA | 3000075089 | 2014-03-07 | 0 |  | 0 |  | Packed |  |  | Gariyabandh | 20/7/2015 | Ankit Bhardwaj | District Hospital | DH
164 | Store | Autoclave | 1 | NA |  | Na | NA | 3000075088 | 14/7/2014 | 0 |  | 0 |  | Packed |  |  | Gariyabandh | 20/7/2015 | Ankit Bhardwaj | District Hospital | DH
165 | Store | autoclave | 1 | NA |  | NA | NA | 3000075087 | 2014-10-02 | 0 |  | 0 |  | Packed |  |  | Gariyabandh | 20/7/2015 | Ankit Bhardwaj | District Hospital | DH
166 | Store | Suction Machine(double jar) | 1 | Shiva |  | NA | NA | 3000075086 | NA | 0 |  | 0 |  | Packed |  |  | Gariyabandh | 20/7/2015 | Ankit Bhardwaj | District Hospital | DH
167 | Store | Labor table | 1 | NA |  | Na | NA | 3000075085 | 2015-10-02 | 0 |  | 0 |  | Packed |  |  | Gariyabandh | 20/7/2015 | Ankit Bhardwaj | District Hospital | DH
168 | Store | Labor table | 1 | NA |  | NA | NA | 3000075084 | 2015-10-02 | 0 |  | 0 |  | Packed |  |  | Gariyabandh | 24/7/2015 | Ankit Bhardwaj | District Hospital | DH
169 | Store | Dental chair | 1 | Chesa |  | NA | CD091 | 300007508 | 2015-02-06 | 0 |  | 0 |  | Packed |  |  | Gariyabandh | 24/7/2015 | Ankit Bhardwaj | District Hospital | DH
170 | Store | Infusion pump | 1 | akas medical |  | NA | TX03140901 | 3000103767 | 2014-02-06 | 0 |  | 0 |  | Packed |  |  | Gariyabandh | 24/7/2015 | Ankit Bhardwaj | District Hospital | DH
171 | Store | Adult weight Machine | 1 | NA |  | Crown | NA | 3000103771 | 28/9/2014 | 0 |  | 0 |  | Packed |  |  | Gariyabandh | 24/7/2015 | Ankit Bhardwaj | District Hospital | DH
172 | Store | Adult weight Machine | 1 | NA |  | NA | NA | 3000103772 | 28/9/2014 | 0 |  | 0 |  | Packed |  |  | Gariyabandh | 24/7/2015 | Ankit Bhardwaj | District Hospital | DH
173 | Store | Adult weight Machine | 1 | NA |  | Na | NA | 3000103773 | 29/9/2014 | 0 |  | 0 |  | Packed |  |  | Gariyabandh | 24/7/2015 | Ankit Bhardwaj | District Hospital | DH
174 | Store | BP instrument(stand) | 1 | Na |  | NA | NA | 3000103775 | 23/11/2015 | 0 |  | 0 |  | Packed |  |  | Gariyabandh | 24/7/2015 | Ankit Bhardwaj | District Hospital | DH
175 | Store | BP Insrument(Stand) | 1 | NA |  | NA | NA | 3000103776 | 23/11/2013 | 0 |  | 0 |  | Packed |  |  | Gariyabandh | 24/7/2015 | Ankit Bhardwaj | District Hospital | DH
176 | Store | suction machine (double jar) | 1 | NA |  | NA | NA | 3000103777 | 2015-10-02 | 0 |  | 0 |  | Packed |  |  | Gariyabandh | 24/7/2015 | Ankit Bhardwaj | District Hospital | DH
177 | Store | Suction Machine(double jar) | 1 | NA |  | NA | NA | 3000103778 | 2015-10-02 | 0 |  | 0 |  | Packed |  |  | Gariyabandh | 24/7/2015 | Ankit Bhardwaj | District Hospital | DH
178 | Store | Suction Machine(double jar) | 1 | Na |  | NA | NA | 3000103779 | 2015-10-02 | 0 |  | 0 |  | Packed |  |  | Gariyabandh | 24/7/2015 | Ankit Bhardwaj | District Hospital | DH
179 | Store | Suction Machine(double jar) | 1 | NA |  | NA | NA | 3000103780 | 2015-10-02 | 0 |  | 0 |  | Packed |  |  | Gariyabandh | 24/7/2015 | Ankit Bhardwaj | District Hospital | DH
180 | Store | Suction Machine(double jar) | 1 | NA |  | NA | NA | 3000103781 | 2014-03-07 | 0 |  | 0 |  | Packed |  |  | Gariyabandh | 24/7/2015 | Ankit Bhardwaj | District Hospital | DH
181 | Store | OT table | 1 | NA |  | NA | NA | 3000103774 | 2015-10-02 | 0 |  | 0 |  | Packed |  |  | Gariyabandh | 24/7/2015 | Ankit Bhardwaj | District Hospital | DH
182 | Store | BP instrument(mercury) | 1 | NA |  | NA | NA | 3000103785 | 23/12/2015 | 0 |  | 0 |  | Packed |  |  | Gariyabandh | 24/7/2015 | Ankit Bhardwaj | District Hospital | DH
183 | X-ray room | X-ray Machine | 1 | Allengens | 2014-11-02 | MARS3D | 2k141130088 | 300010375924/12/2015 |  | 0 |  | 0 |  | Packed |  |  | Gariyabandh | 24/7/2015 | Ankit Bhardwaj | Fingesh war | CHC
184 | Pathology | Centrifuge(6 tube) | 1 | Local |  | NA |  | 3000103741 | 2007-07-06 | 0 |  | 0 |  | yes |  |  | Gariyabandh | 23/7/2015 | Ankit Bhardwaj | Fingesh war | CHC
185 | Pathology | Glucometer | 1 | Roche |  | NA | 55308375556 | 3000103742 | 15/1/2013 | 0 |  | 0 |  | yes |  |  | Gariyabandh | 23/7/2015 | Ankit Bhardwaj | Fingesh war | CHC
186 | Pathology | Microscope(monocular) | 1 | Olympus |  | MLX Series | NA | 3000103743 | 2004-01-04 | 0 |  | 0 |  | yes |  |  | Gariyabandh | 23/7/2015 | Ankit Bhardwaj | Fingesh war | CHC
187 | Pathology | Microscope(monocular) | 1 | Olympus |  | NA | NA | 3000103744 | 2011-01-04 | 0 |  | 0 |  | yes |  |  | Gariyabandh | 23/7/2015 | Ankit Bhardwaj | Fingesh war | CHC
188 | Labor Room | Baby weight machine | 1 | Essae |  | BS-250 | 25014131669 | 3000103745 | 2014-03-01 | 0 |  | 0 |  | yes |  |  | Gariyabandh | 23/7/2015 | Ankit Bhardwaj | Fingesh war | CHC
189 | Labor Room | Infant Warmer | 1 | S.S. techno med pvt |  | Tiana NW | NA | 3000103746 | NA | 0 |  | 0 |  | yes |  |  | Gariyabandh | 23/7/2015 | Ankit Bhardwaj | Fingesh war | CHC
190 | Labor Room | Baby weight machine(analog) | 1 | Docbel |  | Brawn | NA | 3000103747 | 2014-05-01 | 0 |  | 0 |  | yes |  |  | Gariyabandh | 23/7/2015 | Ankit Bhardwaj | Fingesh war | CHC
191 | Labor Room | Suction Machine(double jar) | 1 | Shiva |  | NA | NA | 3000103748 | 2015-05-01 | 0 |  | 0 |  | yes |  |  | Gariyabandh | 23/7/2015 | Ankit Bhardwaj | Fingesh war | CHC
192 | Labor Room | Spot light | 1 | Local |  | NA | NA | 3000103749 | 2014-05-01 | 0 |  | 0 |  | yes |  |  | Gariyabandh | 23/7/2015 | Ankit Bhardwaj | Fingesh war | CHC
193 | Labor Room | Foetal Doppler | 1 | Ucomin technology | 2015-03-01 | FD200 | FD2D150403473 | 30001033750 | 2015-05-01 | 0 |  | 0 |  | yes |  |  | Gariyabandh | 23/7/2015 | Ankit Bhardwaj | Fingesh war | CHC
194 | Dressing Room | Autoclave | 1 | Local |  | NA | NA | 3000103751 | 2011-04-01 | 0 |  | 0 |  | yes |  |  | Gariyabandh | 23/7/2015 | Ankit Bhardwaj | Fingesh war | CHC
195 | Dressing Room | Spot light | 1 | Local |  | NA | NA | 3000103752 | NA | 0 |  | 0 |  | yes |  |  | Gariyabandh | 23/7/2015 | Ankit Bhardwaj | Fingesh war | CHC
196 | Dressing Room | Steriliser | 1 | Atlas |  | NA | NA | 3000103753 | 2015-05-01 | 0 |  | 0 |  | yes |  |  | Gariyabandh | 23/7/2015 | Ankit Bhardwaj | Fingesh war | CHC
197 | Dressing Room | Needle destroyer | 1 | Bin Microsil |  | ND-350 | 1085 | 3000103754 | 2011-04-01 | 0 |  | 0 |  | yes |  |  | Gariyabandh | 23/7/2015 | Ankit Bhardwaj | Fingesh war | CHC
198 | Dressing Room | Adult weight Machine | 1 | Local |  | NA | NA | 3000103755 | 2014-03-01 | 0 |  | 0 |  | yes |  |  | Gariyabandh | 23/7/2015 | Ankit Bhardwaj | Fingesh war | CHC
199 | Dressing Room | BP insrument(mercury) | 1 | Supreme surgical |  | TOP | NA | 3000103756 | 2013-10-01 | 0 |  | 0 |  | yes |  |  | Gariyabandh | 23/7/2015 | Ankit Bhardwaj | Fingesh war | CHC
200 | OPD | BP instrument(mercury) | 1 | Supreme surgical |  | Ashoka Max | 9813459 | 3000103757 | 2014-07-01 | 0 |  | 0 |  | yes |  |  | Gariyabandh | 23/7/2015 | Ankit Bhardwaj | Fingesh war | CHC
201 | OPD | nebuliser | 1 | Omran Health care |  | NE-c802 | 20121015368UF | 3000103761 | 2013-10-01 | 0 |  | 0 |  | yes |  |  | Gariyabandh | 23/7/2015 | Ankit Bhardwaj | Fingesh war | CHC
202 | Eye OPD | Opthalmoscope | 1 | NA |  | NA | NA | 3000103758 | NA | 0 |  | 0 |  | NO |  |  | Gariyabandh | 23/7/2015 | Ankit Bhardwaj | Fingesh war | CHC
203 | vaccume Room | Domestic reffrigerator | 1 | samsung | 2013 | RF28FAJVASA | R4544PAD901600A | 3000103760 | 2014-01-01 | 0 |  | 0 |  | yes |  |  | Gariyabandh | 23/7/2015 | Ankit Bhardwaj | Fingesh war | CHC
204 | Labor Room | OT table | 1 | Local |  | Na | NA | 3000103688 | NA | 0 |  | 0 |  | yes |  |  | Gariyabandh | 23/7/2015 | Ankit Bhardwaj | Rajim | CHC
205 | Labor Room | Infant Warmer | 1 | S.S. techno med pvt |  | Tiana NW | NA | 3000103689 | 2015-07-01 | 0 |  | 0 |  | yes |  |  | Gariyabandh | 23/7/2015 | Ankit Bhardwaj | Rajim | CHC
206 | Labor Room | Baby weight machine(analog) | 1 | Ramon surgical |  | NA | NA | 3000103690 | NA | 0 |  | 0 |  | yes |  |  | Gariyabandh | 23/7/2015 | Ankit Bhardwaj | Rajim | CHC
207 | Labor Room | Suction Machine(double jar) | 1 | Shiva |  | NA | NA | 3000103690 | 2006-06-01 | 0 |  | 0 |  | yes |  |  | Gariyabandh | 23/7/2015 | Ankit Bhardwaj | Rajim | CHC
208 | Labor Room | Suction Machine(double jar) | 1 | Shiva |  | NA | NA | 3000103692 | 2006-06-01 | 0 |  | 0 |  | yes |  |  | Gariyabandh | 23/7/2015 | Ankit Bhardwaj | Rajim | CHC
209 | Labor Room | Suction machine | 1 | Shiva |  | NA | NA | 3000103693 | 2006-06-01 | 0 |  | 0 |  | yes |  |  | Gariyabandh | 23/7/2015 | Ankit Bhardwaj | Rajim | CHC
210 | Labor Room | suction machine | 1 | Shiva |  | NA | NA | 3000103693 |  | 0 |  | 0 |  | yes |  |  | Gariyabandh | 23/7/2015 | Ankit Bhardwaj | Rajim | CHC
211 | Labor Room | Foetal Doppler | 1 | BPL |  | FD-9613 | AZTA936881 | 3000103695 | 2006-06-01 | 0 |  | 0 |  | yes |  |  | Gariyabandh | 23/7/2015 | Ankit Bhardwaj | Rajim | CHC
212 | Labor Room | Labor table | 1 | Local |  | NA | NA | 3000103695 | NA | 0 |  | 0 |  | yes |  |  | Gariyabandh | 23/7/2015 | Ankit Bhardwaj | Rajim | CHC
213 | Labor Room | Spot light | 1 | Local |  | NA | NA | 3000103697 | NA | 0 |  | 0 |  | yes |  |  | Gariyabandh | 23/7/2015 | Ankit Bhardwaj | Rajim | CHC
214 | Labor Room | BP insrtument(mercury) | 1 | NA |  | TOP | NA | 3000103713 | 2015-07-01 | 0 |  | 0 |  | yes |  |  | Gariyabandh | 23/7/2015 | Ankit Bhardwaj | Rajim | CHC
215 | OPD | BP instrument(mercury) | 1 | Supreme surgical |  | TOP | NA | 3000103698 | NA | 0 |  | 0 |  | yes |  |  | Gariyabandh | 23/7/2015 | Ankit Bhardwaj | Rajim | CHC
216 | OPD | BP instrument(mercury) | 1 | Supreme surgical | 2014-11-01 | top | NA | 3000103699 | NA | 0 |  | 0 |  | yes |  |  | Gariyabandh | 23/7/2015 | Ankit Bhardwaj | Rajim | CHC
217 | OPD | Needle destroyer | 1 | Health care |  | NA | NA | 3000103700 | 2007-09-01 | 0 |  | 0 |  | yes |  |  | Gariyabandh | 23/7/2015 | Ankit Bhardwaj | Rajim | CHC
218 | OPD | BP instrument(mercury) | 1 | Supreme surgical | 2015 | TOP | NA | 3000103714 | NA | 0 |  | 0 |  | yes |  |  | Gariyabandh | 23/7/2015 | Ankit Bhardwaj | Rajim | CHC
219 | minor OT | Spot light | 1 | local |  | NA | NA | 3000103701 | NA | 0 |  | 0 |  | yes |  |  | Gariyabandh | 23/7/2015 | Ankit Bhardwaj | Rajim | CHC
220 | minor OT | Spot light | 1 | Local |  | NA | NA | 3000103702 | NA | 0 |  | 0 |  | yes |  |  | Gariyabandh | 23/7/2015 | Ankit Bhardwaj | Rajim | CHC
221 | minor OT | suction machine (double jar) | 1 | Shiva |  | nA | NA | 3000103703 | NA | 0 |  | 0 |  | yes |  |  | Gariyabandh | 23/7/2015 | Ankit Bhardwaj | Rajim | CHC
222 | minor OT | OT table | 1 | Local |  | Na | NA | 3000103704 | NA | 0 |  | 0 |  | yes |  |  | Gariyabandh | 23/7/2015 | Ankit Bhardwaj | Rajim | CHC
223 | Dressing Room | Steriliser | 1 | Atlas |  | NA | NA | 3000103705 | 2003-06-01 | 0 |  | 0 |  | yes |  |  | Gariyabandh | 23/7/2015 | Ankit Bhardwaj | Rajim | CHC
224 | Pathology | Domestic reffrigerator | 1 | samsung | 2008 | RA23 | NA | 3000103706 | NA | 0 |  | 0 |  | yes |  |  | Gariyabandh | 23/7/2015 | Ankit Bhardwaj | Rajim | CHC
225 | Pathology | Microscope(binocular) | 1 | Labomed | 2004 | vision 2000 | 3081 | 3000103707 | NA | 0 |  | 0 |  | yes |  |  | Gariyabandh | 23/7/2015 | Ankit Bhardwaj | Rajim | CHC
226 | Pathology | Microscope(binocular) | 1 | Labomed |  | NA | NA | 3000103708 | NA | 0 |  | 0 |  | yes |  |  | Gariyabandh | 23/7/2015 | Ankit Bhardwaj | Rajim | CHC
227 | Pathology | Centrifuge(6 tube) | 1 | Remi |  | NA | NA | 3000103709 | NA | 0 |  | 0 |  | yes |  |  | Gariyabandh | 23/7/2015 | Ankit Bhardwaj | Rajim | CHC
228 | Pathology | Glucometer | 1 | Roche |  | Accu chek | 5 5309880186 | 3000103710 | NA | 0 |  | 0 |  | yes |  |  | Gariyabandh | 23/7/2015 | Ankit Bhardwaj | Rajim | CHC
229 | Pathology | Needle destroyer | 1 | Saratech |  | SIR(100v) | RS66 | 3000103727 | NA | 0 |  | 0 |  | yes |  |  | Gariyabandh | 23/7/2015 | Ankit Bhardwaj | Rajim | CHC
230 | Pathology | Adult weight Machine | 1 | Doctor beli ram &sons |  | NA | NA | 3000103728 | NA | 0 |  | 0 |  | yes |  |  | Gariyabandh | 23/7/2015 | Ankit Bhardwaj | Rajim | CHC
231 | X-ray room | X-ray Machine | 1 | Medi tronics |  | Medex 6010FR | 78045 | 3000103711 | NA | 0 |  | 0 |  | yes | 1 |  | Gariyabandh | 23/7/2015 | Ankit Bhardwaj | Rajim | CHC
232 | Dental | Dental chair | 1 | akas medical | 2015 | NA | NA | 3000103712 | NA | 0 |  | 0 |  | yes |  |  | Gariyabandh | 23/7/2015 | Ankit Bhardwaj | Rajim | CHC
233 | Ward | BP instrument(mercury) | 1 | Supreme surgical |  | TOP | NA | 3000103715 | NA | 0 |  | 0 |  | yes |  |  | Gariyabandh | 23/7/2015 | Ankit Bhardwaj | Rajim | CHC
234 | Ward | nebuliser | 1 | MHS medicare |  | New speed Neb | 63004686 | 3000103716 | 2007-10-01 | 0 |  | 0 |  | yes |  |  | Gariyabandh | 23//7/2015 | Ankit Bhardwaj | Rajim | CHC
235 | Ward | BP instrument(mercury) | 1 | Supreme surgical |  | TOP | NA | 3000103718 | NA | 0 |  | 0 |  | yes |  |  | Gariyabandh | 23/7/2015 | Ankit Bhardwaj | Rajim | CHC
236 | Ward | Needle destroyer | 1 | Health care |  | NA | NA | 3000103719 | 2007-09-01 | 0 |  | 0 |  | yes |  |  | Gariyabandh | 23/7/2015 | Ankit Bhardwaj | Rajim | CHC
237 | Ward | Suction Machine(double jar) | 1 | Shiva |  | nA | NA | 3000103720 | NA | 0 |  | 0 |  | yes |  |  | Gariyabandh | 23/7/2015 | Ankit Bhardwaj | Rajim | CHC
238 | Store | Domestic reffrigerator | 1 | LG | 2010 | GL-254AP4 | NA | 3000103721 | NA | 0 |  | 0 |  | yes |  |  | Gariyabandh | 23/7/2015 | Ankit Bhardwaj | Rajim | CHC
239 | Store | nebuliser | 1 | life line |  | NA | NA | 3000103717 | 2007-10-01 | 0 |  | 0 |  | yes |  |  | Gariyabandh | 23/7/2015 | Ankit Bhardwaj | Rajim | CHC
240 | Store | Steriliser | 1 | Local |  | NA | NA | 3000103722 | NA | 0 |  | 0 |  | Packed |  |  | Gariyabandh | 23/7/2015 | Ankit Bhardwaj | Rajim | CHC
241 | Store | Foetal Doppler | 1 | medi wave |  | Crown | NA | 3000103723 | NA | 0 |  | 0 |  | NO |  |  | Gariyabandh | 23/7/2015 | Ankit Bhardwaj | Rajim | CHC
242 | Store | nebuliser | 1 | pioneer |  | medimist | 1501265 | 3000103724 | NA | 0 |  | 0 |  | Packed |  |  | Gariyabandh | 23/7/2015 | Ankit Bhardwaj | Rajim | CHC
243 | Store | nebuliser | 1 | pioneer |  | medimist | 1501271 | 3000103725 | NA | 0 |  | 0 |  | Packed |  |  | Gariyabandh | 23/7/2015 | Ankit Bhardwaj | Rajim | CHC
244 | Store | autoclave(vertical) | 1 | Local |  | NA | NA | 3000103726 | NA | 0 |  | 0 |  | Packed |  |  | Gariyabandh | 23/7/2015 | Ankit Bhardwaj | Rajim | CHC
245 | Store | Autoclave | 1 | Local |  | NA | NA | 3000103729 | NA | 0 |  | 0 |  | Packed |  |  | Gariyabandh | 23/7/2015 | Ankit Bhardwaj | Rajim | CHC
246 | Store | Autoclave | 1 | Local |  | NA | NA | 3000103730 | NA | 0 |  | 0 |  | Packed |  |  | Gariyabandh | 23/7/2015 | Ankit Bhardwaj | Rajim | CHC
247 | Store | Autoclave | 1 | Local |  | NA | NA | 3000103731 | NA | 0 |  | 0 |  | Packed |  |  | Gariyabandh | 23/7/2015 | Ankit Bhardwaj | Rajim | CHC
248 | Store | Autoclave | 1 | Local |  | NA | NA | 3000103732 | NA | 0 |  | 0 |  | Packed |  |  | Gariyabandh | 23/7/2015 | Ankit Bhardwaj | Rajim | CHC
249 | Store | Shadow less ceiling light | 1 | Surgicoin |  | NA | NA | 3000103733 | NA | 0 |  | 0 |  | Packed |  |  | Gariyabandh | 23/7/2015 | Ankit Bhardwaj | Rajim | CHC
250 | Store | Spot light | 1 | Local |  | NA | NA | 3000103734 | NA | 0 |  | 0 |  | Packed |  |  | Gariyabandh | 23/7/2015 | Ankit Bhardwaj | Rajim | CHC
251 | Store | EMO KIT | 1 | Local |  | NA | NA | 3000103735 | NA | 0 |  | 0 |  | Packed |  |  | Gariyabandh | 23/7/2015 | Ankit Bhardwaj | Rajim | CHC
252 | Store | EMO KIT | 1 | Local |  | NA | NA | 3000103736 | NA | 0 |  | 0 |  | Packed |  |  | Gariyabandh | 23/7/2015 | Ankit Bhardwaj | Rajim | CHC
253 | Store | EMO set | 1 | Local |  | NA | NA | 3000103737 | NA | 0 |  | 0 |  | Packed |  |  | Gariyabandh | 23/7/2015 | Ankit Bhardwaj | Rajim | CHC
254 | Store | ECG machine | 1 | clarity |  | clarity med F1450 | ICHA100600546 | 3000103738 | NA | 0 |  | 0 |  | NO |  |  | Gariyabandh | 23/7/2015 | Ankit Bhardwaj | Rajim | CHC
255 | Eye OPD | Opthalmoscope | 1 | NA |  | NA | NA | 3000103739 | NA | 0 |  | 0 |  | yes |  |  | Gariyabandh | 23/7/2015 | Ankit Bhardwaj | Rajim | CHC
256 |  | Baby weight machine(analog) | 1 | Ramon surgical |  | NA | NA | 3000103762 | 2013-10-01 | 0 |  | 0 |  | yes |  |  | Gariyabandh |  | Ankit Bhardwaj | Jamgaon | PHC
257 |  | Steriliser | 1 | Atlas |  | NA | 9196 | 3000103763 | 2015-07-01 | 0 |  | 0 |  | yes |  |  | Gariyabandh |  | Ankit Bhardwaj | Jamgaon | PHC
258 |  | Autoclave | 1 | Local |  | NA | NA | 3000103764 | 2015-07-01 | 1 |  | 0 |  | yes |  |  | Gariyabandh |  | Ankit Bhardwaj | Jamgaon | PHC
259 |  | BP instrument | 1 | Diamond |  | Regular | 29949 | 3000103766 | NA | 0 |  | 0 |  | yes |  |  | Gariyabandh |  | Ankit Bhardwaj | Jamgaon | PHC
260 |  | Adult weight Machine | 1 | Local |  | NA | NA | 3000103765 | 2013-10-01 | 0 |  | 0 |  | yes |  |  | Gariyabandh |  | Ankit Bhardwaj | Jamgaon | PHC
261 |  | Needle destroyer | 1 | Microsil |  | ND-360 | 10791 | 3000075946 | NA | 0 |  | 0 |  | yes |  |  | Gariyabandh | 22/7/2015 | deepak kumar | Amlipadar | PHC
262 |  | Steriliser | 1 | NA |  | NA | NA | 3000075945 | NA | 0 |  | 0 |  | yes |  |  | Gariyabandh | 22/7/2015 | deepak kumar | Amlipadar | PHC
263 |  | Autoclave(horizontal) | 1 | NA |  | NA | NA | 3000075944 | NA | 0 |  | 0 |  | yes |  |  | Gariyabandh | 22/7/2015 | deepak kumar | Amlipadar | PHC
264 |  | BP instrument(mercury) | 1 | Supreme surgical |  | premier | 98132162 | 3000075943 | NA | 0 |  | 0 |  | yes |  |  | Gariyabandh | 22/7/2015 | deepak kumar | Amlipadar | PHC
265 |  | Needle destroyer | 1 | Saratech |  | S1R | NA | 3000075810 | NA | 0 |  | 0 |  | yes |  |  | Gariyabandh | 22/7/2015 | deepak kumar | Amlipadar | PHC
266 |  | Baby weight machine(digital) | 1 | Essae |  | BS-250 | 25014131676 | 3000075811 | NA | 0 |  | 0 |  | yes |  |  | Gariyabandh | 22/7/2015 | deepak kumar | Amlipadar | PHC
267 |  | Baby weight machine(analog) | 1 | NA |  | Crown | NA | 3000075812 | NA | 0 |  | 0 |  | yes |  |  | Gariyabandh | 22/7/2015 | deepak kumar | Amlipadar | PHC
268 |  | Steriliser | 1 | NA |  | NA | NA | 3000075813 | NA | 0 |  | 0 |  | NO |  |  | Gariyabandh | 22/7/2015 | deepak kumar | Amlipadar | PHC
269 |  | BP instrument | 1 | citizen |  | c4432 | 15212 | 3000075814 | NA | 0 |  | 0 |  | yes |  |  | Gariyabandh | 22/7/2015 | deepak kumar | Amlipadar | PHC
270 |  | Adult weight Machine | 1 | Ramon surgical |  | Diamond DX | NA | 3000075815 | NA | 0 |  | 0 |  | yes |  |  | Gariyabandh | 22/7/2015 | deepak kumar | Amlipadar | PHC
271 |  | BP instrument(mercury) | 1 | Namat |  | NA | 35887 | 3000103650 | 2015-05-01 | 0 |  | 0 |  | yes |  |  | Gariyabandh | 23/7/2015 | deepak kumar | Kopra | PHC
272 |  | BP instrument(mercury) | 1 | Supreme surgical |  | premier | 9813573 | 3000103651 | 2015-05-01 | 0 |  | 0 |  | yes |  |  | Gariyabandh | 23/7/2015 | deepak kumar | Kopra | PHC
273 |  | Adult weight Machine | 1 | Golden star surgical |  | NA | NA | 3000103652 | 2013-10-01 | 0 |  | 0 |  | yes |  |  | Gariyabandh | 23/7/2015 | deepak kumar | Kopra | PHC
274 |  | Needle destroyer | 1 | Saratech |  | 100VA/60va | NA | 3000103653 | 2015-04-01 | 0 |  | 0 |  | yes |  |  | Gariyabandh | 23/7/2015 | deepak kumar | Kopra | PHC
275 |  | Glucometer | 1 | Roche |  | GS | GS-01812158 | 3000103654 | NA | 0 |  | 0 |  | yes |  |  | Gariyabandh | 23/7/2015 | deepak kumar | Kopra | PHC
276 |  | Steriliser | 1 | Local |  | NA | NA | 3000103655 | 2015-05-01 | 0 |  | 0 |  | yes |  |  | Gariyabandh | 23/7/2015 | Ankit Bhardwaj | Kopra | PHC
277 |  | Domestic reffrigerator | 1 | LG | 2012 | GL-195NL4 | 205NROB051082 | 3000103657 | NA | 0 |  | 0 |  | yes |  |  | Gariyabandh | 23/7/2015 | Ankit Bhardwaj | Kopra | PHC
278 |  | BP instrument(mercury) | 1 | Supreme surgical |  | TOP | NA | 3000103656 | 2015-05-01 | 0 |  | 0 |  | yes |  |  | Gariyabandh | 23/7/2015 | Ankit Bhardwaj | Kopra | PHC
279 |  | Baby weight machine | 1 | Ramon surgical |  | NA | NA | 3000103658 | 2014-05-01 | 0 |  | 0 |  | yes |  |  | Gariyabandh | 23/7/2015 | Ankit Bhardwaj | Kopra | PHC
280 |  | Photherapy | 1 | Neo care equipment |  | CFL/OJP/KM/25 | NA | 3000103659 | NA | 0 |  | 0 |  | Packed |  |  | Gariyabandh | 23/7/2015 | Ankit Bhardwaj | Kopra | PHC
281 |  | Suction Machine(double jar) | 1 | Local |  | NA | NA | 3000103660 | 2014-05-01 | 0 |  | 0 |  | yes |  |  | Gariyabandh | 23/7/2015 | Ankit Bhardwaj | Kopra | PHC
282 |  | Infant Warmer | 1 | Neo care equipment |  | ss/km/25 | 7 | 3000103661 | NA | 0 |  | 0 |  | yes |  |  | Gariyabandh | 23/7/2015 | Ankit Bhardwaj | Kopra | PHC
283 |  | BP instrument(mercury) | 1 | life line |  | type-2 | 58212 | 300003662 | 2015-05-01 | 0 |  | 0 |  | yes |  |  | Gariyabandh | 23/7/2015 | Ankit Bhardwaj | Kopra | PHC
284 |  | Foetal Doppler | 1 | Ucomin technology | 2013 | FD-2000 | FD2D131012652 | 3000103663 | NA | 0 |  | 0 |  | yes |  |  | Gariyabandh | 23/7/2015 | Ankit Bhardwaj | Kopra | PHC
285 |  | Examination light | 1 | Local |  | NA | NA | 3000103664 | NA | 0 |  | 0 |  | yes |  |  | Gariyabandh | 23/7/2015 | Ankit Bhardwaj | Kopra | PHC
286 |  | Labor table | 1 | Local |  | NA | NA | 3000103666 | NA | 0 |  | 0 |  | yes |  |  | Gariyabandh | 23/7/2015 | Ankit Bhardwaj | Kopra | PHC
287 |  | Digital weight machine | 1 | Essae |  | BS-250 | 25014131704 | 3000103667 | 2015-01-01 | 0 |  | 0 |  | yes |  |  | Gariyabandh | 23/7/2015 | Ankit Bhardwaj | Kopra | PHC
288 |  | Centrifuge(6 tube) | 1 | Remi |  | NA | NA | 3000103668 | 2015-01-01 | 0 |  | 0 |  | yes |  |  | Gariyabandh | 23/7/2015 | Ankit Bhardwaj | Kopra | PHC
289 |  | suction machine | 1 | Anand |  | NA | NA | 3000103665 | 2015-05-01 | 0 |  | 0 |  | NO |  |  | Gariyabandh | 23/7/2015 | Ankit Bhardwaj | Kopra | PHC
290 |  | Glucometer | 1 | More pen |  | BG_02 | 4226214030082030 | 3000103669 | 2014-05-01 | 0 |  | 0 |  | Packed |  |  | Gariyabandh | 23/7/2015 | Ankit Bhardwaj | Kopra | PHC
291 |  | nebuliser | 1 | Omran Health care | 2013 | NE-c802 | 20121053690F | 3000103670 | 2015-05-01 | 0 |  | 0 |  | yes |  |  | Gariyabandh | 23/7/2015 | Ankit Bhardwaj | Kopra | PHC
292 |  | nebuliser | 1 | life line | 2013 | Excel | NA | 3000103671 | NA | 0 |  | 0 |  | yes |  |  | Gariyabandh | 23/7/2015 | Ankit Bhardwaj | Kopra | PHC
293 |  | BP instrument(mercury) | 1 | Supreme surgical |  | TOP | NA | 3000103672 | NA | 0 |  | 0 |  | Packed |  |  | Gariyabandh | 23/7/2015 | Ankit Bhardwaj | Kopra | PHC
294 |  | BP instrument(mercury) | 1 | Supreme surgical |  | TOP | NA | 3000103673 | NA | 0 |  | 0 |  | Packed |  |  | Gariyabandh | 23/7/2015 | Ankit Bhardwaj | Kopra | PHC
295 |  | BP Instrument(digital) | 1 | Nu life Global medical |  | Nu tech BP-09 | NA | 3000103674 | 2007-05-01 | 0 |  | 0 |  | yes |  |  | Gariyabandh | 23/7/2015 | Ankit Bhardwaj | Kondkera | PHC
296 |  | BP instrument(mercury) | 1 | Diamond | 2013 | Deluxe | 56357 | 3000103675 | 2007-05-01 | 0 |  | 0 |  | yes |  |  | Gariyabandh | 23/7/2015 | Ankit Bhardwaj | Kondkera | PHC
297 |  | nebuliser | 1 | DR.morepen | 2014 | Slim neb | NGM47417 | 3000103676 | NA | 0 |  | 0 |  | yes |  |  | Gariyabandh | 23/7/2015 | Ankit Bhardwaj | Kondkera | PHC
298 |  | Infant Warmer | 1 | S.S. techno med pvt |  | Tiana NW | NA | 3000103677 | 2015-06-01 | 0 |  | 0 |  | yes |  |  | Gariyabandh | 23/7/2015 | Ankit Bhardwaj | Kondkera | PHC
299 |  | Oxygen concentrator | 1 | NA |  | OC2 plus | 2009051255 | 3000103678 | NA | 0 |  | 0 |  | yes |  |  | Gariyabandh | 23/7/2015 | Ankit Bhardwaj | Kondkera | PHC
300 |  | Baby weight machine(analog) | 1 | Ramon surgical |  | Crown | NA | 3000103679 | 2013-10-01 | 0 |  | 0 |  | yes |  |  | Gariyabandh | 23/7/2015 | Ankit Bhardwaj | Kondkera | PHC
301 |  | Foetal Doppler | 1 | Meha |  | ready dopp mark-2 | NA | 3000103680 | NA | 0 |  | 0 |  | yes |  |  | Gariyabandh | 23/7/2015 | Ankit Bhardwaj | Kondkera | PHC
302 |  | Baby weight machine(digital) | 1 | Essae |  | BS-250 | 25014131696 | 3000103681 | 2013-03-01 | 0 |  | 0 |  | yes |  |  | Gariyabandh | 23/7/2015 | Ankit Bhardwaj | Kondkera | PHC
303 |  | Steriliser | 1 | Local |  | NA | NA | 3000103681 | 2012-05-01 | 0 |  | 0 |  | Packed |  |  | Gariyabandh | 23/7/2015 | Ankit Bhardwaj | Kondkera | PHC
304 |  | BP instrument(mercury) | 1 | Supreme surgical | 2014 | TOP | NA | 3000103683 | 2012-05-01 | 0 |  | 0 |  | Packed |  |  | Gariyabandh | 23/7/2015 | Ankit Bhardwaj | Kondkera | PHC
305 |  | BP instrument(mercury) | 1 | Supreme surgical |  | Top | NA | 3000103684 | 2012-05-01 | 0 |  | 0 |  | yes |  |  | Gariyabandh | 23/7/2015 | Ankit Bhardwaj | Kondkera | PHC
306 |  | Autoclave | 1 | NA |  | TOP | NA | 3000103685 | 2012-06-01 | 0 |  | 0 |  | yes |  |  | Gariyabandh | 23/7/2015 | Ankit Bhardwaj | Kondkera | PHC
307 |  | Glucometer | 1 | Life Scan |  | TOP | one touch | 3000103687 | NA | 0 |  | 0 |  | yes |  |  | Gariyabandh | 23/7/2015 | Ankit Bhardwaj | Kondkera | PHC
308 |  | Steriliser | 1 | Local |  | TOP | N | 3000103686 | 2008-07-01 | 0 |  | 0 |  | yes |  |  | Gariyabandh | 23/7/2015 | Ankit Bhardwaj | Kondkera | PHC
309 |  | BP instrument(mercury) | 1 | Diamond | 2014 | Deluxe | 66256 | 3000103578 | 2014-12-01 | 0 |  | 0 |  | yes |  |  | Gariyabandh | 22/7/2015 | Ankit Bhardwaj | Mandeli | PHC
310 |  | Adult weight Machine | 1 | NA |  | NA | NA | 3000103578 | NA | 0 |  | 0 |  | yes |  |  | Gariyabandh | 22/7/2015 | Ankit Bhardwaj | Mandeli | PHC
311 |  | Microscope(binocular) | 1 | Olympus |  | MLX Series | NA | 3000103579 | NA | 0 |  | 0 |  | yes |  |  | Gariyabandh | 22/7/2015 | Ankit Bhardwaj | Mandeli | PHC
312 |  | Glucometer | 1 | DR.morepen |  | NA | NA | 3000103580 | 2014-03-01 | 0 |  | 0 |  | yes |  |  | Gariyabandh | 22/7/2015 | Ankit Bhardwaj | Mandeli | PHC
313 |  | Steriliser | 1 | Local |  | NA | NA | 3000103581 | 2015-05-01 | 0 |  | 0 |  | yes |  |  | Gariyabandh | 22/7/2015 | Ankit Bhardwaj | Mandeli | PHC
314 |  | Autoclave | 1 | local |  | NA | NA | 3000103583 | 2015-05-01 | 0 |  | 0 |  | yes |  |  | Gariyabandh | 22/7/2015 | Ankit Bhardwaj | Mandeli | PHC
315 |  | suction machine | 1 | Shiva |  | NA | NA | 3000103584 | 2014-12-01 | 0 |  | 0 |  | yes |  |  | Gariyabandh | 22/7/2015 | Ankit Bhardwaj | Mandeli | PHC
316 |  | BP instrument(mercury) | 1 | Supreme surgical |  | FCFDT-106 | NA | 3000103585 | NA | 0 |  | 0 |  | yes |  |  | Gariyabandh | 22/7/2015 | Ankit Bhardwaj | Mandeli | PHC
317 |  | Foetal Doppler | 1 | Easy care |  | NA | NA | 3000103586 | NA | 0 |  | 0 |  | yes |  |  | Gariyabandh | 22/7/2015 | Ankit Bhardwaj | Mandeli | PHC
318 |  | steriliser | 1 | local |  | NA | NA | 3000103587 | NA | 0 |  | 0 |  | yes |  |  | Gariyabandh | 22/7/2015 | Ankit Bhardwaj | Mandeli | PHC
319 |  | Spot light | 1 | Local | 2015 | NA | NA | 3000103588 | NA | 0 |  | 0 |  | Packed |  |  | Gariyabandh | 22/7/2015 | Ankit Bhardwaj | Mandeli | PHC
320 |  | Baby weight machine | 1 | Ramon surgical | 2015 | NA | NA | 3000103589 | 2015-01-01 | 0 |  | 0 |  | yes |  |  | Gariyabandh | 22/7/2015 | Ankit Bhardwaj | Mandeli | PHC
321 |  | Adult weight Machine(analog) | 1 | NA | 2015 | Crown | NA | 3000103590 | NA | 0 |  | 0 |  | yes |  |  | Gariyabandh | 22/7/2015 | Ankit Bhardwaj | Mandeli | PHC
322 |  | Infant Warmer | 1 | India medico |  | NA | NA | 3000103591 | 2015-05-01 | 0 |  | 0 |  | Packed |  |  | Gariyabandh | 22/7/2015 | Ankit Bhardwaj | Mandeli | PHC
323 |  | Domestic reffrigerator | 1 | LG | 2013 | NA | NA | 3000103592 | NA | 0 |  | 0 |  | yes |  |  | Gariyabandh | 22/7/2015 | Ankit Bhardwaj | Mandeli | PHC
324 |  | BP instrument(mercury) | 1 | Supreme surgical |  | Top | NA | 3000103593 | 2015-01-01 | 0 |  | 0 |  | yes |  |  | Gariyabandh | 22/7/2015 | Ankit Bhardwaj | Mandeli | PHC
325 |  | BP instrument(mercury) | 1 | Supreme surgical |  | premier | 98132165 | 3000103594 | 2015-05-01 | 0 |  | 0 |  | yes |  |  | Gariyabandh | 22/7/2015 | Ankit Bhardwaj | Mandeli | PHC
326 |  | BP instrument(mercury) | 1 | Supreme surgical |  | premier | 98132155 | 3000103595 | 2015-05-01 | 0 |  | 0 |  | yes |  |  | Gariyabandh | 22/7/2015 | Ankit Bhardwaj | Mandeli | PHC
327 |  | BP instrument(mercury) | 1 | Supreme surgical |  | premier | 98134542 | 3000103596 | 2015-05-01 | 0 |  | 0 |  | yes |  |  | Gariyabandh | 22/7/2015 | Ankit Bhardwaj | Mandeli | PHC
328 |  | nebuliser | 1 | Omran Health care |  | NEC-25 | 801222 | 3000103597 | NA | 0 |  | 0 |  | yes |  |  | Gariyabandh | 22/7/2015 | Ankit Bhardwaj | Mandeli | PHC
329 |  | Baby weight machine | 1 | Ramon surgical |  | NA | NA | 3000103598 | NA | 0 |  | 0 |  | yes |  |  | Gariyabandh | 22/7/2015 | Ankit Bhardwaj | Mandeli | PHC
330 |  | Needle destroyer | 1 | Saratech |  | Crown | NA | 3000103599 | NA | 0 |  | 0 |  | yes |  |  | Gariyabandh | 22/7/2015 | Ankit Bhardwaj | Mandeli | PHC
331 |  | Needla Cutter | 1 | MICRISIL |  |  |  | 3000103500 | NA | 0 | NA | 0 |  | Yes |  |  | Gariyaband | 2015-07-22 | Dipak Kumar | Urmal | PHC
332 |  | Strilizer | 1 |  |  |  |  | 3000103499 | NA | 0 | NA | 0 |  | Yes |  |  | Gariyaband | 2015-07-22 | Dipak Kumar | Urmal | PHC
333 |  | Auto Clave Cylindrical (Small) | 1 |  |  |  |  | 3000103498 | NA | 0 | NA | 0 |  | Yes |  |  | Gariyaband | 2015-07-22 | Dipak Kumar | Urmal | PHC
334 |  | Centifuge (4 Tube) | 1 |  |  |  |  | 3000103497 | NA | 0 | NA | 0 |  | Yes |  |  | Gariyaband | 2015-07-22 | Dipak Kumar | Urmal | PHC
335 |  | Glucometer | 1 | Roche |  | GU | GUD4391487 | 3000103496 | NA | 0 | NA | 0 |  | Yes |  |  | Gariyaband | 2015-07-22 | Dipak Kumar | Urmal | PHC
336 |  | Strilizer | 1 |  |  |  |  | 3000103495 | NA | 0 | NA | 0 |  | Yes |  |  | Gariyaband | 2015-07-22 | Dipak Kumar | Urmal | PHC
337 |  | Baby Weight Machin (Digital) | 1 | ESSAE |  | BS-250 | 25014131685 | 3000103494 | NA | 0 | NA | 0 |  | Yes |  |  | Gariyaband | 2015-07-22 | Dipak Kumar | Urmal | PHC
338 |  | Strilizer | 1 |  |  |  |  | 3000103493 | NA | 0 | NA | 0 |  | Yes |  |  | Gariyaband | 2015-07-22 | Dipak Kumar | Urmal | PHC
339 |  | Featel Doppler | 1 | Bio Plus |  |  |  | 3000103492 | NA | 0 | NA | 0 |  | Yes |  |  | Gariyaband | 2015-07-22 | Dipak Kumar | Urmal | PHC
340 |  | BP Appratus (Mercury) | 1 | Supreme Surgico |  | GOLD | 98135658 | 3000103491 | NA | 0 | NA | 0 |  | Yes |  |  | Gariyaband | 2015-07-22 | Dipak Kumar | Urmal | PHC
341 |  | BP Moniter (Digital) | 1 | OMRON |  | HEM-7112 | 20120609223VG | 3000103490 | NA | 0 | NA | 0 |  | Yes |  |  | Gariyaband | 2015-07-22 | Dipak Kumar | Urmal | PHC
342 |  | BP Moniter (Digital) | 1 | OMRON |  | HEM-7113 | 20120609223VG | 300103489 | NA | 0 | NA | 0 |  | Yes |  |  | Gariyaband | 2015-07-22 | Dipak Kumar | Urmal | PHC
343 |  | Weight Machin | 1 |  |  |  |  | 3000103488 | NA | 0 | NA | 0 |  | Yes |  |  | Gariyaband | 2015-07-22 | Dipak Kumar | Urmal | PHC
344 |  | BP Appratus (Mercury) | 1 | DIAMOND |  | Regular |  | 3000075770 | NA | 0 | NA | 0 |  | Yes |  |  | Gariyaband | 2015-07-20 | Dipak Kumar | Kochway | PHC
345 |  | BP Appratus (Mercury) | 1 | DIAMOND |  | Top |  | 3000075771 | NA | 0 | NA | 0 |  | Yes |  |  | Gariyaband | 2015-07-20 | Dipak Kumar | Kochway | PHC
346 |  | Needle Cutter | 1 | SARA-TECH |  | S1R |  | 3000075772 | NA | 0 | NA | 0 |  | Yes |  |  | Gariyaband | 2015-07-20 | Dipak Kumar | Kochway | PHC
347 |  | Weight Machin | 1 | Ddouble Beli Ram & Sons |  |  |  | 3000075773 | NA | 0 | NA | 0 |  | Yes |  |  | Gariyaband | 2015-07-20 | Dipak Kumar | Kochway | PHC
348 |  | Nebulizer | 1 | Pioneer Surgical Products |  | Medimist Co | 1412919 | 3000075774 | NA | 0 | NA | 0 |  | Yes |  |  | Gariyaband | 2015-07-20 | Dipak Kumar | Kochway | PHC
349 |  | Weight Machin | 1 | Doctor Beli Ram & Sons |  | Salter ela. Personal wt. Scale |  | 3000075775 | NA | 0 | NA | 0 |  | Yes |  |  | Gariyaband | 2015-07-20 | Dipak Kumar | Kochway | PHC
350 |  | Baby Weight Machin | 1 |  |  | Crown |  | 3000075776 | NA | 0 | NA | 0 |  | Yes |  |  | Gariyaband | 2015-07-20 | Dipak Kumar | Kochway | PHC
351 |  | Suction Machin (Double Jar) | 1 |  |  |  |  | 3000075777 | NA | 0 | NA | 0 |  | Yes |  |  | Gariyaband | 2015-07-20 | Dipak Kumar | Kochway | PHC
352 |  | Featal Doppler | 1 |  |  | ECFOT-106 |  | 3000075778 | NA | 0 | NA | 0 |  | Yes |  |  | Gariyaband | 2015-07-20 | Dipak Kumar | Kochway | PHC
353 |  | Glucometer | 1 | ACON Lab |  | On call plus |  | 3000075779 | NA | 0 | NA | 0 |  | Yes |  |  | Gariyaband | 2015-07-20 | Dipak Kumar | Kochway | PHC
354 |  | BP Appratus (Mercury) | 1 |  |  | TOP |  | 3000075780 | NA | 0 | NA | 0 |  | Yes |  |  | Gariyaband | 2015-07-20 | Dipak Kumar | Kochway | PHC
355 |  | Sterilizer (Small) | 1 |  |  |  |  | 3000075781 | NA | 0 | NA | 0 |  | Yes |  |  | Gariyaband | 2015-07-20 | Dipak Kumar | Kochway | PHC
356 |  | Sterilizer | 1 |  |  |  |  | 3000075782 | NA | 0 | NA | 0 |  | Yes |  |  | Gariyaband | 2015-07-20 | Dipak Kumar | Kochway | PHC
357 |  | Sterilizer | 1 |  |  |  |  | 3000075783 | NA | 0 | NA | 0 |  | NO |  |  | Gariyaband | 2015-07-20 | Dipak Kumar | Kochway | PHC
358 |  | Sterilizer (Mini) | 1 |  |  |  |  | 3000075784 | NA | 0 | NA | 0 |  | Yes |  |  | Gariyaband | 2015-07-20 | Dipak Kumar | Kochway | PHC
359 |  | Sterilizer (Small) | 1 |  |  |  |  | 3000075785 | NA | 0 | NA | 0 |  | Yes |  |  | Gariyaband | 2015-07-20 | Dipak Kumar | Kochway | PHC
360 |  | Baby Weight Machin | 1 |  |  |  |  | 3000075786 | NA | 0 | NA | 0 |  | Yes |  |  | Gariyaband | 2015-07-20 | Dipak Kumar | Kochway | PHC
361 |  | Baby Weight Machin | 1 |  |  |  |  | 3000075787 | NA | 0 | NA | 0 |  | Yes |  |  | Gariyaband | 2015-07-20 | Dipak Kumar | Kochway | PHC
362 |  | BP Appratus (Mercury) | 1 |  |  |  |  | 3000075788 | NA | 0 | NA | 0 |  | Yes |  |  | Gariyaband | 2015-07-20 | Dipak Kumar | Kochway | PHC
363 |  | BP Appratus (Mercury) | 1 |  |  |  |  | 3000075789 | NA | 0 | NA | 0 |  | Yes |  |  | Gariyaband | 2015-07-20 | Dipak Kumar | Kochway | PHC
364 |  | BP Appratus (Mercury) | 1 |  |  |  |  | 3000075790 | NA | 0 | NA | 0 |  | Yes |  |  | Gariyaband | 2015-07-20 | Dipak Kumar | Kochway | PHC
365 |  | BP Appratus (Mercury) | 1 |  |  |  |  | 3000075791 | NA | 0 | NA | 0 |  | Yes |  |  | Gariyaband | 2015-07-20 | Dipak Kumar | Kochway | PHC
366 |  | BP Appratus (Mercury) | 1 |  |  |  |  | 3000075792 | NA | 0 | NA | 0 |  | Yes |  |  | Gariyaband | 2015-07-20 | Dipak Kumar | Kochway | PHC
367 |  | Suction Machin (Double Jar) | 1 |  |  |  |  | 3000075793 | NA | 0 | NA | 0 |  | Yes |  |  | Gariyaband | 2015-07-20 | Dipak Kumar | Kochway | PHC
368 |  | Suction Machin (Double Jar) | 1 |  |  |  |  | 3000075794 | NA | 0 | NA | 0 |  | Yes |  |  | Gariyaband | 2015-07-20 | Dipak Kumar | Kochway | PHC
369 |  | Baby Weight Machin (Analog) | 1 |  |  |  |  | 3000075795 | NA | 0 | NA | 0 |  | NO |  |  | Gariyaband | 2015-07-20 | Dipak Kumar | Kochway | PHC
370 |  | BP Appratus (Mercury) | 1 | Supreme Surgico |  |  | 98135663 | 3000075796 | NA | 0 | NA | 0 |  | Yes |  |  | Gariyaband | 2015-07-20 | Dipak Kumar | Kochway | PHC
371 |  | Auto ClaveE (Cylindrical) | 1 |  |  |  |  | 3000075798 | NA | 0 | NA | 0 |  | Yes |  |  | Gariyaband | 2015-07-20 | Dipak Kumar | Kochway | PHC
372 |  | Featal Doppler | 1 | Vwnin Tech Ltd. |  | FD-2000 | FD2D150403964 | 3000075799 | NA | 0 | NA | 0 |  | Yes |  |  | Gariyaband | 2015-07-20 | Dipak Kumar | Kochway | PHC
373 |  | Weight Machin | 1 |  |  |  |  | 3000075797 | NA | 0 | NA | 0 |  | Yes |  |  | Gariyaband | 2015-07-20 | Dipak Kumar | Kochway | PHC
374 |  | Sterilizer (Small) | 1 | NA | NA | NA | NA | 3000075756 | NA | 0 | NA | 0 |  | Yes |  |  | Gariyaband | 2015-07-20 | Dipak Kumar | Kosmi | PHC
375 |  | Auto Clave Cylindrical (Small) | 1 | NA | NA | NA | NA | 3000075757 | NA | 0 | NA | 0 |  | Yes |  |  | Gariyaband | 2015-07-20 | Dipak Kumar | Kosmi | PHC
376 |  | Baby Weight Machin (Analog) | 1 | NA | NA | CROWN | NA | 3000075758 | NA | 0 | NA | 0 |  | Yes |  |  | Gariyaband | 2015-07-20 | Dipak Kumar | Kosmi | PHC
377 |  | BP Appratus (Mercury) | 1 | NA | NA | Premier | NA | 3000075759 | NA | 0 | NA | 0 |  | NO |  |  | Gariyaband | 2015-07-20 | Dipak Kumar | Kosmi | PHC
378 |  | BP Appratus (Mercury) | 1 | NA | NA | NA | NA | 3000075760 | NA | 0 | NA | 0 |  | NO |  |  | Gariyaband | 2015-07-20 | Dipak Kumar | Kosmi | PHC
379 |  | BP Appratus (Mercury) | 1 | Supreme Surgico |  |  | 9813451 | 3000075761 | NA | 0 | NA | 0 |  | Yes |  |  | Gariyaband | 2015-07-20 | Dipak Kumar | Kosmi | PHC
380 |  | BP Appratus (Mercury) | 1 | Supreme Surgico |  | Premier | 98132169 | 3000075762 | NA | 0 | NA | 0 |  | Yes |  |  | Gariyaband | 2015-07-20 | Dipak Kumar | Kosmi | PHC
381 |  | Sterilizer | 1 |  |  |  |  | 3000075763 | NA | 0 | NA | 0 |  | NO |  |  | Gariyaband | 2015-07-20 | Dipak Kumar | Kosmi | PHC
382 |  | Sterilizer | 1 |  |  |  |  | 3000075764 | NA | 0 | NA | 0 |  | NO |  |  | Gariyaband | 2015-07-20 | Dipak Kumar | Kosmi | PHC
383 |  | Sterilizer | 1 |  |  |  |  | 3000075765 | NA | 0 | NA | 0 |  | NO |  |  | Gariyaband | 2015-07-20 | Dipak Kumar | Kosmi | PHC
384 |  | Sterilizer (Small) | 1 |  |  |  |  | 3000075766 | NA | 0 | NA | 0 |  | NO |  |  | Gariyaband | 2015-07-20 | Dipak Kumar | Kosmi | PHC
385 |  | Sterilizer (Small) | 1 |  |  |  |  | 3000075767 | NA | 0 | NA | 0 |  | Yes |  |  | Gariyaband | 2015-07-20 | Dipak Kumar | Kosmi | PHC
386 |  | Needle Cutter | 1 | MICRO-SIL |  | ND 360 | 4497/03 | 3000075768 | NA | 0 | NA | 0 |  | Yes |  |  | Gariyaband | 2015-07-20 | Dipak Kumar | Kosmi | PHC
387 |  | Weight Machin | 1 | Bhaseen Health Product |  |  |  | 3000075769 | 2015-03-01 | 0 | NA | 0 |  | Yes |  |  | Gariyaband | 2015-07-20 | Dipak Kumar | Kosmi | PHC
388 |  | BP Appratus (Mercury) | 1 |  |  | TOP |  | 3000103487 | NA | 0 | NA | 0 |  | Yes |  |  | Gariyaband | 2015-07-22 | Dipak Kumar | Jhargaon | PHC
389 |  | Needle Cutter | 1 | MICROSIL |  | ND 360 | 11002/03 | 3000103486 | NA | 0 | NA | 0 |  | Yes |  |  | Gariyaband | 2015-07-22 | Dipak Kumar | Jhargaon | PHC
390 |  | Suction Machin (Double Jar) | 1 |  |  |  |  | 3000103485 | NA | 0 | NA | 0 |  | Yes |  |  | Gariyaband | 2015-07-22 | Dipak Kumar | Jhargaon | PHC
391 |  | Sterilizer (Table Top) | 1 |  |  |  |  | 3000103484 | NA | 0 | NA | 0 |  | Yes |  |  | Gariyaband | 2015-07-22 | Dipak Kumar | Jhargaon | PHC
392 |  | Baby Weight Machine (Digital) | 1 | ESSAE |  | BS-250 | 25014131692 | 3000103483 | NA | 0 | NA | 0 |  | Yes |  |  | Gariyaband | 2015-07-22 | Dipak Kumar | Jhargaon | PHC
393 |  | BP Appratus (Mercury) | 1 | Supreme Surgico |  | Top |  | 3000103482 | NA | 0 | NA | 0 |  | Yes |  |  | Gariyaband | 2015-07-22 | Dipak Kumar | Jhargaon | PHC
394 |  | Weight Machin | 1 |  |  |  |  | 3000103481 | NA | 0 | NA | 0 |  | NO |  |  | Gariyaband | 2015-07-22 | Dipak Kumar | Jhargaon | PHC
395 |  | BP Appratus (Mercury) | 1 | Supreme Surgico |  | Premium | 98132195 | 3000075800 | NA | 0 | NA | 0 |  | Yes |  |  | Gariyaband | 2015-07-20 | Dipak Kumar | Piperchedi | PHC
396 |  | Needle Cutter | 1 | Saratech |  |  |  | 3000075801 | NA | 0 | NA | 0 |  | Yes |  |  | Gariyaband | 2015-07-20 | Dipak Kumar | Piperchedi | PHC
397 |  | Nebulizer | 1 | Pioneer Surgical Products | 2015 | Medimist Co |  | 3000075802 | NA | 0 | NA | 0 |  | Yes |  |  | Gariyaband | 2015-07-20 | Dipak Kumar | Piperchedi | PHC
398 |  | Weight Machin | 1 |  |  |  |  | 3000075803 | NA | 0 | NA | 0 |  | Yes |  |  | Gariyaband | 2015-07-20 | Dipak Kumar | Piperchedi | PHC
399 |  | Sterilizer | 1 |  |  |  |  | 3000075804 | NA | 0 | NA | 0 |  | Yes |  |  | Gariyaband | 2015-07-20 | Dipak Kumar | Piperchedi | PHC
400 |  | BP Appratus (Mercury) Stand Type | 1 | Supreme Surgico |  | Premier | 98134101 | 3000075805 | NA | 0 | NA | 0 |  | NO |  |  | Gariyaband | 2015-07-20 | Dipak Kumar | Piperchedi | PHC
401 |  | Baby Weight Machin | 1 |  |  |  |  | 3000075806 | NA | 0 | NA | 0 |  | NO |  |  | Gariyaband | 2015-07-20 | Dipak Kumar | Piperchedi | PHC
402 |  | Featal Doppler | 1 | Hemodiaz Litescioroce |  | HD Sonoline | FE1401300032 | 3000075807 | NA | 0 | NA | 0 |  | Yes |  |  | Gariyaband | 2015-07-20 | Dipak Kumar | Piperchedi | PHC
403 |  | BP Appratus (Mercury) | 1 | Medi Care Surgico |  |  |  | 3000075809 | NA | 0 | NA | 0 |  | Yes |  |  | Gariyaband | 2015-07-20 | Dipak Kumar | Piperchedi | PHC
404 |  | Glucometer | 1 | Life Care ine |  | One Touch | SARD7K 3 | 3000075808 | NA | 0 | NA | 0 |  | Yes |  |  | Gariyaband | 2015-07-20 | Dipak Kumar | Piperchedi | PHC
405 |  | Needle Cutter | 1 | MICROSIL |  | ND360 | 9754 | 3000076000 | NA | 0 | NA | 0 |  | Yes |  |  | Gariyaband | 2015-07-22 | Dipak Kumar | Mainpur | CHC
406 |  | BP Apparatus | 1 |  |  | Top |  | 3000075999 | NA | 0 | NA | 0 |  | Yes |  |  | Gariyaband | 2015-07-22 | Dipak Kumar | Mainpur | CHC
407 |  | Nebulizer (Compressor) | 1 | OMRON Dalian |  | NE-C802 | 2012210153624F | 3000075998 | NA | 0 | NA | 0 |  | NO |  |  | Gariyaband | 2015-07-22 | Dipak Kumar | Mainpur | CHC
408 |  | Baby Weight Machin (Analog) | 1 | Nisaki |  |  |  | 3000075997 | NA | 0 | NA | 0 |  | Yes |  |  | Gariyaband | 2015-07-22 | Dipak Kumar | Mainpur | CHC
409 |  | Suction Machin (Double Jar) | 1 |  |  |  |  | 3000075996 | NA | 0 | NA | 0 |  | Yes |  |  | Gariyaband | 2015-07-22 | Dipak Kumar | Mainpur | CHC
410 |  | Baby Weight Machin (Analog) | 1 | Raman Surgical |  | Crown |  | 3000075995 | NA | 0 | NA | 0 |  | NO |  |  | Gariyaband | 2015-07-22 | Dipak Kumar | Mainpur | CHC
411 |  | Needle Cutter | 1 | MICROSIL |  | ND 360 | 10998/03 | 3000075994 | NA | 0 | NA | 0 |  | Yes |  |  | Gariyaband | 2015-07-22 | Dipak Kumar | Mainpur | CHC
412 |  | BP Appratus (Mercury) | 1 |  |  | TOP |  | 3000075993 | NA | 0 | NA | 0 |  | Yes |  |  | Gariyaband | 2015-07-22 | Dipak Kumar | Mainpur | CHC
413 |  | Refregerator | 1 | Whirlpool |  | 70270 | INCIS 0719878 | 3000075992 | 2015 | 1 | NA | 0 |  | Yes |  |  | Gariyaband | 2015-07-22 | Dipak Kumar | Mainpur | CHC
414 |  | Sterilizer (Table Top) | 1 |  |  |  |  | 3000075991 | NA | 0 | NA | 0 |  | Yes |  |  | Gariyaband | 2015-07-22 | Dipak Kumar | Mainpur | CHC
415 |  | Nebulize | 1 | Pioneer Surgical | 2014-09-15 | Medimist Co | 1412918 | 3000075990 | NA | 0 | NA | 0 |  | Yes |  |  | Gariyaband | 2015-07-22 | Dipak Kumar | Mainpur | CHC
416 |  | Featal Doppler | 1 | Vcomin Tech. Ltd. | 2015-03-01 | FD-200D | FD2D150403971 | 3000075968 | NA | 0 | NA | 0 |  | Yes |  |  | Gariyaband | 2015-07-22 | Dipak Kumar | Mainpur | CHC
417 |  | Suction Machin | 1 |  |  |  |  | 3000075989 | NA | 0 | NA | 0 |  | Yes |  |  | Gariyaband | 2015-07-22 | Dipak Kumar | Mainpur | CHC
418 |  | Microscope (Binuclear) | 1 | Magnus |  | NLX13 | 518657 | 3000075988 | NA | 0 | NA | 0 |  | Yes |  |  | Gariyaband | 2015-07-22 | Dipak Kumar | Mainpur | CHC
419 |  | Needle Cutter | 1 | MICROSIL |  | ND 360 | 9766/03 | 3000075987 | NA | 0 | NA | 0 |  | Yes |  |  | Gariyaband | 2015-07-22 | Dipak Kumar | Mainpur | CHC
420 |  | Glucometer | 1 | Mannheim |  | Accucheck | 55308372172 | 3000075986 | NA | 0 | NA | 0 |  | Yes |  |  | Gariyaband | 2015-07-22 | Dipak Kumar | Mainpur | CHC
421 |  | weight Machin | 1 | Raman Surgical |  | CROWN |  | 3000075985 | NA | 0 | NA | 0 |  | Yes |  |  | Gariyaband | 2015-07-22 | Dipak Kumar | Mainpur | CHC
422 |  | Refregerator | 1 | SAMSUNG |  | Froshtech |  | 3000075984 | NA | 0 | NA | 0 |  | Yes |  |  | Gariyaband | 2015-07-22 | Dipak Kumar | Mainpur | CHC
423 |  | Centifuge (6 Tube) | 1 |  |  | Cos Lab |  | 3000075983 | NA | 0 | NA | 0 |  | Yes |  |  | Gariyaband | 2015-07-22 | Dipak Kumar | Mainpur | CHC
424 |  | Microscope (Binuclear) | 1 | Olympus |  | MLX |  | 3000075982 | NA | 0 | NA | 0 |  | NO |  |  | Gariyaband | 2015-07-22 | Dipak Kumar | Mainpur | CHC
425 |  | Microscope (Binuclear) | 1 | Olympus |  |  |  | 3000075981 | NA | 0 | NA | 0 |  | NO |  |  | Gariyaband | 2015-07-22 | Dipak Kumar | Mainpur | CHC
426 |  | X-Ray Machin | 1 | Siemehs |  | 5365 | 12338524 | 3000075980 | 1999 | 0 | NA | 0 |  | Yes |  |  | Gariyaband | 2015-07-22 | Dipak Kumar | Mainpur | CHC
427 |  | Film Illuminator | 1 |  |  |  |  | 3000075979 | NA | 0 | NA | 0 |  | NO |  |  | Gariyaband | 2015-07-22 | Dipak Kumar | Mainpur | CHC
428 |  | Featal Heart Beat Monitor | 1 |  |  | MCP |  | 3000075978 | NA | 0 | NA | 0 |  | Yes |  |  | Gariyaband | 2015-07-22 | Dipak Kumar | Mainpur | CHC
429 |  | Featal Heart Beat Monitor | 1 |  |  |  |  | 3000075977 | NA | 0 | NA | 0 |  | Yes |  |  | Gariyaband | 2015-07-22 | Dipak Kumar | Mainpur | CHC
430 |  | Featal Heart Beat Monitor | 1 |  |  |  |  | 3000075976 | NA | 0 | NA | 0 |  | Yes |  |  | Gariyaband | 2015-07-22 | Dipak Kumar | Mainpur | CHC
431 |  | BP Apparatus | 1 |  |  |  |  | 3000075974 | NA | 0 | NA | 0 |  | Yes |  |  | Gariyaband | 2015-07-22 | Dipak Kumar | Mainpur | CHC
432 |  | Baby Weight Machin (Analog) | 1 | Raman Surgical |  | CROWN |  | 3000075973 | NA | 0 | NA | 0 |  | PACK |  |  | Gariyaband | 2015-07-22 | Dipak Kumar | Mainpur | CHC
433 |  | Baby Weight Machin (Analog) | 1 | Raman Surgical |  | CROWN |  | 3000075972 | NA | 0 | NA | 0 |  | PACK |  |  | Gariyaband | 2015-07-22 | Dipak Kumar | Mainpur | CHC
434 |  | Baby Weight Machin (Analog) | 1 | Raman Surgical |  | CROWN |  | 3000075971 | NA | 0 | NA | 0 |  | NO |  |  | Gariyaband | 2015-07-22 | Dipak Kumar | Mainpur | CHC
435 |  | Suction Machin (Double Jar) | 1 | Santusthi |  |  |  | 3000075970 | NA | 0 | NA | 0 |  | Yes |  |  | Gariyaband | 2015-07-22 | Dipak Kumar | Mainpur | CHC
436 |  | Auto Clave Cylindrical | 1 |  |  |  |  | 3000075969 | NA | 0 | NA | 0 |  | NO |  |  | Gariyaband | 2015-07-22 | Dipak Kumar | Mainpur | CHC
437 |  | Air Sterilizer | 1 |  |  |  |  | 3000075967 | NA | 0 | NA | 0 |  | Yes |  |  | Gariyaband | 2015-07-22 | Dipak Kumar | Mainpur | CHC
438 |  | OT Table (Hydrolic) | 1 |  |  |  |  | 3000075966 | NA | 0 | NA | 0 |  | Yes |  |  | Gariyaband | 2015-07-22 | Dipak Kumar | Mainpur | CHC
439 |  | Baby Warmaer | 1 |  |  |  |  | 3000075965 | NA | 0 | NA | 0 |  | PACK |  |  | Gariyaband | 2015-07-22 | Dipak Kumar | Mainpur | CHC
440 |  | Suction Machin (Double Jar) | 1 |  |  |  |  | 3000075964 | NA | 0 | NA | 0 |  | PACK |  |  | Gariyaband | 2015-07-22 | Dipak Kumar | Mainpur | CHC
441 |  | Suction Machin (Double Jar) | 1 |  |  |  |  | 3000075963 | NA | 0 | NA | 0 |  | PACK |  |  | Gariyaband | 2015-07-22 | Dipak Kumar | Mainpur | CHC
442 |  | Suction Machin (Double Jar) | 1 |  |  |  |  | 3000075962 | NA | 0 | NA | 0 |  | PACK |  |  | Gariyaband | 2015-07-22 | Dipak Kumar | Mainpur | CHC
443 |  | Suction Machin (Double Jar) | 1 |  |  |  |  | 3000075961 | NA | 0 | NA | 0 |  | PACK |  |  | Gariyaband | 2015-07-22 | Dipak Kumar | Mainpur | CHC
444 |  | Suction Machin (Double Jar) | 1 |  |  |  |  | 3000075960 | NA | 0 | NA | 0 |  | PACK |  |  | Gariyaband | 2015-07-22 | Dipak Kumar | Mainpur | CHC
445 |  | Sterilizer (Table Top) | 1 |  |  |  |  | 3000075959 | NA | 0 | NA | 0 |  | PACK |  |  | Gariyaband | 2015-07-22 | Dipak Kumar | Mainpur | CHC
446 |  | Auto Clave (Vertical) | 1 |  |  |  |  | 3000075958 | NA | 0 | NA | 0 |  | PACK |  |  | Gariyaband | 2015-07-22 | Dipak Kumar | Mainpur | CHC
447 |  | Fumigetor | 1 |  |  |  |  | 3000075957 | NA | 0 | NA | 0 |  | PACK |  |  | Gariyaband | 2015-07-22 | Dipak Kumar | Mainpur | CHC
448 |  | Auto Clave Vertical (Small) | 1 |  |  |  |  | 3000075956 | NA | 0 | NA | 0 |  | PACK |  |  | Gariyaband | 2015-07-22 | Dipak Kumar | Mainpur | CHC
449 |  | Sterilizer (Mini) | 1 |  |  |  |  | 3000075954 | NA | 0 | NA | 0 |  | PACK |  |  | Gariyaband | 2015-07-22 | Dipak Kumar | Mainpur | CHC
450 |  | Sterilizer (Mini) | 1 |  |  |  |  | 3000075953 | NA | 0 | NA | 0 |  | PACK |  |  | Gariyaband | 2015-07-22 | Dipak Kumar | Mainpur | CHC
451 |  | Sterilizer (Mini) | 1 |  |  |  |  | 3000075953 | NA | 0 | NA | 0 |  | PACK |  |  | Gariyaband | 2015-07-22 | Dipak Kumar | Mainpur | CHC
452 |  | Strerilizer (Small) | 1 |  |  |  |  | 3000075952 | NA | 0 | NA | 0 |  | PACK |  |  | Gariyaband | 2015-07-22 | Dipak Kumar | Mainpur | CHC
453 |  | Strerilizer (Small) | 1 |  |  |  |  | 3000075951 | NA | 0 | NA | 0 |  | PACK |  |  | Gariyaband | 2015-07-22 | Dipak Kumar | Mainpur | CHC
454 |  | Strerilizer (Small) | 1 |  |  |  |  | 3000075950 | NA | 0 | NA | 0 |  | PACK |  |  | Gariyaband | 2015-07-22 | Dipak Kumar | Mainpur | CHC
455 |  | Strerilizer (Small) | 1 |  |  |  |  | 3000075949 | NA | 0 | NA | 0 |  | PACK |  |  | Gariyaband | 2015-07-22 | Dipak Kumar | Mainpur | CHC
456 |  | Strerilizer (Small) | 1 |  |  |  |  | 3000075948 | NA | 0 | NA | 0 |  | PACK |  |  | Gariyaband | 2015-07-22 | Dipak Kumar | Mainpur | CHC
457 |  | Strerilizer (Small) | 1 |  |  |  |  | 3000075947 | NA | 0 | NA | 0 |  | PACK |  |  | Gariyaband | 2015-07-22 | Dipak Kumar | Mainpur | CHC
458 |  | Multipara Monitor | 1 | Larser and Toubro |  | Maestro | EO670174 | 3000075830 | NA | 0 | NA | 0 |  | NO |  |  | Gariyaband | 2015-07-22 | Dipak Kumar | Mainpur | CHC
459 | DENTAL | Dentle chair | 1 | Aicars |  | voya E |  | 3000103454 | [5 empty] | Yes |  |  | Gariyaband | 2015-07-23 | Dipak Kumar | Deobhog | CHC
460 | radiology | X-Ray Machine (90 MA) | 1 | ALLENGES |  | Mars30kwma2k3-ib | 2k14120090-bxihf | 3000103455 | 2015 |  |  |  |  | Packed |  |  | Gariyaband | 2015-07-23 | Dipak Kumar | Deobhog | CHC
461 | OPD | Blood Pressure Monitor | 1 | Supreom Surgico |  | Premier | 98132181 | 3000103456 | [5 empty] | Packed |  |  | Gariyaband | 2015-07-23 | Dipak Kumar | Deobhog | CHC
462 | Store | Autoclave | 1 |  |  |  |  | 3000103457 | NA |  |  |  |  | Packed |  |  | Gariyaband | 2015-07-23 | Dipak Kumar | Deobhog | CHC
463 | Store | electrophoresis | 1 | Systronics |  |  | 1502 | 3000103458 | NA |  |  |  |  | No |  |  | Gariyaband | 2015-07-23 | Dipak Kumar | Deobhog | CHC
464 | Store | suction machine | 1 |  |  |  |  | 3000103459 | NA |  |  |  |  | No |  |  | Gariyaband | 2015-07-23 | Dipak Kumar | Deobhog | CHC
465 | Store | Blood Pressure Monitor | 1 | Supreom Surgico |  |  | 98135843 | 3000103461 | NA |  |  |  |  | No |  |  | Gariyaband | 2015-07-23 | Dipak Kumar | Deobhog | CHC
466 | Store | Blood Pressure Monitor | 1 |  |  | REGULAR | 98135616 | 3000103460 | [5 empty] | No |  |  | Gariyaband | 2015-07-23 | Dipak Kumar | Deobhog | CHC
467 | Store | Fetal Doppler | 1 | VCOMIN TEC. |  | FD-200D | FD2D150403974 | 3000103462 | [5 empty] | Packed |  |  | Gariyaband | 2015-07-23 | Dipak Kumar | Deobhog | CHC
468 | Store | Fetal Doppler | 1 | VCOMIN TEC. |  | FD-200D | FD2d150403925 | 3000103463 | [5 empty] | Packed |  |  | Gariyaband | 2015-07-23 | Dipak Kumar | Deobhog | CHC
469 | Store | Nebulizer | 1 | Pioneer Surgicals |  | Medi Mist al | 1412924 | 3000103464 | [5 empty] | Packed |  |  | Gariyaband | 2015-07-23 | Dipak Kumar | Deobhog | CHC
470 | Store | Nebulizer | 1 | Pioneer Surgicals |  | Medi Mist al | 1412923 | 3000103465 | [5 empty] | Packed |  |  | Gariyaband | 2015-07-23 | Dipak Kumar | Deobhog | CHC
471 | OPD | Blood Pressure Monitor | 1 | Supreom Surgico |  | Asholea Max | 9813450 | 3000103466 | NA |  |  |  |  | Yes |  |  | Gariyaband | 2015-07-23 | Dipak Kumar | Deobhog | CHC
472 | OPD | Weight Machine | 1 | Health Seal |  |  |  | 3000103467 | NA |  |  |  |  | Yes |  |  | Gariyaband | 2015-07-23 | Dipak Kumar | Deobhog | CHC
473 | OPD | Nebulizer | 1 | Prolife |  |  |  | 3000103468 | NA |  |  |  |  | No |  |  | Gariyaband | 2015-07-23 | Dipak Kumar | Deobhog | CHC
474 | Patpology | binoculars microscope | 1 | RADICAL |  | RHM-43 |  | 3000103469 | [8 empty] | Gariyaband | 2015-07-23 | Dipak Kumar | Deobhog | CHC
475 | Patpology | binoculars microscope | 1 | Labex K K |  | VISION |  | 3000103470 | [8 empty] | Gariyaband | 2015-07-23 | Dipak Kumar | Deobhog | CHC
476 | Patpology | binoculars microscope | 1 | Labex K K |  |  |  | 3000103471 | [8 empty] | Gariyaband | 2015-07-23 | Dipak Kumar | Deobhog | CHC
477 | Patpology | centrifuge Machine | 1 |  |  |  |  | 3000103472 | NA |  |  |  |  | Yes |  |  | Gariyaband | 2015-07-23 | Dipak Kumar | Deobhog | CHC
478 | Patpology | Needle Cutter | 1 | MCP |  |  |  | 3000103473 | NA |  |  |  |  | No |  |  | Gariyaband | 2015-07-23 | Dipak Kumar | Deobhog | CHC
479 | Patpology | Glucometer | 1 | Rochi dig |  | Accu check | 55308372171 | 3000103474 | NA |  |  |  |  | Yes |  |  | Gariyaband | 2015-07-23 | Dipak Kumar | Deobhog | CHC
480 | Patpology | Refrigerator | 1 | LG |  | intecool |  | 3000103475 | NA |  |  |  |  | No |  |  | Gariyaband | 2015-07-23 | Dipak Kumar | Deobhog | CHC
481 | Patpology | Weight Machine | 1 | Kohinoor |  |  |  | 3000103476 | NA |  |  |  |  | Yes |  |  | Gariyaband | 2015-07-23 | Dipak Kumar | Deobhog | CHC
482 | Labour Room | suction machine | 1 |  |  |  |  | 3000103477 | NA |  |  |  |  | Yes |  |  | Gariyaband | 2015-07-23 | Dipak Kumar | Deobhog | CHC
483 | Labour Room | Baby Weight Machine | 1 | Mispihi |  |  |  | 3000103478 | NA |  |  |  |  | Yes |  |  | Gariyaband | 2015-07-23 | Dipak Kumar | Deobhog | CHC
484 | Labour Room | Needle Cutter | 1 | SARATECH |  | 53 |  | 3000103479 | NA |  |  |  |  | Yes |  |  | Gariyaband | 2015-07-23 | Dipak Kumar | Deobhog | CHC
485 | Labour Room | sterilizer | 1 | ATLAS |  |  | 09F-9620 | 3000103480 | NA |  |  |  |  | Yes |  |  | Gariyaband | 2015-07-23 | Dipak Kumar | Deobhog | CHC
486 |  | Blood Pressure Monitor | 1 | Bhasin Sons Pvt. Ltd. |  | NOVA Pham | 67520 | 3000103633 | NA |  |  |  |  | Yes |  |  | Gariyaband | 2015-07-23 | Ankit Bhadwas | Panduka | PHC
487 |  | Weight Machine | 1 | NA |  | NA | 25590 | 3000103634 | NA |  |  |  |  | Yes |  |  | Gariyaband | 2015-07-23 | Ankit Bhadwas | Panduka | PHC
488 |  | Blood Pressure Monitor | 1 | Diamond | 2015-12-12 | REGULAR |  | 3000103635 | NA |  |  |  |  | Yes |  |  | Gariyaband | 2015-07-23 | Ankit Bhadwas | Panduka | PHC
489 |  | Needle Cutter | 1 | SARATECH |  | SIR 100V |  | 3000103636 | NA |  |  |  |  | Yes |  |  | Gariyaband | 2015-07-23 | Ankit Bhadwas | Panduka | PHC
490 |  | Nebulizer | 1 | MCP | 2014-01-01 | MCNS600B |  | 3000103637 | NA |  |  |  |  | Yes |  |  | Gariyaband | 2015-07-23 | Ankit Bhadwas | Panduka | PHC
491 |  | Glucometer | 1 | Dr. Morepen |  | BG03-Auto | NA | 3000103638 | NA |  |  |  |  | Yes |  |  | Gariyaband | 2015-07-23 | Ankit Bhadwas | Panduka | PHC
492 |  | binoculars microscope | 1 | OLYMPUS |  | MLX-Seriv | 519739 | 3000103639 | NA |  |  |  |  | Yes |  |  | Gariyaband | 2015-07-23 | Ankit Bhadwas | Panduka | PHC
493 |  | Blood Pressure Monitor | 1 | Panasonic |  | Ew3106 | NA | 3000103640 | NA |  |  |  |  | Yes |  |  | Gariyaband | 2015-07-23 | Ankit Bhadwas | Panduka | PHC
494 |  | Baby Warmer | 1 | Local |  | NA | NA | 3000103641 | NA |  |  |  |  | Yes |  |  | Gariyaband | 2015-07-23 | Ankit Bhadwas | Panduka | PHC
495 |  | Fetal Doppler | 1 | Bio Rlus |  | NA | NA | 3000103642 | NA |  |  |  |  | Yes |  |  | Gariyaband | 2015-07-23 | Ankit Bhadwas | Panduka | PHC
496 |  | Blood Pressure Monitor | 1 |  |  | NA | NA | 3000103643 | NA |  |  |  |  | Yes |  |  | Gariyaband | 2015-07-23 | Ankit Bhadwas | Panduka | PHC
497 |  | Weight Machine | 1 | Local |  | NA | NA | 3000103644 | NA |  |  |  |  | Yes |  |  | Gariyaband | 2015-07-23 | Ankit Bhadwas | Panduka | PHC
498 |  | Mobile Light | 1 | Local |  | NA | NA | 3000103645 | NA |  |  |  |  | Yes |  |  | Gariyaband | 2015-07-23 | Ankit Bhadwas | Panduka | PHC
499 |  | sterilizer | 1 | Local |  | NA | NA | 3000103646 | NA |  |  |  |  | Yes |  |  | Gariyaband | 2015-07-23 | Ankit Bhadwas | Panduka | PHC
500 |  | Baby Weight Machine | 1 | RAMON SURGICAL CO. |  | CROWN | NA | 3000103647 | NA |  |  |  |  | Yes |  |  | Gariyaband | 2015-07-23 | Ankit Bhadwas | Panduka | PHC
501 |  | suction machine | 1 | SHIVA |  | NA | NA | 3000103648 | NA |  |  |  |  | Yes |  |  | Gariyaband | 2015-07-23 | Ankit Bhadwas | Panduka | PHC
502 |  | Autoclave | 1 | NA |  | NA | NA | 3000103649 | NA |  |  |  |  | Yes |  |  | Gariyaband | 2015-07-23 | Ankit Bhadwas | Panduka | PHC
503 |  | Blood Pressure Monitor | 1 | omega |  | GOLD 2000 | NA | 3000103617 | NA |  |  |  |  | Yes |  |  | Gariyaband | 2015-07-22 | Ankit Bhadwas | Patsiwni | PHC
504 |  | Weight Machine | 1 | Dr Belirams |  | KRUPS | NA | 3000103618 | 2015-10-10 |  |  |  |  | Yes |  |  | Gariyaband | 2015-07-22 | Ankit Bhadwas | Patsiwni | PHC
505 |  | Weight Machine | 1 | RAMON SURGICAL CO. |  | CROWN | NA | 3000103619 | 2015-10-10 |  |  |  |  | Yes |  |  | Gariyaband | 2015-07-22 | Ankit Bhadwas | Patsiwni | PHC
506 |  | Blood Pressure Monitor | 1 | Supreom Surgico |  | TOP | NA | 3000103620 | NA |  |  |  |  | Yes |  |  | Gariyaband | 2015-07-22 | Ankit Bhadwas | Patsiwni | PHC
507 |  | Refrigerator | 1 | LG | 2014 | BL-B252UP4y | 404NXC2168866 | 3000103621 | 2014-09-01 |  |  |  |  | Yes |  |  | Gariyaband | 2015-07-22 | Ankit Bhadwas | Patsiwni | PHC
508 |  | sterilizer | 1 | Local |  | NA | NA | 3000103622 | NA |  |  |  |  | Yes |  |  | Gariyaband | 2015-07-22 | Ankit Bhadwas | Patsiwni | PHC
509 |  | Needle Cutter | 1 | SARATECH |  | NA | NA | 3000103623 | 2014-10-01 |  |  |  |  | Yes |  |  | Gariyaband | 2015-07-22 | Ankit Bhadwas | Patsiwni | PHC
510 |  | binoculars microscope | 1 | OLYMPUS |  | MLX-Seriv | 2001216 | 3000103624 | NA |  |  |  |  | Yes |  |  | Gariyaband | 2015-07-22 | Ankit Bhadwas | Patsiwni | PHC
511 |  | Glucometer | 1 | Rochi dig |  | ACC-CHEK | 59105058504 | 3000103625 | 2013-11-01 |  |  |  |  | Yes |  |  | Gariyaband | 2015-07-22 | Ankit Bhadwas | Patsiwni | PHC
512 |  | Mobile Light | 1 | Local |  | NA | NA | 3000103626 | NA |  |  |  |  | Yes |  |  | Gariyaband | 2015-07-22 | Ankit Bhadwas | Patsiwni | PHC
513 |  | suction machine | 1 | SHIVA |  | NA | NA | 3000103627 | 2014-12-01 |  |  |  |  | Yes |  |  | Gariyaband | 2015-07-22 | Ankit Bhadwas | Patsiwni | PHC
514 |  | Fetal Doppler | 1 | uconive tech. | 2014-01-01 | FD-200C | FD2C140105373 | 3000103628 | 2013-08-01 |  |  |  |  | Yes |  |  | Gariyaband | 2015-07-22 | Ankit Bhadwas | Patsiwni | PHC
515 |  | sterilizer | 1 | ATLAS |  | NA | NA | 3000103629 | 2009-09-01 |  |  |  |  | Yes |  |  | Gariyaband | 2015-07-22 | Ankit Bhadwas | Patsiwni | PHC
516 |  | Blood Pressure Monitor | 1 | Supreom Surgico |  | Premier | 98132173 | 3000103630 | 2010-12-01 |  |  |  |  | Yes |  |  | Gariyaband | 2015-07-22 | Ankit Bhadwas | Patsiwni | PHC
517 |  | Baby Weight Machine | 1 | RAMON SURGICAL CO. |  | CROWN | NA | 3000103631 | 2009-09-01 |  |  |  |  | Yes |  |  | Gariyaband | 2015-07-22 | Ankit Bhadwas | Patsiwni | PHC
518 |  | Needle Cutter | 1 | HLL |  | NA | NA | 3000103632 | 2014-10-01 |  |  |  |  | Yes |  |  | Gariyaband | 2015-07-22 | Ankit Bhadwas | Patsiwni | PHC
519 |  | sterilizer | 1 | Local |  | NA | NA | 3000103600 | 2013-12-01 |  |  |  |  | Yes |  |  | Gariyaband | 2015-07-22 | Ankit Bhadwas | Khadam | PHC
520 |  | Blood Pressure Monitor | 1 | omega |  | UISION2000 | NA | 3000103601 | 2013-07-01 |  |  |  |  | Yes |  |  | Gariyaband | 2015-07-22 | Ankit Bhadwas | Khadam | PHC
521 |  | Weight Machine | 1 | NA |  | NA | NA | 3000103602 | NA |  |  |  |  | Yes |  |  | Gariyaband | 2015-07-22 | Ankit Bhadwas | Khadam | PHC
522 |  | Blood Pressure Monitor | 1 | Supreom Surgico |  | TOP | NA | 3000103603 | 2014-01-01 |  |  |  |  | Yes |  |  | Gariyaband | 2015-07-22 | Ankit Bhadwas | Khadam | PHC
523 |  | Baby Weight Machine | 1 | BROUN |  |  | NA | 3000103604 | NA |  |  |  |  | Yes |  |  | Gariyaband | 2015-07-22 | Ankit Bhadwas | Khadam | PHC
524 |  | Fetal Doppler | 1 | Fasy Care |  | ECF DT-106 | NA | 3000103605 | 2014-07-01 |  |  |  |  | Yes |  |  | Gariyaband | 2015-07-22 | Ankit Bhadwas | Khadam | PHC
525 |  | suction machine | 1 | SHIVA |  | NA | NA | 3000103606 | 2014-12-01 |  |  |  |  | Yes |  |  | Gariyaband | 2015-07-22 | Ankit Bhadwas | Khadam | PHC
526 |  | Mobile Light | 1 | Local |  | NA | NA | 3000103607 | 2015-07-01 |  |  |  |  | Yes |  |  | Gariyaband | 2015-07-22 | Ankit Bhadwas | Khadam | PHC
527 |  | Refrigerator | 1 | LG | 2013 | 1950ME4 | 306NRTH109561 | 3000103608 | 2013-07-01 |  |  |  |  | Yes |  |  | Gariyaband | 2015-07-22 | Ankit Bhadwas | Khadam | PHC
528 |  | Autoclave | 1 | Local |  |  |  | 3000103609 | 2015-05-01 |  |  |  |  | Yes |  |  | Gariyaband | 2015-07-22 | Ankit Bhadwas | Khadam | PHC
529 |  | Blood Pressure Monitor | 1 | Supreom Surgico |  | PRIMER | 98134543 | 3000103610 | 2015-05-01 |  |  |  |  | Yes |  |  | Gariyaband | 2015-07-22 | Ankit Bhadwas | Khadam | PHC
530 |  | Blood Pressure Monitor | 1 | Supreom Surgico |  | PRIMER | 98134551 | 3000103611 | 2015-05-01 |  |  |  |  | Yes |  |  | Gariyaband | 2015-07-22 | Ankit Bhadwas | Khadam | PHC
531 |  | Blood Pressure Monitor | 1 | Supreom Surgico |  | PRIMER | 98134503 | 3000103612 | 2015-05-01 |  |  |  |  | Yes |  |  | Gariyaband | 2015-07-22 | Ankit Bhadwas | Khadam | PHC
532 |  | sterilizer | 1 | Local |  | NA | NA | 3000103613 | 2015-05-01 |  |  |  |  | Yes |  |  | Gariyaband | 2015-07-22 | Ankit Bhadwas | Khadam | PHC
533 |  | sterilizer | 1 | Local |  | NA | NA | 3000103614 | 2015-05-01 |  |  |  |  | Yes |  |  | Gariyaband | 2015-07-22 | Ankit Bhadwas | Khadam | PHC
534 |  | Blood Pressure Monitor | 1 | Diamond | 2013 | REGULAR | 29944 | 3000103615 | 2014-12-01 |  |  |  |  | No |  |  | Gariyaband | 2015-07-22 | Ankit Bhadwas | Khadam | PHC
535 |  | Glucometer | 1 | LIFE SCAN | 2010 | ONE TOUCH | SAFSUF-57 | 3000103616 | 2013-12-01 |  |  |  |  | Yes |  |  | Gariyaband | 2015-07-22 | Ankit Bhadwas | Khadam | PHC

## Mungeli (hidden)
S. No. | Department | Equipment Name | Qty. | Manufacturer | Year of Manufacturer | Model | Equipment S.No. | Barcode Sticker | Installation date (m-yy) | Under Warranty (Y=1/ N=0) | Warranty Upto (m-yy) | AMC / CMC (Y=1,N=0) | AMC/CMC upto (m/yy) | Working status |  | Medical (Radiologist/Pathologist etc) | Paramedical (LT/Radiographer/technician etc) | District | Date | Name of Consultant | Facility Name | Facility Type | Remark
1 | 2 | 3 | 4 | 5 | 6 | 7 | 8 | 9 | 10 | 11 | 12 | 13 | 14 | 15 | 16 | 17 | 18 | 19 | 20 | 21 | 22 | 23 | 24
1 | X-Ray | X-Ray Stand | 1 | SIEMRNS | NA | NA | NA | 3000105115 | 1998-03-01 | 0 | NA | 0 |  | NO |  |  | Mungeli | 2015-07-24 | Dinesh Kumar Yadaw | Lormi | CHC
2 | X-Ray | X-Ray Controller | 1 | SIEMRNS | NA | NA | NA | 3000105116 | 1998-03-01 | 0 | NA | 0 |  | NO |  |  | Mungeli | 2015-07-24 | Dinesh Kumar Yadaw | Lormi | CHC
3 | OT | Autoclave (Cylendrical) | 1 | NA | NA | NA | NA | 3000105117 | 2008-04-01 | 0 | NA | 0 |  | Yes |  |  | Mungeli | 2015-07-24 | Dinesh Kumar Yadaw | Lormi | CHC
4 | OT | Autoclave (Cylendrical) | 1 | NA | NA | NA | NA | 3000105118 | 2008-04-01 | 0 | NA | 0 |  | Yes |  |  | Mungeli | 2015-07-24 | Dinesh Kumar Yadaw | Lormi | CHC
5 | OT | Autoclave (Cylendrical) | 1 | NA | NA | NA | NA | 3000105119 | 2008-04-01 | 0 | NA | 0 |  | Yes |  |  | Mungeli | 2015-07-24 | Dinesh Kumar Yadaw | Lormi | CHC
6 | Labour Room | Refregerator | 1 | NA | NA | GL-185 | NA | 3000105120 | NA | 0 | NA | 0 |  | Yes |  |  | Mungeli | 2015-07-24 | Dinesh Kumar Yadaw | Lormi | CHC
7 | Labour Room | Blood Storage Machin | 1 | MEDI TECH | NA | MTPF01 251313 | N786522313 | 3000105121 | NA | 0 | NA | 0 |  | Yes |  |  | Mungeli | 2015-07-24 | Dinesh Kumar Yadaw | Lormi | CHC
8 | Labour Room | Hot Air Oven | 1 | NA | NA | NA | NA | 3000105122 | NA | 0 | NA | 0 |  | Yes |  |  | Mungeli | 2015-07-24 | Dinesh Kumar Yadaw | Lormi | CHC
9 | Labour Room | Centifuge (6 Tube) | 1 | NA | NA | NA | NA | 3000105123 | NA | 0 | NA | 0 |  | NO |  |  | Mungeli | 2015-07-24 | Dinesh Kumar Yadaw | Lormi | CHC
10 | Labour Room | Centifuge (16 Tube) Digital | 1 | REMI | NA | R-8C | DHLC-6561 | 3000105124 | NA | 0 | NA | 0 |  | Yes |  |  | Mungeli | 2015-07-24 | Dinesh Kumar Yadaw | Lormi | CHC
11 | Labour Room | Needle Cutter | 1 | Sai+Life | NA | 220V-240V | NA | 3000105125 | NA | 0 | NA | 0 |  | NO |  |  | Mungeli | 2015-07-24 | Dinesh Kumar Yadaw | Lormi | CHC
12 | Labour Room | Microscope | 1 | Weswox optik | NA | HL-55/66 | 63694 | 3000105126 | NA | 0 | NA | 0 |  | Yes |  |  | Mungeli | 2015-07-24 | Dinesh Kumar Yadaw | Lormi | CHC
13 | Labour Room | Microscope | 1 | MEGNUS | NA | MLXB | 518894 | 3000105127 | NA | 0 | NA | 0 |  | Yes |  |  | Mungeli | 2015-07-24 | Dinesh Kumar Yadaw | Lormi | CHC
14 | Labour Room | Microscope | 1 | Weswox optik | NA | 10XWF | 880987 | 3000105128 | NA | 0 | NA | 0 |  | Yes |  |  | Mungeli | 2015-07-24 | Dinesh Kumar Yadaw | Lormi | CHC
15 | Labour Room | Weight Machin | 1 | Smart Care | NA | NA | NA | 3000105129 | NA | 0 | NA | 0 |  | Yes |  |  | Mungeli | 2015-07-24 | Dinesh Kumar Yadaw | Lormi | CHC
16 | Store Room | Weight Machin | 1 | NA | NA | NA | NA | 3000105130 | NA | 0 | NA | 0 |  | NO |  |  | Mungeli | 2015-07-24 | Dinesh Kumar Yadaw | Lormi | CHC
17 | Store Room | Weight Machin | 1 | NA | NA | NA | NA | 3000105131 | NA | 0 | NA | 0 |  | NO |  |  | Mungeli | 2015-07-24 | Dinesh Kumar Yadaw | Lormi | CHC
18 | Store Room | Centifuse Machine(4Tube) | 1 | NA | NA | NA | NA | 3000105132 | NA | 0 | NA | 0 |  | NO |  |  | Mungeli | 2015-07-24 | Dinesh Kumar Yadaw | Lormi | CHC
19 | Store Room | Centifuse Machine(4Tube) | 1 | NA | NA | NA | NA | 3000105133 | NA | 0 | NA | 0 |  | NO |  |  | Mungeli | 2015-07-24 | Dinesh Kumar Yadaw | Lormi | CHC
20 | Store Room | Microscope | 1 | MEGNUS | NA | NA | NA | 3000105134 | NA | 0 | NA | 0 |  | NO |  |  | Mungeli | 2015-07-24 | Dinesh Kumar Yadaw | Lormi | CHC
21 | Store Room | Anausthesia Machine | 1 | Medical Engineens | NA | NA | NA | 3000105135 | NA | 0 | NA | 0 |  | NO |  |  | Mungeli | 2015-07-24 | Dinesh Kumar Yadaw | Lormi | CHC
22 | Store Room | Autoclave (Cylendrical) | 1 | NA | NA | NA | NA | 3000105136 | 2014-10-01 | 0 | NA | 0 |  | NO |  |  | Mungeli | 2015-07-24 | Dinesh Kumar Yadaw | Lormi | CHC
23 | Store Room | Autoclave (Cylendrical) | 1 | NA | NA | NA | NA | 3000105137 | 2003-08-01 | 0 | NA | 0 |  | Yes |  |  | Mungeli | 2015-07-24 | Dinesh Kumar Yadaw | Lormi | CHC
24 | Store Room | Autoclave (Cylendrical) | 1 | NA | NA | NA | NA | 3000105138 | 2003-08-01 | 0 | NA | 0 |  | Yes |  |  | Mungeli | 2015-07-24 | Dinesh Kumar Yadaw | Lormi | CHC
25 | Store Room | OT Light (Shadowless) | 1 | NA | NA | Single Dowb | NA | 3000105139 | 2008-04-01 | 0 | NA | 0 |  | NO |  |  | Mungeli | 2015-07-24 | Dinesh Kumar Yadaw | Lormi | CHC
26 | Store Room | Autoclave (Cylendrical) | 1 | NA | NA | NA | NA | 3000105140 | 2013-07-01 | 0 | NA | 0 |  | NO |  |  | Mungeli | 2015-07-24 | Dinesh Kumar Yadaw | Lormi | CHC
27 | IR | Blood Pressure Monitor (Mercury) | 1 | DIAMOND | NA | Delux | CM/L 0186043 | 3000105141 | NA | 0 | NA | 0 |  | NO |  |  | Mungeli | 2015-07-24 | Dinesh Kumar Yadaw | Lormi | CHC
28 | IR | Needle Cutter | 1 | SARA-TECH | NA | S1R (100 VA) | 6513 | 3000105142 | NA | 0 | NA | 0 |  | Yes |  |  | Mungeli | 2015-07-24 | Dinesh Kumar Yadaw | Lormi | CHC
29 | IR | Blood Pressure Monitor (Mercury) | 1 | DIAMOND | NA | Regular | 3390 | 3000105143 | NA | 0 | NA | 0 |  | Yes |  |  | Mungeli | 2015-07-24 | Dinesh Kumar Yadaw | Lormi | CHC
30 | OT | OT Light (Shadowless) Single | 1 | NA | NA | NA | NA | 3000105144 | 2008-04-01 | 0 | NA | 0 |  | Yes |  |  | Mungeli | 2015-07-24 | Dinesh Kumar Yadaw | Lormi | CHC
31 | OT | OT Light (Shadowless) Single | 1 | NA | NA | NA | NA | 3000105145 | 2008-04-01 | 0 | NA | 0 |  | NO |  |  | Mungeli | 2015-07-24 | Dinesh Kumar Yadaw | Lormi | CHC
32 | OT | OT Table (Hydrolic) | 1 | NA | NA | NA | NA | 3000105146 | NA | 0 | NA | 0 |  | Yes |  |  | Mungeli | 2015-07-24 | Dinesh Kumar Yadaw | Lormi | CHC
33 | OT | Strerilizer (Medium) | 1 | ATLAS | NA | NA | NA | 3000105147 | NA | 0 | NA | 0 |  | Yes |  |  | Mungeli | 2015-07-24 | Dinesh Kumar Yadaw | Lormi | CHC
34 | OT | Strerilizer (Small) | 1 | ATLAS | NA | NA | 09F10136 | 3000105148 | NA | 0 | NA | 0 |  | NO |  |  | Mungeli | 2015-07-24 | Dinesh Kumar Yadaw | Lormi | CHC
35 | OT | Autoclave (Cylendrical) | 1 | NA | NA | NA | NA | 3000105149 | NA | 0 | NA | 0 |  | NO |  |  | Mungeli | 2015-07-24 | Dinesh Kumar Yadaw | Lormi | CHC
36 | OT | Autoclave (Cylendrical) | 1 | NA | NA | NA | NA | 3000105150 | NA | 0 | NA | 0 |  | NO |  |  | Mungeli | 2015-07-24 | Dinesh Kumar Yadaw | Lormi | CHC
37 | OT | Autoclave (Horizontal) | 1 | NA | NA | NA | NA | 3000105151 | NA | 0 | NA | 0 |  | NO |  |  | Mungeli | 2015-07-24 | Dinesh Kumar Yadaw | Lormi | CHC
38 | OT | Strelizer | 1 | TROPO | NA | NA | NA | 3000105152 | NA | 0 | NA | 0 |  | NO |  |  | Mungeli | 2015-07-24 | Dinesh Kumar Yadaw | Lormi | CHC
39 | Delivery Room | Suction Machin | 1 | MEDEK | NA | NUVOLite | 11208818 | 3000105153 | NA | 0 | NA | 0 |  | NO |  |  | Mungeli | 2015-07-24 | Dinesh Kumar Yadaw | Lormi | CHC
40 | Delivery Room | Baby Warmaer | 1 | MEDITECH | NA | CE0470 | NA | 3000105154 | 2011-06-01 | 0 | NA | 0 |  | Yes |  |  | Mungeli | 2015-07-24 | Dinesh Kumar Yadaw | Lormi | CHC
41 | Delivery Room | Phototharapy | 1 | MEDITECH | NA | Ce1023 | BM/CPT/135/0910 | 3000105155 | 2009-11-01 | 0 | NA | 0 |  | Yes |  |  | Mungeli | 2015-07-24 | Dinesh Kumar Yadaw | Lormi | CHC
42 | Delivery Room | OT Light (Shadowless) | 1 | NA | NA | Single Dowb | NA | 3000105156 | 2008-04-01 | 0 | NA | 0 |  | Yes |  |  | Mungeli | 2015-07-24 | Dinesh Kumar Yadaw | Lormi | CHC
43 | Delivery Room | Baby Weight Machin | 1 | NA | NA | NA | NA | 3000105157 | NA | 0 | NA | 0 |  | Yes |  |  | Mungeli | 2015-07-24 | Dinesh Kumar Yadaw | Lormi | CHC
44 | Delivery Room | Strelizer (Vertical) Small | 1 | NA | NA | NA | NA | 3000105158 | NA | 0 | NA | 0 |  | Yes |  |  | Mungeli | 2015-07-24 | Dinesh Kumar Yadaw | Lormi | CHC
45 | Delivery Room | Baby Wermer | 1 | DELTA | NA | NA | NA | 3000105159 | NA | 0 | NA | 0 |  | NO |  |  | Mungeli | 2015-07-24 | Dinesh Kumar Yadaw | Lormi | CHC
46 | Delivery Room | Anausthesia Machine | 1 | NA | NA | NA | NA | 3000105160 | NA | 0 | NA | 0 |  | PACK |  |  | Mungeli | 2015-07-24 | Dinesh Kumar Yadaw | Lormi | CHC
47 | Dressing Room | Strelizer (Vertical) Small | 1 | NA | NA | NA | NA | 3000105161 | NA | 0 | NA | 0 |  | Yes |  |  | Mungeli | 2015-07-24 | Dinesh Kumar Yadaw | Lormi | CHC
48 | Dressing Room | Strelizer Small | 1 | NA | NA | NA | NA | 3000105162 | NA | 0 | NA | 0 |  | NO |  |  | Mungeli | 2015-07-24 | Dinesh Kumar Yadaw | Lormi | CHC
49 | OPD | Blood Pressure Monitor (Mercury) | 1 |  | NA | NA | NA | 3000105163 | 2013-06-01 | 0 | NA | 0 |  | Yes |  |  | Mungeli | 2015-07-27 | Dinesh Kumar Yadaw | Sargaon | SHC
50 | OPD | Blood Pressure Monitor (Mercury) | 1 | DIAMOND | NA | Delux | NA | 3000105164 | 2013-06-01 | 0 | NA | 0 |  | Yes |  |  | Mungeli | 2015-07-27 | Dinesh Kumar Yadaw | Sargaon | SHC
51 | OPD | Refregerator | 1 | SAMSUNG | NA | RT2534BACRR | NA | 3000105165 | 2013-06-01 | 0 | NA | 0 |  | Yes |  |  | Mungeli | 2015-07-27 | Dinesh Kumar Yadaw | Sargaon | SHC
52 | OPD | Trail Set | 1 | NA | NA | NA | NA | 3000105166 | NA | 0 | NA | 0 |  | Yes |  |  | Mungeli | 2015-07-27 | Dinesh Kumar Yadaw | Sargaon | SHC
53 | Pathology Lab | Microscope | 1 | LABOMED | NA | VISION 2000 | NA | 3000105168 | NA | 0 | NA | 0 |  | Yes |  |  | Mungeli | 2015-07-27 | Dinesh Kumar Yadaw | Sargaon | SHC
54 | Pathology Lab | Centifuge (6Tube) | 1 | NA |  | NA | NA | 3000105167 | NA | 0 | NA | 0 |  | Yes |  |  | Mungeli | 2015-07-27 | Dinesh Kumar Yadaw | Sargaon | SHC
55 | Pathology Lab | Glucometer (Digital) | 1 | Accu Check |  | CE 0088 | GU 03817889 | 3000105169 | NA | 0 | NA | 0 |  | Yes |  |  | Mungeli | 2015-07-27 | Dinesh Kumar Yadaw | Sargaon | SHC
56 | Pathology Lab | Weight Machin | 1 | Victoria DX |  | NA | NA | 3000105171 | NA | 0 | NA | 0 |  | NO |  |  | Mungeli | 2015-07-27 | Dinesh Kumar Yadaw | Sargaon | SHC
57 | General Ward | Needle Cutter | 1 | Sara TECH |  | 100VA/60 VT | NA | 3000105172 | NA | 0 | NA | 0 |  | Yes |  |  | Mungeli | 2015-07-27 | Dinesh Kumar Yadaw | Sargaon | SHC
58 | OT | Baby Warmaer | 1 | MEDI TECH |  | CE 0470 | NA | 3000105173 | NA | 0 | NA | 0 |  | Yes |  |  | Mungeli | 2015-07-27 | Dinesh Kumar Yadaw | Sargaon | SHC
59 |  | Blood Pressure Monitor (Mercury) | 1 | DIAMOND |  | Delux |  | 3000105174 | NA | 0 | NA | 0 |  | Yes |  |  | Mungeli | 2015-07-27 | Dinesh Kumar Yadaw | Sargaon | SHC
60 |  | Baby Weight Machin | 1 | Crown |  |  |  | 3000105175 | NA | 0 | NA | 0 |  | Yes |  |  | Mungeli | 2015-07-27 | Dinesh Kumar Yadaw | Sargaon | SHC
61 |  | Suction Machin | 1 | Master Care |  | ARON |  | 3000105176 | NA | 0 | NA | 0 |  | Yes |  |  | Mungeli | 2015-07-27 | Dinesh Kumar Yadaw | Sargaon | SHC
62 |  | X-Ray Machin | 1 |  |  |  |  | 3000105178 | NA | 0 | NA | 0 |  | PACK |  |  | Mungeli | 2015-07-27 | Dinesh Kumar Yadaw | Sargaon | SHC
63 |  | Strelizer | 1 | ATLAS |  |  | 09F8813 | 3000105177 | NA | 0 | NA | 0 |  | Yes |  |  | Mungeli | 2015-07-27 | Dinesh Kumar Yadaw | Sargaon | SHC
64 |  | Autoclave | 1 |  |  |  |  | 3000105179 | NA | 0 | NA | 0 |  | Yes |  |  | Mungeli | 2015-07-27 | Dinesh Kumar Yadaw | Sargaon | SHC
65 | Store Room | Strelizer | 1 |  |  |  |  | 3000105180 | NA | 0 | NA | 0 |  | Yes |  |  | Mungeli | 2015-07-27 | Dinesh Kumar Yadaw | Sargaon | SHC
66 |  | Nebulizer | 1 | DIAMOND |  | MCN - 5600 A | 13120402 | 3000105181 | NA | 0 | NA | 0 |  | Yes |  |  | Mungeli | 2015-07-27 | Dinesh Kumar Yadaw | Sargaon | SHC
67 |  | Blood Pressure Monitor (Mercury) | 1 | DIAMOND |  | Delux |  | 3000105182 | NA | 0 | NA | 0 |  | Yes |  |  | Mungeli | 2015-07-27 | Dinesh Kumar Yadaw | Sargaon | SHC
68 | Doctor Room | Blood Pressure Monitor (Mercury) | 1 | DIAMOND |  | Delux |  | 3000105170 | NA | 0 | NA | 0 |  | Yes |  |  | Mungeli | 2015-07-27 | Dinesh Kumar Yadaw | Sargaon | SHC
69 |  | Vision Drum | 1 | NA |  | NA | NA | 3000105183 | NA | 0 | NA | 0 |  | Yes |  |  | Mungeli | 2015-07-27 | Dinesh Kumar Yadaw | Sargaon | SHC
70 | IR | Weight Machin | 1 | LIBRA |  | NA | NA | 3000105546 | NA | 0 | NA | 0 |  | Yes |  |  | Mungeli | 2015-07-27 | Anupam Sharma | Semarsal | PHC
71 | IR | Needle Cutter | 1 | Sara TECH |  | SIR | 6514 | 3000105547 | NA | 0 | NA | 0 |  | Yes |  |  | Mungeli | 2015-07-28 | Anupam Sharma | Semarsal | PHC
72 | Doctor Room | Blood Pressure Monitor (Mercury) | 1 | PIONEER |  | NA | 322302 | 3000105548 | NA | 0 | NA | 0 |  | Yes |  |  | Mungeli | 2015-07-29 | Anupam Sharma | Semarsal | PHC
73 | Doctor Room | Nebulizer | 1 | Di 92 |  | HEMOWEB | IN 03031 31202215 | 3000105549 | NA | 0 | NA | 0 |  | Yes |  |  | Mungeli | 2015-07-30 | Anupam Sharma | Semarsal | PHC
74 | Doctor Room | Strelizer (Small) | 1 | NA |  | NA | NA | 3000105550 | NA | 0 | NA | 0 |  | Yes |  |  | Mungeli | 2015-07-31 | Anupam Sharma | Semarsal | PHC
75 | Labour Room | Strelizer Medium) | 1 | ATLAS |  | NA | 09 F10957 | 3000105551 | NA | 0 | NA | 0 |  | Yes |  |  | Mungeli | 2015-08-01 | Anupam Sharma | Semarsal | PHC
76 | Labour Room | Baby Weight Machin | 1 | CROWN |  | NA | NA | 3000105552 | NA | 0 | NA | 0 |  | Yes |  |  | Mungeli | 2015-08-02 | Anupam Sharma | Semarsal | PHC
77 | Labour Room | Babay Warmar | 1 | NA |  | CE9470 | NA | 3000105553 | NA | 0 | NA | 0 |  | Yes |  |  | Mungeli | 2015-08-03 | Anupam Sharma | Semarsal | PHC
78 | Labour Room | Featal Doppler | 1 | NA |  | Ready Dopp CEO197Mark II | 09/2013 FQ 084 | 3000105554 | NA | 0 | NA | 0 |  | Yes |  |  | Mungeli | 2015-08-04 | Anupam Sharma | Semarsal | PHC
79 | Labour Room | Blood Pressure Monitor (Mercury) | 1 | NAMATT |  | NA | 65740 | 3000105555 | NA | 0 | NA | 0 |  | Yes |  |  | Mungeli | 2015-08-04 | Anupam Sharma | Semarsal | PHC
80 | Labour Room | Baby Suction Machin | 1 | EASY CARE |  | EC PSU - 307 | NA | 3000105556 | NA | 0 | NA | 0 |  | Yes |  |  | Mungeli | 2015-08-04 | Anupam Sharma | Semarsal | PHC
81 | Mediclave Room | Glucometer | 1 | Contourrs |  | 1811 | 4034930 | 3000105557 | NA | 0 | NA | 0 |  | Yes |  |  | Mungeli | 2015-08-04 | Anupam Sharma | Semarsal | PHC
82 | Ward 2 | Auto Clave (Cylindrical) | 1 | NA |  | NA | NA | 3000105558 | NA | 0 | NA | 0 |  | Yes |  |  | Mungeli | 2015-08-04 | Anupam Sharma | Semarsal | PHC
83 | Eye Test Room | Trail Set | 1 | NA |  | NA | NA | 3000105559 | NA | 0 | NA | 0 |  | Yes |  |  | Mungeli | 2015-08-04 | Anupam Sharma | Semarsal | PHC
84 | Eye Test Room | Vision Drum | 1 | NA |  | NA | NA | 3000105560 | NA | 0 | NA | 0 |  | Yes |  |  | Mungeli | 2015-08-04 | Anupam Sharma | Semarsal | PHC
85 | Eye Test Room | Refregerator | 1 | LG |  | GL - 1955 L 4/2011 | NA | 3000105561 | NA | 0 | NA | 0 |  | Yes |  |  | Mungeli | 2015-08-04 | Anupam Sharma | Semarsal | PHC
86 | Eye Test Room | Trail Set | 1 | NA |  | NA | NA | 3000105423 | NA | 0 | NA | 0 |  | Yes |  |  | Mungeli | 2015-08-04 | Anupam Sharma | Semarsal | PHC
87 | OPD | Blood Pressure Monitor (Mercury) | 1 | DIAMOND |  | Regular | 24150 | 3000105593 | NA | 0 | NA | 0 |  | Yes |  |  | Mungeli | 2015-07-30 | Dinesh Kumar Yadaw | Jagtakapa | PHC
88 | OPD | Blood Pressure Monitor (Mercury) | 1 | DIAMOND |  | Delux | 65993 | 3000105594 | NA | 0 | NA | 0 |  | Yes |  |  | Mungeli | 2015-07-30 | Dinesh Kumar Yadaw | Jagtakapa | PHC
89 | OPD | Weight Machin | 1 | HAIER |  | NA | NA | 3000105595 | NA | 0 | NA | 0 |  | Yes |  |  | Mungeli | 2015-07-30 | Dinesh Kumar Yadaw | Jagtakapa | PHC
90 | OPD | Featal Doppler | 1 | EASY CARE |  | ECFDT - 106 | NA | 3000105596 | NA | 0 | NA | 0 |  | Yes |  |  | Mungeli | 2015-07-30 | Dinesh Kumar Yadaw | Jagtakapa | PHC
91 | Labour Room | Baby Weight Machin | 1 | CROWN |  | NA | NA | 3000105597 | NA | 0 | NA | 0 |  | Yes |  |  | Mungeli | 2015-07-30 | Dinesh Kumar Yadaw | Jagtakapa | PHC
92 | Labour Room | Needle Cutter | 1 | MICRO-SIL |  | ND 100 | 266/05-06 | 3000105598 | 2009-06-01 | 0 | NA | 0 |  | Yes |  |  | Mungeli | 2015-07-30 | Dinesh Kumar Yadaw | Jagtakapa | PHC
93 | Labour Room | Refregerator | 1 | GODREJ |  | GDE 23 CM4/2011 | 110970197 | 3000105599 | 2013-04-01 | 0 | NA | 0 |  | Yes |  |  | Mungeli | 2015-07-30 | Dinesh Kumar Yadaw | Jagtakapa | PHC
94 | Labour Room | Microscope | 1 | LABOMED |  | Vision 20000 | 141275997 | 3000105600 | NA | 0 | NA | 0 |  | Yes |  |  | Mungeli | 2015-07-30 | Dinesh Kumar Yadaw | Jagtakapa | PHC
95 | Labour Room | Glucometer | 1 | TRUE CARE |  | NIPRO CE 0197 | MO 6310798 | 3000105601 | NA | 0 | NA | 0 |  | Yes |  |  | Mungeli | 2015-07-30 | Dinesh Kumar Yadaw | Jagtakapa | PHC
96 | Labour Room | Trail Set | 1 | NA |  | NA | NA | 3000105602 | NA | 0 | NA | 0 |  | Yes |  |  | Mungeli | 2015-07-30 | Dinesh Kumar Yadaw | Jagtakapa | PHC
97 | Labour Room | Vision Drum | 1 | NA |  | NA | NA | 3000105603 | NA | 0 | NA | 0 |  | Yes |  |  | Mungeli | 2015-07-30 | Dinesh Kumar Yadaw | Jagtakapa | PHC
98 | Labour Room | Baby Weight Machin | 1 | CROWN |  | NA | NA | 3000105604 | 2009-06-01 | 0 | NA | 0 |  | N) |  |  | Mungeli | 2015-07-30 | Dinesh Kumar Yadaw | Jagtakapa | PHC
99 | Labour Room | Weight Machin | 1 | NA |  | NA | NA | 3000105605 | 2009-06-01 | 0 | NA | 0 |  | NO |  |  | Mungeli | 2015-07-30 | Dinesh Kumar Yadaw | Jagtakapa | PHC
100 |  | Weight Machin | 1 | NA |  | NA | NA | 3000105356 | NA | 0 | NA | 0 |  | Yes |  |  | Mungeli | 2015-07-31 | Dinesh Kumar Yadaw | Ghorpura | PHC
101 |  | Blood Pressure Monitor (Mercury) | 1 | DIAMOND |  | NA | NA | 3000105357 | NA | 0 | NA | 0 |  | NO |  |  | Mungeli | 2015-07-31 | Dinesh Kumar Yadaw | Ghorpura | PHC
102 | OPD | Needle Cutter | 1 | MICROSIL |  | ND - 360 | 5401/03 | 3000105317 | 2007-08-01 | 0 | NA | 0 |  | Yes |  |  | Mungeli | 2015-07-31 | Sanjay Meena | Rambode | PHC
103 | OPD | Strelizer (Small) | 1 | NA |  | NA | NA | 3000105318 | NA | 0 | NA | 0 |  | Yes |  |  | Mungeli | 2015-07-31 | Sanjay Meena | Rambode | PHC
104 | OPD | Blood Pressure Monitor (Mercury) | 1 | Infi |  | NA | NA | 3000105319 | 2007-08-01 | 0 | NA | 0 |  | Yes |  |  | Mungeli | 2015-07-31 | Sanjay Meena | Rambode | PHC
105 | OPD | Weight Machin | 1 | VICRORIA |  | DX | NA | 3000105320 | 2007-08-01 | 0 | NA | 0 |  | Yes |  |  | Mungeli | 2015-07-31 | Sanjay Meena | Rambode | PHC
106 | OPD | Weight Machin | 1 | NA |  | NA | NA | 3000105321 | 2011-07-01 | 0 | NA | 0 |  | NO |  |  | Mungeli | 2015-07-31 | Sanjay Meena | Rambode | PHC
107 | OPD | Weight Machin | 1 | CROWN |  | VICTORIYA | NA | 3000105322 | 2008-01-01 | 0 | NA | 0 |  | NO |  |  | Mungeli | 2015-07-31 | Sanjay Meena | Rambode | PHC
108 | OPD | Weight Machin | 1 | EAGLE |  | NA | NA | 3000105323 | 2007-07-01 | 0 | NA | 0 |  | NO |  |  | Mungeli | 2015-07-31 | Sanjay Meena | Rambode | PHC
109 | OPD | Weight Machin | 1 | NA |  | NA | NA | 3000105324 | 2007-07-01 | 0 | NA | 0 |  | NO |  |  | Mungeli | 2015-07-31 | Sanjay Meena | Rambode | PHC
110 | OPD | Strelizer (Small) | 1 | NA |  | NA | NA | 3000105325 | NA | 0 | NA | 0 |  | Yes |  |  | Mungeli | 2015-07-31 | Sanjay Meena | Rambode | PHC
111 | OPD | Trail Set | 1 | NA |  | NA | NA | 3000105326 | NA | 0 | NA | 0 |  | Yes |  |  | Mungeli | 2015-07-31 | Sanjay Meena | Rambode | PHC
112 | OPD | Strelizer (Small) | 1 | NA |  | NA | NA | 3000105327 | NA | 0 | NA | 0 |  | Yes |  |  | Mungeli | 2015-07-31 | Sanjay Meena | Rambode | PHC
113 | OPD | Strelizer (Large) | 1 | ATLAS |  | NA | 09 F9119 | 3000105328 | NA | 0 | NA | 0 |  | Yes |  |  | Mungeli | 2015-07-31 | Sanjay Meena | Rambode | PHC
114 | OPD | Strelizer (Small) | 1 | NA |  | NA | NA | 3000105329 | NA | 0 | NA | 0 |  | Yes |  |  | Mungeli | 2015-07-31 | Sanjay Meena | Rambode | PHC
115 | OPD | Strelizer (Medium) | 1 | NA |  | NA | NA | 3000105330 | NA | 0 | NA | 0 |  | Yes |  |  | Mungeli | 2015-07-31 | Sanjay Meena | Rambode | PHC
116 | OPD | Baby Weight Machin | 1 | SUVEMA |  | NA | NA | 3000105331 | 2007-08-01 | 0 | NA | 0 |  | Yes |  |  | Mungeli | 2015-07-31 | Sanjay Meena | Rambode | PHC
117 | OPD | Baby Weight Machin | 1 | CROWN |  | NA | NA | 3000105332 | 2011-07-01 | 0 | NA | 0 |  | Yes |  |  | Mungeli | 2015-07-31 | Sanjay Meena | Rambode | PHC
118 | OPD | Baby Weight Machin | 1 | CROWN |  | NA | NA | 3000105333 | 2011-07-01 | 0 | NA | 0 |  | Yes |  |  | Mungeli | 2015-07-31 | Sanjay Meena | Rambode | PHC
119 | OPD | Baby Weight Machin | 1 | CROWN |  | NA | NA | 3000105334 | 2011-07-01 | 0 | NA | 0 |  | Yes |  |  | Mungeli | 2015-07-31 | Sanjay Meena | Rambode | PHC
120 | OPD | Needle Cutter | 1 | MICROSIL |  | ND - 360 | 2295 | 3000105335 | 2007-08-01 | 0 | NA | 0 |  | Yes |  |  | Mungeli | 2015-07-31 | Sanjay Meena | Rambode | PHC
121 | OPD | Auto Clave (Cylindrical) | 1 | NA |  | NA | NA | 3000105336 | 2007-08-01 | 0 | NA | 0 |  | NO |  |  | Mungeli | 2015-07-31 | Sanjay Meena | Rambode | PHC
122 | IPD | Refregerator | 1 | GODREJ |  | GDE 23 CM4/2011 | NA | 3000105337 | 2013-03-01 | 0 | NA | 0 |  | Yes |  |  | Mungeli | 2015-07-31 | Sanjay Meena | Rambode | PHC
123 | IPD | Baby Weight Machin | 1 | MEDITECH |  | CE 0470 | BM/RW/69/0910 | 3000105338 | 2011-07-01 | 0 | NA | 0 |  | NO |  |  | Mungeli | 2015-07-31 | Sanjay Meena | Rambode | PHC
124 | IPD | Suction Machin | 1 | NA |  | CM/L 8112556 | NA | 3000105339 | NA | 0 | NA | 0 |  | NO |  |  | Mungeli | 2015-07-31 | Sanjay Meena | Rambode | PHC
125 | IPD | Baby Weight Machin | 1 | CROWN |  | NA | NA | 3000105340 | NA | 0 | NA | 0 |  | Yes |  |  | Mungeli | 2015-07-31 | Sanjay Meena | Rambode | PHC
126 | IPD | Suction Machin | 1 | NA |  | NA | NA | 3000105341 | NA | 0 | NA | 0 |  | Yes |  |  | Mungeli | 2015-07-31 | Sanjay Meena | Rambode | PHC
127 |  | Auto Clave (Cylindrical) | 1 | NA |  | NA | NA | 3000105342 | 2007-08-01 | 0 | NA | 0 |  | NO |  |  | Mungeli | 2015-07-31 | Sanjay Meena | Rambode | PHC
128 |  | Blood Pressure Monitor (Mercury) | 1 | Infi |  | DELUX | NA | 3000105343 | 2011-11-01 | 0 | NA | 0 |  | PACK |  |  | Mungeli | 2015-07-31 | Sanjay Meena | Rambode | PHC
129 |  | Blood Pressure Monitor (Mercury) | 1 | Infi |  | DELUX | NA | 3000105344 | 2011-11-01 | 0 | NA | 0 |  | PACK |  |  | Mungeli | 2015-07-31 | Sanjay Meena | Rambode | PHC
130 |  | Blood Pressure Monitor (Mercury) | 1 | TRVE CHECK |  | BP - 1318 | NA | 3000105345 | 2011-11-01 | 0 | NA | 0 |  | Yes |  |  | Mungeli | 2015-07-31 | Sanjay Meena | Rambode | PHC
131 |  | Microscope | 1 | MICRO |  | NA | NA | 3000105346 | 2011-11-01 | 0 | NA | 0 |  | Yes |  |  | Mungeli | 2015-07-31 | Sanjay Meena | Rambode | PHC
132 |  | Glucometer | 1 | PURA X |  | CE0197 | 3550NEC4613 | 3000105347 | 2011-11-01 | 0 | NA | 0 |  | Yes |  |  | Mungeli | 2015-07-31 | Sanjay Meena | Rambode | PHC
133 |  | Nebulizer | 1 | Dr DIAZ |  | HEMOWEB | IN 030313060 | 3000105348 | 2011-11-01 | 0 | NA | 0 |  | Yes |  |  | Mungeli | 2015-07-31 | Sanjay Meena | Rambode | PHC
134 |  | Puls Oximeter | 1 | GIB SON |  | CE 0123 | 801130728996 | 3000105349 | 2011-11-01 | 0 | NA | 0 |  | Yes |  |  | Mungeli | 2015-07-31 | Sanjay Meena | Rambode | PHC
135 |  | Blood Pressure Monitor (Analog) | 1 | DOCTOR |  | NA | NA | 3000105350 | 2014-06-01 | 0 | NA | 0 |  | NO |  |  | Mungeli | 2015-08-01 | Dinesh Kumar Yadaw | Belkhuri | PHC
136 |  | Weight Machin | 1 | ACURA |  | NA | NA | 3000105351 | 2014-06-01 | 0 | NA | 0 |  | Yes |  |  | Mungeli | 2015-08-01 | Dinesh Kumar Yadaw | Belkhuri | PHC
137 |  | Needle Cutter | 1 | MICROSIL |  | NA | NA | 3000105352 | 2014-06-01 | 0 | NA | 0 |  | Yes |  |  | Mungeli | 2015-08-01 | Dinesh Kumar Yadaw | Belkhuri | PHC
138 |  | Baby Weight Machin | 1 | CROWN |  | NA | NA | 3000105353 | 2014-06-01 | 0 | NA | 0 |  | Yes |  |  | Mungeli | 2015-08-01 | Dinesh Kumar Yadaw | Belkhuri | PHC
139 |  | Strelizer | 1 | ATLAS |  | NA | NA | 3000105354 | 2014-06-01 | 0 | NA | 0 |  | Yes |  |  | Mungeli | 2015-08-01 | Dinesh Kumar Yadaw | Belkhuri | PHC
140 |  | Strelizer | 1 | NA |  | NA | NA | 3000105355 | 2014-06-01 | 0 | NA | 0 |  | Yes |  |  | Mungeli | 2015-08-01 | Dinesh Kumar Yadaw | Belkhuri | PHC
141 |  | Weight Machin | 1 | CROWN |  | NA | NA | 3000105413 | 2013 | 0 | NA | 0 |  | Yes |  |  | Mungeli | 2015-08-03 | Dinesh Kumar Yadaw | Sildaha | PHC
142 |  | Baby Weight Machin | 1 | CROWN |  | NA | NA | 3000105414 | 2013 | 0 | NA | 0 |  | Yes |  |  | Mungeli | 2015-08-03 | Dinesh Kumar Yadaw | Sildaha | PHC
143 |  | Strelizer (Small) | 1 | Local Made |  | NA | NA | 3000105415 | NA | 0 | NA | 0 |  | Yes |  |  | Mungeli | 2015-08-03 | Dinesh Kumar Yadaw | Sildaha | PHC
144 |  | Blood Pressure Monitor (Mercury) | 1 | DIAMOND |  | DELUX | 2427 | 3000105416 | 2013-06-01 | 0 | NA | 0 |  | Yes |  |  | Mungeli | 2015-08-03 | Dinesh Kumar Yadaw | Sildaha | PHC
145 |  | Blood Pressure Monitor (Mercury) | 1 | DIAMOND |  | DELUX | 65989 | 3000105417 | Aor-15 | 0 | NA | 0 |  | Yes |  |  | Mungeli | 2015-08-03 | Dinesh Kumar Yadaw | Sildaha | PHC
146 |  | Glucometer | 1 | TRUE Result |  | DC - 19/2014 | MO 6310790 | 3000105418 | 2015-04-01 | 0 | NA | 0 |  | Yes |  |  | Mungeli | 2015-08-03 | Dinesh Kumar Yadaw | Sildaha | PHC
147 |  | Refregerator | 1 | Whirlpool |  | NA | NA | 3000105419 | 2015-03-01 | 0 | NA | 0 |  | Yes |  |  | Mungeli | 2015-08-03 | Dinesh Kumar Yadaw | Sildaha | PHC
148 |  | Weight Machin | 1 | DRAGON |  | NA | NA | 3000105420 | NA | 0 | NA | 0 |  | Yes |  |  | Mungeli | 2015-08-03 | Dinesh Kumar Yadaw | Sildaha | PHC
149 |  | Baby Weight Machin | 1 | SUVARNA |  | NA | NA | 3000105421 | NA | 0 | NA | 0 |  | Yes |  |  | Mungeli | 2015-08-03 | Dinesh Kumar Yadaw | Sildaha | PHC
150 |  | Blood Pressure Monitor (Mercury) | 1 | NA |  | NA | NA | 3000105422 | 2015-03-01 | 0 | NA | 0 |  | Yes |  |  | Mungeli | 2015-08-03 | Dinesh Kumar Yadaw | Sildaha | PHC
151 | Mediclave Room | Blood Pressure Monitor (Mercury) | 1 | DIAMOND |  | Super Delux | NA | 3000105184 | 2009-07-01 | 0 | NA | 0 |  | Yes |  |  | Mungeli | 2015-07-28 | Sanjay Meena | Salheghori | PHC
152 |  | Nebuluzer | 1 | Infi-Neb |  | CE - 0120 | 989382 | 3000105185 | 2011-11-01 | 0 | NA | 0 |  | Yes |  |  | Mungeli | 2015-07-28 | Sanjay Meena | Salheghori | PHC
153 |  | Refregerator | 1 | VIDIOCON |  | VK 203 | NA | 3000105186 | 2015-05-01 | 0 | NA | 0 |  | Yes |  |  | Mungeli | 2015-07-28 | Sanjay Meena | Salheghori | PHC
154 |  | Strilizer (Small) | 1 | ATLAS |  | NA | 09 FB 0156 | 3000105187 | 2009-07-01 | 0 | NA | 0 |  | Yes |  |  | Mungeli | 2015-07-28 | Sanjay Meena | Salheghori | PHC
155 |  | Electric Cutter | 1 | SARATECH |  | 100VA/60VA | NA | 3000105188 | 2014-11-01 | 0 | NA | 0 |  | Yes |  |  | Mungeli | 2015-07-28 | Sanjay Meena | Salheghori | PHC
156 | Lab | Microscope | 1 | MAGNUS |  | MLXB | 518975 | 3000105189 | NA | 0 | NA | 0 |  | Yes |  |  | Mungeli | 2015-07-28 | Sanjay Meena | Salheghori | PHC
157 |  | Electric Cutter | 1 | Sai+Life |  | NA | NA | 3000105190 | 2014-11-01 | 0 | NA | 0 |  | NO |  |  | Mungeli | 2015-07-28 | Sanjay Meena | Salheghori | PHC
158 |  | Weight Machin | 1 | DOCTOR BELI |  | 120 kg | NA | 3000105191 | NA | 0 | NA | 0 |  | Yes |  |  | Mungeli | 2015-07-28 | Sanjay Meena | Salheghori | PHC
159 |  | Vision Drum | 1 | NA |  | NA | NA | 3000105192 | NA | 0 | NA | 0 |  | Yes |  |  | Mungeli | 2015-07-28 | Sanjay Meena | Salheghori | PHC
160 | Labour Room | Suction Machin | 1 | V. GAUGE |  | NA | NA | 3000105193 | 2007-07-01 | 0 | NA | 0 |  | NO |  |  | Mungeli | 2015-07-28 | Sanjay Meena | Salheghori | PHC
161 |  | Baby Weight Machin | 1 | CROWN |  | NA | NA | 3000105194 | NA | 0 | NA | 0 |  | NO |  |  | Mungeli | 2015-07-28 | Sanjay Meena | Salheghori | PHC
162 | Doctor Room | Weight Machin | 1 | CROWN |  | VictORIYA DX | NA | 3000105584 | NA | 0 | NA | 0 |  | Yes |  |  | Mungeli | 2015-07-29 | Anupam Sharma | Bhatgaon | PHC
163 | Minour OT | Baby Weight Machin | 1 | CROWN |  | NA | NA | 3000105585 | NA | 0 | NA | 0 |  | NO |  |  | Mungeli | 2015-07-29 | Anupam Sharma | Bhatgaon | PHC
164 | Lab | Refregerator | 1 | GODREJ |  | GOE 23 CM 4 | 110970199 | 3000105586 | NA | 0 | NA | 0 |  | Yes |  |  | Mungeli | 2015-07-29 | Anupam Sharma | Bhatgaon | PHC
165 | Dressing Room | Blood Pressure Monitor (Analog) | 1 | DOCTOR |  | Delux | NA | 3000105587 | NA | 0 | NA | 0 |  | NO |  |  | Mungeli | 2015-07-29 | Anupam Sharma | Bhatgaon | PHC
166 | Weye Test Dept | Vision Drum | 1 | NA |  | NA | NA | 3000105588 | NA | 0 | NA | 0 |  | Yes |  |  | Mungeli | 2015-07-29 | Anupam Sharma | Bhatgaon | PHC
167 |  | Blood Pressure Monitor (Analog) | 1 | MEDITECH |  | NA | NA | 3000105589 | NA | 0 | NA | 0 |  | NO |  |  | Mungeli | 2015-07-29 | Anupam Sharma | Bhatgaon | PHC
168 | Doctor Room | Blood Pressure Monitor (Analog) | 1 | DIAMOND |  | Regular | 16799 | 3000105590 | 2015-03-01 | 0 | NA | 0 |  | Yes |  |  | Mungeli | 2015-07-29 | Anupam Sharma | Bhatgaon | PHC
169 |  | Glucometer | 1 | TRUF Result |  | CE 0197 | MO 6310782 | 3000105591 | 2015-03-01 | 0 | NA | 0 |  | Yes |  |  | Mungeli | 2015-07-29 | Anupam Sharma | Bhatgaon | PHC
170 |  | Featal Doppler | 1 | Medigold |  | SE - 2500 | 12/2014 FQ 1889 | 3000105592 | 2015-03-01 | 0 | NA | 0 |  | Yes |  |  | Mungeli | 2015-07-29 | Anupam Sharma | Bhatgaon | PHC
171 | Doctor Room | Blood Pressure Monitor (Murcury) | 1 | Novaphone |  | NA | 2747284-09 | 3000105501 | 2011-08-01 | 0 |  |  |  | Yes |  |  | Mungeli | 2015-07-27 | Sanjay Meena | PHC Pandarbhattha | PHC
172 | Lab. | Microscope | 1 | Labomed |  | Vision2000 | NA | 3000105502 | 2015-03-01 | 0 |  |  |  | Yes |  |  | Mungeli | 2015-07-27 | Sanjay Meena | PHC Pandarbhattha | PHC
173 | Lab. | Needl Cutter | 1 | Saltlife |  | 220 V to 240 V | NA | 3000105503 | 2014-12-01 | 0 |  |  |  | Yes |  |  | Mungeli | 2015-07-27 | Sanjay Meena | PHC Pandarbhattha | PHC
174 | Nurse Room | Needl Cutter | 1 | HL Haemosafe |  | NA | HL-293 | 3000105504 | 2012-06-01 | 0 |  |  |  | Yes |  |  | Mungeli | 2015-07-27 | Sanjay Meena | PHC Pandarbhattha | PHC
175 | Nurse Room | Autoclave Machine | 1 | NA |  | NA | NA | 3000105505 | 2015-02-01 | 0 |  |  |  | Yes |  |  | Mungeli | 2015-07-27 | Sanjay Meena | PHC Pandarbhattha | PHC
176 | Doctor Room | Vision Drum | 1 | NA |  | NA | NA | 3000105506 | 2014-07-01 | 0 |  |  |  | Yes |  |  | Mungeli | 2015-07-27 | Sanjay Meena | PHC Pandarbhattha | PHC
177 | Doctor Room | Trail Set | 1 | NA |  | NA | NA | 3000105507 | 2014-07-01 | 0 |  |  |  | Yes |  |  | Mungeli | 2015-07-27 | Sanjay Meena | PHC Pandarbhattha | PHC
178 | Doctor Room | Needl Cutter | 1 | Saitlife |  | NA | NA | 3000105508 | 2014-09-01 | 0 |  |  |  | Packed |  |  | Mungeli | 2015-07-27 | Sanjay Meena | PHC Pandarbhattha | PHC
179 | Doctor Room | Baby weight Machine 10 kg | 1 | Crown |  | NA | NA | 3000105509 | 2012-06-01 | 0 |  |  |  | No |  |  | Mungeli | 2015-07-27 | Sanjay Meena | PHC Pandarbhattha | PHC
180 | Doctor Room | Autoclave Machine | 1 | Crown |  | NA | NA | 3000105510 | 2011-08-01 | 0 |  |  |  | No |  |  | Mungeli | 2015-07-27 | Sanjay Meena | PHC Pandarbhattha | PHC
181 | Doctor Room | Suction Machin | 1 | NA |  | NA | NA | 3000105511 | 2012-08-01 | 0 |  |  |  | No |  |  | Mungeli | 2015-07-27 | Sanjay Meena | PHC Pandarbhattha | PHC
182 | Doctor Room | Baby weight Machine 10 kg | 1 | Crown |  | NA | NA | 3000105512 | 2014-12-01 | 0 |  |  |  | Yes |  |  | Mungeli | 2015-07-27 | Sanjay Meena | PHC Pandarbhattha | PHC
183 |  | Refrigerator 175 Ltr. | 1 | LG |  | GL-1955 | NA | 3000105384 | 2012-02-01 | 0 |  |  |  | Yes |  |  | Mungeli | 2015-08-03 | Anupam Sharma | PHC Ramhepur | PHC
184 |  | Nebulizer | 1 | Smartcare |  | AC-230 V50Hz | 542 | 3000105385 | NA | 0 |  |  |  | Yes |  |  | Mungeli | 2015-08-03 | Anupam Sharma | PHC Ramhepur | PHC
185 |  | Blood Pressure Monitor | 1 | Dr.Morpen |  | NA | NA | 3000105386 | NA | 0 |  |  |  | Yes |  |  | Mungeli | 2015-08-03 | Anupam Sharma | PHC Ramhepur | PHC
186 |  | glucometer | 1 | Sagur Scan |  | NA | NA | 3000105387 | 2010-08-01 | 0 |  |  |  | Yes |  |  | Mungeli | 2015-08-03 | Anupam Sharma | PHC Ramhepur | PHC
187 |  | Blood Pressure Monitor | 1 | Lifecare |  | SC-0 to 300mmhg | NA | 3000105388 | NA | 0 |  |  |  | Yes |  |  | Mungeli | 2015-08-03 | Anupam Sharma | PHC Ramhepur | PHC
188 |  | AutoScope | 1 | NA |  | NA | NA | 3000105389 | 2012-02-01 | 0 |  |  |  | Yes |  |  | Mungeli | 2015-08-03 | Anupam Sharma | PHC Ramhepur | PHC
189 |  | Adult weight Machine | 1 | Supreme |  | NA | NA | 3000105390 | 2012-02-01 | 0 |  |  |  | Yes |  |  | Mungeli | 2015-08-03 | Anupam Sharma | PHC Ramhepur | PHC
190 |  | Autoclave Machine | 1 | NA |  | NA | NA | 3000105391 | NA | 0 |  |  |  | Yes |  |  | Mungeli | 2015-08-03 | Anupam Sharma | PHC Ramhepur | PHC
191 |  | Baby weight Machine | 1 | Crown |  | NA | NA | 3000105392 | NA | 0 |  |  |  | Yes |  |  | Mungeli | 2015-08-03 | Anupam Sharma | PHC Ramhepur | PHC
192 |  | Steam Sterlizer | 1 | NA |  | NA | NA | 3000105393 | NA | 0 |  |  |  | Yes |  |  | Mungeli | 2015-08-03 | Anupam Sharma | PHC Ramhepur | PHC
193 |  | Needle cutter | 1 | Mirosil |  | ND-360 | NA | 3000105394 | NA | 0 |  |  |  | Yes |  |  | Mungeli | 2015-08-03 | Anupam Sharma | PHC Ramhepur | PHC
194 | OPD | Blood Pressure Monitor | 1 | Life Line |  | NA | NA | 3000105358 | 2012-03-01 | 0 |  |  |  | Yes |  |  | Mungeli | 2015-08-03 | Anupam Sharma | PHC Khari | PHC
195 | OPD | Refrigrator | 1 | LG |  | GL-195 RL412012 | 201NRSP007414 | 3000105359 | 2013-08-01 | 0 |  |  |  | Yes |  |  | Mungeli | 2015-08-03 | Anupam Sharma | PHC Khari | PHC
196 | OPD | glucometer | 1 | RMD |  | NA | RMD025873 | 3000105360 | 2015-01-01 | 1 |  |  |  | Yes |  |  | Mungeli | 2015-08-03 | Anupam Sharma | PHC Khari | PHC
197 | OPD | Blood Pressure Monitor (Murcury) | 1 | Lifeline |  | NA | NA | 3000105361 | 2012-03-01 | 0 |  |  |  | Yes |  |  | Mungeli | 2015-08-03 | Anupam Sharma | PHC Khari | PHC
198 | OPD | Blood Pressure Monitor | 1 | BIO Plus |  | NA | NA | 3000105362 | NA | 0 |  |  |  | Yes |  |  | Mungeli | 2015-08-03 | Anupam Sharma | PHC Khari | PHC
199 | OPD | Waight Machine | 1 | Kohiwoor |  | NA | NA | 3000105363 | NA | 0 |  |  |  | Yes |  |  | Mungeli | 2015-08-03 | Anupam Sharma | PHC Khari | PHC
200 | OPD | Nebolizor | 1 | Neb Plus |  | AP/APG | NA | 3000105364 | 2012-03-01 | 0 |  |  |  | Yes |  |  | Mungeli | 2015-08-03 | Anupam Sharma | PHC Khari | PHC
201 | OPD | Blood Pressure Monitor | 1 | NA |  | NA | NA | 3000105365 | 2015-01-01 | 1 |  |  |  | No |  |  | Mungeli | 2015-08-03 | Anupam Sharma | PHC Khari | PHC
202 | OPD | Waight Machine | 1 | NA |  | NA | NA | 3000105366 | 2015-01-01 | 1 |  |  |  | No |  |  | Mungeli | 2015-08-03 | Anupam Sharma | PHC Khari | PHC
203 | Labour Room | Waight Machine | 1 | Crown |  | NA | NA | 3000105367 | NA | 0 |  |  |  | Yes |  |  | Mungeli | 2015-08-03 | Anupam Sharma | PHC Khari | PHC
204 | Labour Room | Suction Machin | 1 | Shiva |  | NA | NA | 3000105368 | NA | 0 |  |  |  | Yes |  |  | Mungeli | 2015-08-03 | Anupam Sharma | PHC Khari | PHC
205 | Labour Room | Autoclave Machine | 1 | NA |  | NA | NA | 3000105369 | NA | 0 |  |  |  | Yes |  |  | Mungeli | 2015-08-03 | Anupam Sharma | PHC Khari | PHC
206 | Labour Room | Sterlizer | 1 | NA |  | NA | NA | 3000105372 | NA | 0 |  |  |  | Packed |  |  | Mungeli | 2015-08-03 | Anupam Sharma | PHC Khari | PHC
207 | Labour Room | Sterlizer Small | 1 | NA |  | NA | NA | 3000105371 | NA | 0 |  |  |  | Packed |  |  | Mungeli | 2015-08-03 | Anupam Sharma | PHC Khari | PHC
208 | Labour Room | Needle cutter | 1 | Saratech |  | SIR | NA | 3000105370 | NA | 0 |  |  |  | Packed |  |  | Mungeli | 2015-08-03 | Anupam Sharma | PHC Khari | PHC
209 | Store | Sterlizer | 1 | NA |  | NA | NA | 3000105373 | NA | 0 |  |  |  | No |  |  | Mungeli | 2015-08-03 | Anupam Sharma | PHC Khari | PHC
210 | Store | Autoclave Machine | 1 | NA |  | NA | NA | 3000105395 | 1995-02-01 | 0 |  |  |  | Yes |  |  | Mungeli | 2015-08-03 | Sanjay Meena | PHC Khudia | PHC
211 | Store | Suction Machin | 1 | NA |  | NA | NA | 3000105396 | 1995-07-01 | 0 |  |  |  | No |  |  | Mungeli | 2015-08-03 | Sanjay Meena | PHC Khudia | PHC
212 | Store | Needle cutter | 1 | Saratech |  | NA | NA | 3000105397 | 1995-07-01 | 0 |  |  |  | Yes |  |  | Mungeli | 2015-08-03 | Sanjay Meena | PHC Khudia | PHC
213 | Store | Blood Pressure Monitor (Murcury) | 1 | Namatt |  | NA | NA | 3000105398 | 1995-07-01 | 0 |  |  |  | No |  |  | Mungeli | 2015-08-03 | Sanjay Meena | PHC Khudia | PHC
214 | Store | Blood Pressure Monitor (Murcury) | 1 | Namatt |  | NA | NA | 3000105399 | 1995-07-01 | 0 |  |  |  | No |  |  | Mungeli | 2015-08-03 | Sanjay Meena | PHC Khudia | PHC
215 |  | Baby weight Machine | 1 | Crown |  | NA | NA | 3000105400 | 1995-09-01 | 0 |  |  |  | Yes |  |  | Mungeli | 2015-08-03 | Sanjay Meena | PHC Khudia | PHC
216 |  | Baby weight Machine | 1 | Crown |  | NA | NA | 3000105401 | 1995-09-01 | 0 |  |  |  | Yes |  |  | Mungeli | 2015-08-03 | Sanjay Meena | PHC Khudia | PHC
217 |  | Blood Pressure Monitor (Murcury) | 1 | Dimond |  | Regular | NA | 3000105402 | 1995-07-01 | 0 |  |  |  | No |  |  | Mungeli | 2015-08-03 | Sanjay Meena | PHC Khudia | PHC
218 |  | Blood Pressure Monitor (Murcury) | 1 | Hicks |  | NA | NA | 3000105403 | NA | 0 |  |  |  | No |  |  | Mungeli | 2015-08-03 | Sanjay Meena | PHC Khudia | PHC
219 |  | Needle cutter | 1 | Microsile |  | NA | NA | 3000105404 | 1995-07-01 | 0 |  |  |  | Yes |  |  | Mungeli | 2015-08-03 | Sanjay Meena | PHC Khudia | PHC
220 |  | Adult weight Machine | 1 | Dragon |  | NA | NA | 3000105405 | NA | 0 |  |  |  | No |  |  | Mungeli | 2015-08-03 | Sanjay Meena | PHC Khudia | PHC
221 |  | Sterlizer Small | 1 | NA |  | NA | NA | 3000105406 | NA | 0 |  |  |  | Packed |  |  | Mungeli | 2015-08-03 | Sanjay Meena | PHC Khudia | PHC
222 | Lab | Sterlizer Small | 1 | NA |  | NA | NA | 3000105407 | NA | 0 |  |  |  | Yes |  |  | Mungeli | 2015-08-03 | Sanjay Meena | PHC Khudia | PHC
223 | Lab | Baby weight Machine | 1 | Crown |  | NA | NA | 3000105408 | NA | 0 |  |  |  | Yes |  |  | Mungeli | 2015-08-03 | Sanjay Meena | PHC Khudia | PHC
224 | Lab | Nebulizer | 1 | BIO Plus |  | NA | NA | 3000105409 | NA | 0 |  |  |  | Yes |  |  | Mungeli | 2015-08-03 | Sanjay Meena | PHC Khudia | PHC
225 | Eye Dipartment | Blood Pressure Monitor | 1 | Pioheer |  |  | 360939 | 3000105410 | NA | 0 |  |  |  | Yes |  |  | Mungeli | 2015-08-03 | Sanjay Meena | PHC Khudia | PHC
226 | Eye Dipartment | Refrigrator | 1 | LG |  |  | 195CLGE4ARLZEBM | 3000105411 | 2015-05-01 | 0 |  |  |  | Yes |  |  | Mungeli | 2015-08-03 | Sanjay Meena | PHC Khudia | PHC
227 | Eye Dipartment | glucometer | 1 | Accuchek |  | CE0088 | GU045194-05 | 3000105412 | NA | 0 |  |  |  | Yes |  |  | Mungeli | 2015-08-03 | Sanjay Meena | PHC Khudia | PHC
228 | Medicine Room | Adult weight Machine | 1 | Krups |  | NA | NA | 3000105567 | NA | 0 |  |  |  | Yes |  |  | Mungeli | 2015-07-28 | Anupam Sharma | PHC Dashromgpur | PHC
229 | OT | Suction Machin | 1 | Medik |  | NA | NA | 3000105568 | NA | 0 |  |  |  | Yes |  |  | Mungeli | 2015-07-28 | Anupam Sharma | PHC Dashromgpur | PHC
230 | OT | Baby weight Machine (Electronic) | 1 | Essae |  | BS250 | NA | 3000105569 | NA | 0 |  |  |  | Yes |  |  | Mungeli | 2015-07-28 | Anupam Sharma | PHC Dashromgpur | PHC
231 | OT | Baby weight Machine 10 kg | 1 | Misahi |  | NA | NA | 3000105570 | NA | 0 |  |  |  | Yes |  |  | Mungeli | 2015-07-28 | Anupam Sharma | PHC Dashromgpur | PHC
232 | Store Room | OT Light | 1 | NA |  | NA | NA | 3000105571 | NA | 0 |  |  |  | No |  |  | Mungeli | 2015-07-28 | Anupam Sharma | PHC Dashromgpur | PHC
233 | I R | Needle cutter | 1 | Microsile |  | ND-350 | 1485 | 3000105562 | NA | 0 |  |  |  | Yes |  |  | Mungeli | 2015-07-28 | Anupam Sharma | PHC Dashromgpur | PHC
234 | Doctor Room | Blood Pressure Monitor (Murcury) | 1 | Diamond |  | Regular | 34286 | 3000105563 | NA | 0 |  |  |  | Yes |  |  | Mungeli | 2015-07-28 | Anupam Sharma | PHC Dashromgpur | PHC
235 | Lab | Microscope | 1 | Labomed |  | Vision2000 |  | 3000105564 | NA | 0 |  |  |  | Yes |  |  | Mungeli | 2015-07-28 | Anupam Sharma | PHC Dashromgpur | PHC
236 | Dressing Room | Refrigrator 175 Liter | 1 | Whildpool |  | 10612 | INC073602843 | 3000105565 | NA | 0 |  |  |  | Yes |  |  | Mungeli | 2015-07-28 | Anupam Sharma | PHC Dashromgpur | PHC
237 | Dressing Room | Autoclave Machine | 1 | Whildpool |  |  |  | 3000105566 | NA | 0 |  |  |  | Yes |  |  | Mungeli | 2015-07-28 | Anupam Sharma | PHC Dashromgpur | PHC
238 |  | Blood Pressure Monitor (Murcury) | 1 | Microlife |  | NA | 90102025 | 3000105572 | NA | 0 |  |  |  | Yes |  |  | Mungeli | 2015-07-28 | Anupam Sharma | PHC Dashromgpur | PHC
239 | OPD | Waight Machine | 1 | Victoria DX |  | NA | NA | 3000105374 | NA | 0 |  |  |  | Yes |  |  | Mungeli | 2015-08-03 | Sanjay Meena | PHC Khairwar(Khurd) | PHC
240 | Labour Room | Sterlizer | 1 | Atlas |  | NA | 98101110 | 3000105375 | NA | 0 |  |  |  | No |  |  | Mungeli | 2015-08-03 | Sanjay Meena | PHC Khairwar(Khurd) | PHC
241 | Labour Room | Waight Machine | 1 | Crown |  | NA | NA | 3000105376 | NA | 0 |  |  |  | Yes |  |  | Mungeli | 2015-08-03 | Sanjay Meena | PHC Khairwar(Khurd) | PHC
242 | Labour Room | Suction Machin | 1 | Shiva |  | NA | NA | 3000105377 | NA | 0 |  |  |  | Yes |  |  | Mungeli | 2015-08-03 | Sanjay Meena | PHC Khairwar(Khurd) | PHC
243 |  | Vision Drum | 1 | NA |  | NA | NA | 3000105378 | NA | 0 |  |  |  | Yes |  |  | Mungeli | 2015-08-03 | Sanjay Meena | PHC Khairwar(Khurd) | PHC
244 |  | Blood Pressure Monitor | 1 | Dimond |  | Deluxe | NA | 3000105379 | NA | 0 |  |  |  | Yes |  |  | Mungeli | 2015-08-03 | Sanjay Meena | PHC Khairwar(Khurd) | PHC
245 |  | Nebolizor | 1 | BIO Plus |  | NA | NA | 3000105380 | NA | 0 |  |  |  | Yes |  |  | Mungeli | 2015-08-03 | Sanjay Meena | PHC Khairwar(Khurd) | PHC
246 |  | Needle cutter | 1 | Saratech |  | SIR | NA | 3000105381 | NA | 0 |  |  |  | Yes |  |  | Mungeli | 2015-08-03 | Sanjay Meena | PHC Khairwar(Khurd) | PHC
247 |  | Sterlizer | 1 | Atlas |  | NA | 9810117 | 3000105382 | NA | 0 |  |  |  | Yes |  |  | Mungeli | 2015-08-03 | Sanjay Meena | PHC Khairwar(Khurd) | PHC
248 |  | Refrigrator | 1 | GL |  | GL-181/2007 | NA | 3000105383 | NA | 0 |  |  |  | Yes |  |  | Mungeli | 2015-08-03 | Sanjay Meena | PHC Khairwar(Khurd) | PHC
249 |  | Blood Pressure Monitor Digital | 1 | Master Care |  | NA | 14Mo339 | 3000105236 | NA | 0 |  |  |  | Yes |  |  | Mungeli | 2015-07-31 | Sanjay Meena | PHC Nawagon | PHC
250 |  | Blood Pressure Monitor Digital | 1 | Omron |  | CE00197 | 201111149-07VG | 3000105237 | NA | 0 |  |  |  | Yes |  |  | Mungeli | 2015-07-31 | Sanjay Meena | PHC Nawagon | PHC
251 |  | Adult weight Machine | 1 | Crown |  |  | NA | 3000105238 | NA | 0 |  |  |  | Yes |  |  | Mungeli | 2015-07-31 | Sanjay Meena | PHC Nawagon | PHC
252 |  | Sterlizer Small | 1 | Rexco |  | NA | NA | 3000105239 | 2008-09-01 | 0 |  |  |  | Yes |  |  | Mungeli | 2015-07-31 | Sanjay Meena | PHC Nawagon | PHC
253 |  | Electric Cutter | 1 | Haemosafe |  | HL286 | NA | 3000105240 | 2012-06-01 | 0 |  |  |  | Yes |  |  | Mungeli | 2015-07-31 | Sanjay Meena | PHC Nawagon | PHC
254 | Labour Room | Baby weight Machine 10 kg | 1 | Smartcare |  | NA | NA | 3000105241 | NA | 0 |  |  |  | Yes |  |  | Mungeli | 2015-07-31 | Sanjay Meena | PHC Nawagon | PHC
255 |  | Suction Machin | 1 | Shiva |  | NA | NA | 3000105242 | 2008-09-01 | 0 |  |  |  | Yes |  |  | Mungeli | 2015-07-31 | Sanjay Meena | PHC Nawagon | PHC
256 |  | Microscope | 1 | UABOMED |  | Vision2000 | 141174944 | 3000105243 | NA | 0 |  |  |  | Yes |  |  | Mungeli | 2015-07-31 | Sanjay Meena | PHC Nawagon | PHC
257 | Nurse Room | Refrigrator 175 Liter | 1 | LG |  | GL-195NL4/2011 | NA | 3000105244 | NA | 0 |  |  |  | Yes |  |  | Mungeli | 2015-07-31 | Sanjay Meena | PHC Nawagon | PHC
258 | Lab | Autoclave Machine | 1 | NA |  | NA | NA | 3000105245 | NA | 0 |  |  |  | Yes |  |  | Mungeli | 2015-07-31 | Sanjay Meena | PHC Nawagon | PHC
259 |  | Sterlizer Small | 1 | NA |  | NA | NA | 3000105246 | 2008-09-01 | 0 |  |  |  | Yes |  |  | Mungeli | 2015-07-31 | Sanjay Meena | PHC Nawagon | PHC
260 |  | Needle cutter | 1 | Microsil |  | NA | NA | 3000105291 | 2013-09-01 | 0 |  |  |  | Yes |  |  | Mungeli | 2015-08-01 | Anupam Sharma | PHC Khamharia | PHC
261 |  | Sterlizer Small | 1 | Atlas |  | NA | 09F10109 | 3000105292 | 2013-09-01 | 0 |  |  |  | Yes |  |  | Mungeli | 2015-08-01 | Anupam Sharma | PHC Khamharia | PHC
262 |  | Blood Pressure Monitor Digital | 1 | Lifeline |  | NA | 73416 | 3000105293 | 2013-09-01 | 0 |  |  |  | Yes |  |  | Mungeli | 2015-08-01 | Anupam Sharma | PHC Khamharia | PHC
263 |  | Microscope | 1 | Labomed |  | Vision2000 | 141174959 | 3000105294 | 2015-03-01 | 0 |  |  |  | Yes |  |  | Mungeli | 2015-08-01 | Anupam Sharma | PHC Khamharia | PHC
264 |  | Adult weight Machine | 1 | NA |  | NA | NA | 3000105295 | 2013-09-01 | 0 |  |  |  | Yes |  |  | Mungeli | 2015-08-01 | Anupam Sharma | PHC Khamharia | PHC
265 | Labour Room | Suction Machin | 1 | NA |  | NA | NA | 3000105296 | 2013-09-01 | 0 |  |  |  | Yes |  |  | Mungeli | 2015-08-01 | Anupam Sharma | PHC Khamharia | PHC
266 | Labour Room | Baby weight Machine (Digital) | 1 | Essae |  | BS250 | NA | 3000105297 | 2014-03-01 | 0 |  |  |  | Yes |  |  | Mungeli | 2015-08-01 | Anupam Sharma | PHC Khamharia | PHC
267 | Labour Room | Baby weight Machine 10 kg | 1 | Crown |  | NA | NA | 3000105298 | 2013-09-01 | 0 |  |  |  | Yes |  |  | Mungeli | 2015-08-01 | Anupam Sharma | PHC Khamharia | PHC
268 | Labour Room | Centrefuge (4 Tubes) | 1 | NA |  | NA | NA | 3000105299 | 2013-09-01 | 0 |  |  |  | Yes |  |  | Mungeli | 2015-08-01 | Anupam Sharma | PHC Khamharia | PHC
269 | Labour Room | OT Light | 1 | NA |  | NA | NA | 3000105300 | 2013-09-01 | 0 |  |  |  | Yes |  |  | Mungeli | 2015-08-01 | Anupam Sharma | PHC Khamharia | PHC
270 |  | Refrigrator 288 Liter | 1 | Samsung |  | RT.29/2009 | NA | 3000105301 | 2010-10-01 | 0 |  |  |  | Yes |  |  | Mungeli | 2015-08-01 | Anupam Sharma | PHC Khamharia | PHC
271 |  | OT Light (Shadowless) | 1 | NA |  | NA | NA | 3000105302 | 2013-09-01 | 0 |  |  |  | Yes |  |  | Mungeli | 2015-08-01 | Anupam Sharma | PHC Khamharia | PHC
272 |  | Autoclave Machine | 1 | NA |  | NA | NA | 3000105303 | 2013-09-01 | 0 |  |  |  | Yes |  |  | Mungeli | 2015-08-01 | Anupam Sharma | PHC Khamharia | PHC
273 |  | Nebulizer | 1 | Hanbyneb Nulife |  | NA | NGM145187 | 3000105304 | 2013-09-01 | 0 |  |  |  | Yes |  |  | Mungeli | 2015-08-01 | Anupam Sharma | PHC Khamharia | PHC
274 |  | Trail Set | 1 | NA |  | NA | NA | 3000105305 | 2014-07-01 | 0 |  |  |  | Yes |  |  | Mungeli | 2015-08-01 | Anupam Sharma | PHC Khamharia | PHC
275 |  | Suction Machin | 1 | NA |  | NA | NA | 3000105306 | 2013-09-01 | 0 |  |  |  | Yes |  |  | Mungeli | 2015-08-01 | Anupam Sharma | PHC Khamharia | PHC
276 |  | Blood Pressure Monitor Digital | 1 | Hicks |  | NA | NA | 3000105307 | 2015-04-01 | 0 |  |  |  | No |  |  | Mungeli | 2015-08-01 | Anupam Sharma | PHC Khamharia | PHC
277 |  | Featecl Dopppler | 1 | Neo Care |  | A100C | NA | 3000105308 | 2015-03-01 | 0 |  |  |  | Yes |  |  | Mungeli | 2015-08-01 | Anupam Sharma | PHC Khamharia | PHC
278 |  | Blood Pressure Monitor Murcury | 1 | Mamta |  | NA | NA | 3000105309 | 2013-05-01 | 0 |  | 0 |  | No |  |  | Mungeli | 2015-08-01 | Sanjay Meena | PHC Amora | PHC
279 |  | Blood Pressure Monitor Murcury | 1 | Namatt |  | NA | OB6105 | 3000105310 | 2013-05-01 | 0 |  | 0 |  | No |  |  | Mungeli | 2015-08-01 | Sanjay Meena | PHC Amora | PHC
280 |  | glucometer | 1 | True Result |  | NLPRO | M06310781 | 3000105311 | 2014-04-01 | 1 |  | 0 |  | No |  |  | Mungeli | 2015-08-01 | Sanjay Meena | PHC Amora | PHC
281 |  | Blood Pressure Monitor (Analegdial) | 1 | Diomond |  | Regular | NA | 3000105312 | 2014-04-01 | 1 |  | 0 |  | Yes |  |  | Mungeli | 2015-08-01 | Sanjay Meena | PHC Amora | PHC
282 |  | Neelde Cutter | 1 | Microsil |  | ND-350 | 5575/03 | 3000105313 | 2013-05-01 | 0 |  | 0 |  | No |  |  | Mungeli | 2015-08-01 | Sanjay Meena | PHC Amora | PHC
283 |  | Baby weight Machine 10 kg | 1 | Crown |  | NA | NA | 3000105314 | 2013-05-01 | 0 |  |  |  | Yes |  |  | Mungeli | 2015-08-01 | Sanjay Meena | PHC Amora | PHC
284 |  | Sterlizer Medium | 1 | NA |  | NA | NA | 3000105315 | NA | 0 |  |  |  | No |  |  | Mungeli | 2015-08-01 | Sanjay Meena | PHC Amora | PHC
285 |  | Refrigrator 168 Liter | 1 | Whildpool |  | DC-19/2014 | NA | 3000105316 | 2015-04-01 | 1 |  |  |  | Yes |  |  | Mungeli | 2015-08-01 | Sanjay Meena | PHC Amora | PHC
286 | Doctor Room | Blood Pressure Monitor Murcury | 1 | Primier |  | NA | 9813616 | 3000105573 | 2014-05-01 | 0 |  |  |  | Yes |  |  | Mungeli | 2015-07-30 | Anupam Sharma | Setganga | PHC
287 | Pathology Lab | Refrigrator 175 Liter | 1 | LG |  | GL-195NL4 | NA | 3000105574 | NA | 0 |  |  |  | Yes |  |  | Mungeli | 2015-07-30 | Anupam Sharma | Setganga | PHC
288 | Eye Department | Trail Set | 1 | NA |  | NA | NA | 3000105575 | NA | 0 |  |  |  | Yes |  |  | Mungeli | 2015-07-30 | Anupam Sharma | Setganga | PHC
289 | Eye Department | Vision Drum | 1 | NA |  | NA | NA | 3000105576 | NA | 0 |  |  |  | Yes |  |  | Mungeli | 2015-07-30 | Anupam Sharma | Setganga | PHC
290 | Eye Department | Microscope | 1 | NA |  | NA | NA | 3000105577 | NA | 0 |  |  |  | Yes |  |  | Mungeli | 2015-07-30 | Anupam Sharma | Setganga | PHC
291 | Eye Department | Microscope | 1 | Labomed |  | Vision2000 | 141174924 | 3000105578 | 01/06/2012 | 0 |  |  |  | Yes |  |  | Mungeli | 2015-07-30 | Anupam Sharma | Setganga | PHC
292 | Eye Department | Sterlizer | 1 | Atlas |  | NA | 09F10120 | 3000105579 | 01/06/2012 | 0 |  |  |  | Yes |  |  | Mungeli | 2015-07-30 | Anupam Sharma | Setganga | PHC
293 | Labour Room | Needle cutter | 1 | Microsil |  | ND 360 | 9837/03 | 3000105580 | 01/06/2012 | 0 |  |  |  | Yes |  |  | Mungeli | 2015-07-30 | Anupam Sharma | Setganga | PHC
294 | Labour Room | Baby weight Machine | 1 | Crown |  | NA | NA | 3000105581 | 01/04/2015 | 0 |  |  |  | Yes |  |  | Mungeli | 2015-07-30 | Anupam Sharma | Setganga | PHC
295 | Labour Room | Suction Machin | 1 | NA |  | NA | NA | 3000105582 | 2015-04-01 | 0 |  |  |  | No |  |  | Mungeli | 2015-07-30 | Anupam Sharma | Setganga | PHC
296 | Labour Room | Adult weight Machine | 1 | Smartcare |  | NA | NA | 3000105583 | 2012-06-01 | 0 |  |  |  | No |  |  | Mungeli | 2015-07-30 | Anupam Sharma | Setganga | PHC
297 | OPD | BP Instrument(murcury Type) | 1 | Diamond | 2014-09-01 | CM/L Delux | 38786 | 3000105055 | NA | 0 |  | 0 |  | yes |  |  | Mungeli | 23/07/2015 | Dinesh kumar Yadav | Pathariya | CHC
298 | OPD | BP Instrument(murcury Type) | 1 | Diamond | 2014-04-01 | Regular | 311 | 3000105056 | NA | 0 |  | 0 |  | NO |  |  | Mungeli | 23/07/2015 | Dinesh kumar Yadav | Pathariya | CHC
299 | OPD | Adult Weight Machin(130kg) | 1 | NA | NA | NA | NA | 3000105057 | NA | 0 |  | 0 |  | yes |  |  | Mungeli | 23/07/2015 | Dinesh kumar Yadav | Pathariya | CHC
300 | Eye department | Vision drum | 1 | NA | NA | NA | NA | 3000105058 | NA | 0 |  | 0 |  | yes |  |  | Mungeli | 23/07/2015 | Dinesh kumar Yadav | Pathariya | CHC
301 | Eye department | tTonometer Schioetez | 1 | NA | NA | NA | NA | 3000105059 | NA | 0 |  | 0 |  | yes |  |  | Mungeli | 23/07/2015 | Dinesh kumar Yadav | Pathariya | CHC
302 | Eye department | Opthalmoscop | 1 | welch Allyn | NA | NA | NA | 3000105060 | NA | 0 |  | 0 |  | yes |  |  | Mungeli | 23/07/2015 | Dinesh kumar Yadav | Pathariya | CHC
303 | Laboratory | Needle Cutter | 1 | Microsil | NA | ND360 | 9799/03 | 3000105061 | NA | 0 |  | 0 |  | yes |  |  | Mungeli | 23/07/2015 | Dinesh kumar Yadav | Pathariya | CHC
304 | Laboratory | Glucometer | 1 | Freestyle optium | NA | XEGU00 | PL2E8 | 3000105062 | NA | 0 |  | 0 |  | yes |  |  | Mungeli | 23/07/2015 | Dinesh kumar Yadav | Pathariya | CHC
305 | Laboratory | Centrifuse 6 tube | 1 | REMI | NA | C854/6 | BKLC-872 | 3000105063 | NA | 0 |  | 0 |  | yes |  |  | Mungeli | 23/07/2015 | Dinesh kumar Yadav | Pathariya | CHC
306 | Laboratory | Microscope | 1 | RADICAL | NA | RMH4B | Modeol No024293 | 3000105064 | NA | 0 |  | 0 |  | yes |  |  | Mungeli | 23/07/2015 | Dinesh kumar Yadav | Pathariya | CHC
307 | Laboratory | Refrigerator (168Liters) | 1 | Whirlpool | 2014-12-01 | DC19 | NA | 3000105065 | /15 | 0 |  | 0 |  | yes |  |  | Mungeli | 23/07/2015 | Dinesh kumar Yadav | Pathariya | CHC
308 | Laboratory | Centrifuse 4 tube | 1 | NA | NA | NA | NA | 3000105066 | NA | 0 |  | 0 |  | No |  |  | Mungeli | 23/07/2015 | Dinesh kumar Yadav | Pathariya | CHC
309 | Pathology | Microscope | 1 | MAGNUS | NA | MLX | IND/R/3908 | 3000105067 | 1998-12-01 | 0 |  | 0 |  | No |  |  | Mungeli | 23/07/2015 | Dinesh kumar Yadav | Pathariya | CHC
310 | Pathology | Calorimeter | 1 | ALPINE | NA | NA | 84540205 | 3000105068 | NA | 0 |  | 0 |  | No |  |  | Mungeli | 23/07/2015 | Dinesh kumar Yadav | Pathariya | CHC
311 | Pathology | Microscope | 1 | QUASMO | NA | SP-22 | NA | 3000105069 | 1998-12-01 | 0 |  | 0 |  | No |  |  | Mungeli | 23/07/2015 | Dinesh kumar Yadav | Pathariya | CHC
312 | Pathology | Microscope | 1 | QUASMO | NA | SP-22 | NA | 3000105070 | 1998-12-01 | 0 |  | 0 |  | No |  |  | Mungeli | 23/07/2015 | Dinesh kumar Yadav | Pathariya | CHC
313 | Pathology | Microscope | 1 | QUASMO | NA | SP-22 | NA | 3000105071 | 1998-12-01 | 0 |  | 0 |  | No |  |  | Mungeli | 23/07/2015 | Dinesh kumar Yadav | Pathariya | CHC
314 | Pathology | Adult Weight Machin | 1 | CROWN | NA | SP-22 | NA | 3000105072 | NA | 0 |  | 0 |  | No |  |  | Mungeli | 23/07/2015 | Dinesh kumar Yadav | Pathariya | CHC
315 | X-Ray Room | X-Ray tube | 1 | SIEMENS | NA | 5304 | 13085 | 3000105073 | 1998-11-01 | 0 |  | 0 |  | YES |  |  | Mungeli | 23/07/2015 | Dinesh kumar Yadav | Pathariya | CHC
316 | X-Ray Room | X-Ray Stand | 1 | SIEMENS | NA | 5251 | 1744 | 3000105074 | 1998-11-01 | 0 |  | 0 |  | YES |  |  | Mungeli | 23/07/2015 | Dinesh kumar Yadav | Pathariya | CHC
317 | X-Ray Room | X-Ray Control Box | 1 | SIEMENS | NA | 5305 | 13083 | 3000105075 | 1998-11-01 | 0 |  | 0 |  | YES |  |  | Mungeli | 23/07/2015 | Dinesh kumar Yadav | Pathariya | CHC
318 | Store room | Suction Machine | 1 | SHIVA | NA | NA | NA | NA | 2015-10-13 | 0 |  | 0 |  | YES |  |  | Mungeli | 23/07/2015 | Dinesh kumar Yadav | Pathariya | CHC
319 | Store room | Refregeneter | 1 | COLDCEL | NA | XCEL | 5010071 | 3000105076 | NA | 0 |  | 0 |  | YES |  |  | Mungeli | 23/07/2015 | Dinesh kumar Yadav | Pathariya | CHC
320 | OT Room | OT fable (Hydrolic) | 1 | NA | NA | NA | NA | 3000105077 | NA | 0 |  | 0 |  | YES |  |  | Mungeli | 23/07/2015 | Dinesh kumar Yadav | Pathariya | CHC
321 | OT Room | Strelizer (300x150x125mm) | 1 | ATLAS | NA | NA | 09F10163 | 3000105078 | NA | 0 |  | 0 |  | YES |  |  | Mungeli | 23/07/2015 | Dinesh kumar Yadav | Pathariya | CHC
322 | OT Room | OT Table | 1 | NA | NA | NA | NA | 3000105079 | NA | 0 |  | 0 |  | YES |  |  | Mungeli | 23/07/2015 | Dinesh kumar Yadav | Pathariya | CHC
323 | OT Room | OT Light(single double) | 1 | NA (shadowless) | NA | NA | NA | 3000105080 | NA | 0 |  | 0 |  | No |  |  | Mungeli | 23/07/2015 | Dinesh kumar Yadav | Pathariya | CHC
324 | OT Room | Fumigator Machin | 1 | NA | NA | NA | NA | 3000105081 | NA | 0 |  | 0 |  | yes |  |  | Mungeli | 23/07/2015 | Dinesh kumar Yadav | Pathariya | CHC
325 | OT Room | Autoclave (Vertical) | 1 | NA | NA | NA | NA | 3000105082 | NA | 0 |  | 0 |  | yes |  |  | Mungeli | 23/07/2015 | Dinesh kumar Yadav | Pathariya | CHC
326 | OT Room | Suction Machine | 1 | KABA SURGICAL | NA | NA | NA | 3000105083 | NA | 0 |  | 0 |  | yes |  |  | Mungeli | 23/07/2015 | Dinesh kumar Yadav | Pathariya | CHC
327 | OT Room | Stelizer (Horizontal) | 1 | ATLAS | NA | NA | NA | 3000105084 | 2001-04-01 | 0 |  | 0 |  | NO |  |  | Mungeli | 23/07/2015 | Dinesh kumar Yadav | Pathariya | CHC
328 | OT Room | Stelizer(small) | 1 | NA | NA | NA | NA | 3000105085 | 2015-04-01 | 0 |  | 0 |  | NO |  |  | Mungeli | 23/07/2015 | Dinesh kumar Yadav | Pathariya | CHC
329 | OT Room | Anasthesia Machin | 1 | MEDICAL ENGINEERING | NA | NA | NA | 3000105086 | NA | 0 |  | 0 |  | Packed |  |  | Mungeli | 23/07/2015 | Dinesh kumar Yadav | Pathariya | CHC
330 | OT Room | Anasthesia Machin | 1 | MEDICAL ENGINEERING | NA | NA | NA | 3000105087 | NA | 0 |  | 0 |  | Packed |  |  | Mungeli | 23/07/2015 | Dinesh kumar Yadav | Pathariya | CHC
331 | OT Room | Autoclave (cylindrical) | 1 | NA | NA | NA | NA | 3000105088 | NA | 0 |  | 0 |  | yes |  |  | Mungeli | 23/07/2015 | Dinesh kumar Yadav | Pathariya | CHC
332 | IR | Needle Cutter | 1 | MICROSIL | NA | ND360 | 9932 | 3000105089 | NA | 0 |  | 0 |  | yes |  |  | Mungeli | 23/07/2015 | Dinesh kumar Yadav | Pathariya | CHC
333 | Labour Room | Weinghing Machin (electronic) | 1 | ESSAE | NA | BS-250 | 25014613165 | 3000105090 | NA | 0 |  | 0 |  | yes |  |  | Mungeli | 23/07/2015 | Dinesh kumar Yadav | Pathariya | CHC
334 | Labour Room | Weinghing Machin (Analog) | 1 | CROWN | NA | NA | NA | 3000105091 | 2015-01-05 | 0 |  | 0 |  | yes |  |  | Mungeli | 23/07/2015 | Dinesh kumar Yadav | Pathariya | CHC
335 | Labour Room | Baby Warmar | 1 | MEDITECH | NA | NA | NA | 3000105092 | NA | 0 |  | 0 |  | yes |  |  | Mungeli | 23/07/2015 | Dinesh kumar Yadav | Pathariya | CHC
336 | Labour Room | Needle Cutter (electronic) | 1 |  | NA | 220v-240v | frequncy60-100mhz | 3000105093 | NA | 0 |  | 0 |  | yes |  |  | Mungeli | 23/07/2015 | Dinesh kumar Yadav | Pathariya | CHC
337 | Labour Room | stelizer (small) | 1 | ATLAS | NA | Size300x150x125mm | 09F10138 | 3000105094 | NA | 0 |  | 0 |  | yes |  |  | Mungeli | 23/07/2015 | Dinesh kumar Yadav | Pathariya | CHC
338 | Labour Room | OT Stand light (single doub) | 1 | NA | NA | NA | NA | 3000105095 | NA | 0 |  | 0 |  | yes |  |  | Mungeli | 23/07/2015 | Dinesh kumar Yadav | Pathariya | CHC
339 | OT Room | Autoclave(Horizontal) | 1 | NA | NA | NA | NA | 3000105096 | NA | 0 |  | 0 |  | Packed |  |  | Mungeli | 23/07/2015 | Dinesh kumar Yadav | Pathariya | CHC
340 | Store room | ECG machin | 1 | NA | NA | NA | NA | 3000105097 | NA | 0 |  | 0 |  | Packed |  |  | Mungeli | 23/07/2015 | Dinesh kumar Yadav | Pathariya | CHC
341 | OPD | Adult Weight Machin | 1 | SUVARNA | NA | NA | NA | 3000105209 | NA | 0 |  | 0 |  | yes |  |  | Mungeli | 29/07/2015 | Dinesh kumar Yadav | Lalpur | PHC
342 | OPD | BP Instrument (murcury type) | 1 | Diamond | NA | Delux | NA | 3000105210 | NA | 0 |  | 0 |  | yes |  |  | Mungeli | 29/07/2015 | Dinesh kumar Yadav | Lalpur | PHC
343 | Labour Room | Baby weight Machine (10kg) | 1 | CROWN | NA | NA | NA | 3000105211 | NA | 0 |  | 0 |  | yes |  |  | Mungeli | 29/07/2015 | Dinesh kumar Yadav | Lalpur | PHC
344 | Labour Room | Suction Machine | 1 | SHIVA | NA | NA | NA | 3000105212 | NA | 0 |  | 0 |  | yes |  |  | Mungeli | 29/07/2015 | Dinesh kumar Yadav | Lalpur | PHC
345 | Labour Room | Strelizer (small) | 1 | ATLAS | NA | NA | 09F1011 | 3000105213 | 2015-12-09 | 0 |  | 0 |  | yes |  |  | Mungeli | 29/07/2015 | Dinesh kumar Yadav | Lalpur | PHC
346 | Labour Room | BP Instrument(murcury Type) | 1 | NAMATT | NA | NA | 3390 | 3000105214 | NA | 0 |  | 0 |  | yes |  |  | Mungeli | 29/07/2015 | Dinesh kumar Yadav | Lalpur | PHC
347 | Store room | Autoclave (cylindrical) | 1 | NA | NA | NA | NA | 3000105215 | NA | 0 |  | 0 |  | NO |  |  | Mungeli | 29/07/2015 | Dinesh kumar Yadav | Lalpur | PHC
348 | Store room | Needle cutter | 1 | Saratech | SIR(100VA)MINI | NA | NA | 3000105216 | NA | 0 |  | 0 |  | NO |  |  | Mungeli | 29/07/2015 | Dinesh kumar Yadav | Lalpur | PHC
349 | Store room | Needle cutter | 1 | Saratech | SIR(100VA)MINI | NA | NA | 3000105217 | NA | 0 |  | 0 |  | NO |  |  | Mungeli | 29/07/2015 | Dinesh kumar Yadav | Lalpur | PHC
350 | Store room | Strelizer (small) | 1 | NA | NA | NA | NA | 3000105218 | 2015-12-09 | 0 |  | 0 |  | yes |  |  | Mungeli | 29/07/2015 | Dinesh kumar Yadav | Lalpur | PHC
351 | OPD | Nebulizer | 1 | BIO+PLUS | NA | CE0120 | 171107 | 3000105219 | NA | 0 |  | 0 |  | yes |  |  | Mungeli | 29/07/2015 | Dinesh kumar Yadav | Lalpur | PHC
352 | OPD | Glucometer | 1 | ENTRUST | NA | CE0088 | AE5000792464 | 3000105220 | NA | 0 |  | 0 |  | yes |  |  | Mungeli | 29/07/2015 | Dinesh kumar Yadav | Lalpur | PHC
353 | OPD | BP Instrument(murcury Type) | 1 | Life line | NA | NA | NA | 3000105247 | 2015-04-15 | 0 |  | 0 |  | yes |  |  | Mungeli | 30/07/2015 | Sanjay Meena | Palchua | PHC
354 | OPD | BP Instrument(Digital) | 1 | Omron | NA | NA | NA | 3000105249 | 2015-01-12 | 0 |  | 0 |  | yes |  |  | Mungeli | 30/07/2015 | Sanjay Meena | Palchua | PHC
355 | OPD | Refrigeretor(175ltr) | 1 | LG | NA | GL195NL4/2011 | NA | 3000105248 | 2015-02-12 | 0 |  | 0 |  | yes |  |  | Mungeli | 30/07/2015 | Sanjay Meena | Palchua | PHC
356 | Store room | Auto Clave (Cylindrical) | 1 | NA | NA | NA | NA | 3000105250 | 2015-04-15 | 0 |  | 0 |  | yes |  |  | Mungeli | 30/07/2015 | Sanjay Meena | Palchua | PHC
357 | Store room | Baby weight Machin(analog) | 1 | Smart care | NA | NA | NA | 3000105251 | 2015-04-15 | 0 |  | 0 |  | yes |  |  | Mungeli | 30/07/2015 | Sanjay Meena | Palchua | PHC
358 | Store room | suction Machine(Foot operated) | 1 | NA | NA | NA | NA | 3000105252 | 2015-03-15 | 0 |  | 0 |  | yes |  |  | Mungeli | 30/07/2015 | Sanjay Meena | Palchua | PHC
359 | Store room | suction Machine(Foot operated) | 1 | NA | NA | NA | NA | 3000105253 | 2015-04-15 | 0 |  | 0 |  | yes |  |  | Mungeli | 30/07/2015 | Sanjay Meena | Palchua | PHC
360 | Store room | Strelizer(small) | 1 | VENUS | NA | NA | NA | 3000105254 | 2015-01-10 | 0 |  | 0 |  | yes |  |  | Mungeli | 30/07/2015 | Sanjay Meena | Palchua | PHC
361 | Store room | Adult weight machin(125kg) | 1 | PRESTIGE | NA | NA | NA | 3000105255 | 2015-04-15 | 0 |  | 0 |  | yes |  |  | Mungeli | 30/07/2015 | Sanjay Meena | Palchua | PHC
362 | Store room | Adult weight machin | 1 | CROWN | NA | NA | NA | 3000105256 | 2015-01-10 | 0 |  | 0 |  | NO |  |  | Mungeli | 30/07/2015 | Sanjay Meena | Palchua | PHC
363 | Store room | Baby weight machin | 1 | NA | NA | NA | NA | 3000105257 | 2015-06-12 | 0 |  | 0 |  | No |  |  | Mungeli | 30/07/2015 | Sanjay Meena | Palchua | PHC
364 | Store room | BP Instrument(Analog) | 1 | NA | NA | NA | NA | 3000105258 | 2015-01-10 | 0 |  | 0 |  | No |  |  | Mungeli | 30/07/2015 | Sanjay Meena | Palchua | PHC
365 | Store room | BP Instrument(Analog) | 1 | NA | NA | NA | NA | 3000105259 | 2015-04-13 | 0 |  | 0 |  | NO |  |  | Mungeli | 30/07/2015 | Sanjay Meena | Palchua | PHC
366 | Eye department | Tril Set | 1 | NA | NA | NA | NA | 3000105260 | 2015-06-14 | 0 |  | 0 |  | yes |  |  | Mungeli | 30/07/2015 | Sanjay Meena | Palchua | PHC
367 | Eye department | Vision drum | 1 | Microsil | NA | ND360 | NA9810/03 | 3000105261 | 2015-06-14 | 0 |  | 0 |  | yes |  |  | Mungeli | 30/07/2015 | Sanjay Meena | Palchua | PHC
368 | Nurse Room | Needle Cutter | 1 | AGOH | NA | CE-0123A100C | NA | 3000105262 | 2015-06-12 | 0 |  | 0 |  | yes |  |  | Mungeli | 30/07/2015 | Sanjay Meena | Palchua | PHC
369 | Nurse Room | Fetal Doppler | 1 | krups | NA | NA | NA | 3000105263 | 2015-03-15 | 0 |  | 0 |  | yes |  |  | Mungeli | 30/07/2015 | Sanjay Meena | Palchua | PHC
370 | OPD | Adult weight machin | 1 | LABOMED | NA | VISIN2000 | 141174926 | 3000105264 | 2015-04-15 | 0 |  | 0 |  | yes |  |  | Mungeli | 30/07/2015 | Sanjay Meena | Palchua | PHC
371 | LAB | Microscope | 1 | NA | NA | NA | NA | 3000105265 | 2015-03-15 | 0 |  | 0 |  | yes |  |  | Mungeli | 30/07/2015 | Golu Dhakar | Palchua | PHC
372 | Labour Room | Strelizer (small) | 1 | NA | NA | NA | NA | 3000105266 | 2015-06-12 | 0 |  | 0 |  | yes |  |  | Mungeli | 30/07/2015 | Golu Dhakar | Palchua | PHC
373 | Labour Room | Baby weight machin | 1 | CROWN | NA | NA | NA | 3000105267 | 2015-06-14 | 0 |  | 0 |  | yes |  |  | Mungeli | 30/07/2015 | Golu Dhakar | Palchua | PHC
374 | OPD | Blood Pressure Monitor | 1 | Diamond |  | Regular | 13890 | 3000105525 | NA | 0 |  |  |  | Yes |  |  | Mungeli | 2015-07-28 | Dinesh Yadav | Jarhagaon | PHC
375 | OPD | Weight Machine | 1 | CROWN |  | NA | NA | 3000105526 | NA | 0 |  |  |  | Yes |  |  | Mungeli | 2015-07-28 | Dinesh Yadav | Jarhagaon | PHC
376 | OPD | Blood Pressure Monitor | 1 | Diamond |  | Regular | 24743 | 3000105527 | NA | 0 |  |  |  | No |  |  | Mungeli | 2015-07-28 | Dinesh Yadav | Jarhagaon | PHC
377 | Labour Room | suction machine | 1 | SHIVA |  | NA | NA | 3000105528 | NA | 0 |  |  |  | No |  |  | Mungeli | 2015-07-28 | Dinesh Yadav | Jarhagaon | PHC
378 | Labour Room | Blood Pressure Monitor | 1 | Micro life |  | NA | 90102003 | 3000105529 | NA | 0 |  |  |  | No |  |  | Mungeli | 2015-07-28 | Dinesh Yadav | Jarhagaon | PHC
379 | Labour Room | sterilizer | 1 | NA |  | NA | NA | 3000105530 | NA | 0 |  |  |  | Yes |  |  | Mungeli | 2015-07-28 | Dinesh Yadav | Jarhagaon | PHC
380 | Labour Room | Baby Weight Machine | 1 | CROWN |  | NA | NA | 3000105531 | NA | 0 |  |  |  | Yes |  |  | Mungeli | 2015-07-28 | Dinesh Yadav | Jarhagaon | PHC
381 | Labour Room | Baby Weight Machine | 1 | CROWN |  | NA | NA | 3000105532 | NA | 0 |  |  |  | Yes |  |  | Mungeli | 2015-07-28 | Dinesh Yadav | Jarhagaon | PHC
382 | Labour Room | Baby Weight Machine | 1 | CROWN |  | NA | NA | 3000105533 | NA | 0 |  |  |  | No |  |  | Mungeli | 2015-07-28 | Dinesh Yadav | Jarhagaon | PHC
383 | Labour Room | Baby Weight Machine | 1 | NA |  | BS-250 | 25014131-672 | 3000105534 | NA | 0 |  |  |  | Yes |  |  | Mungeli | 2015-07-28 | Dinesh Yadav | Jarhagaon | PHC
384 | Labour Room | suction machine | 1 | SHIVA |  | NA | NA | 3000105535 | NA | 0 |  |  |  | Yes |  |  | Mungeli | 2015-07-28 | Dinesh Yadav | Jarhagaon | PHC
385 | Labour Room | sterilizer | 1 | ATLAS |  | 300X150X125MM | 09F10147 | 3000105536 | NA | 0 |  |  |  | Yes |  |  | Mungeli | 2015-07-28 | Dinesh Yadav | Jarhagaon | PHC
386 | Labour Room | sterilizer | 1 | NA |  | 300X150X125MM | 09F10139 | 3000105537 | NA | 0 |  |  |  | No |  |  | Mungeli | 2015-07-28 | Dinesh Yadav | Jarhagaon | PHC
387 | Labour Room | Autoclave | 1 | NA |  | NA | NA | 3000105538 | NA | 0 |  |  |  | Yes |  |  | Mungeli | 2015-07-28 | Dinesh Yadav | Jarhagaon | PHC
388 | Labour Room | OT Shadowles Light | 1 | NA |  | NA | NA | 3000105539 | NA | 0 |  |  |  | Yes |  |  | Mungeli | 2015-07-28 | Dinesh Yadav | Jarhagaon | PHC
389 | Staff Duty Room | Refrigerator | 1 | Samsung |  | RT-20/2009 | NA | 3000105540 | NA | 0 |  |  |  | Yes |  |  | Mungeli | 2015-07-28 | Dinesh Yadav | Jarhagaon | PHC
390 | Staff Duty Room | trial set | 1 | NA |  | NA | NA | 3000105541 | NA | 0 |  |  |  | Yes |  |  | Mungeli | 2015-07-28 | Dinesh Yadav | Jarhagaon | PHC
391 | Staff Duty Room | vision drum | 1 | NA |  | NA | NA | 3000105542 | NA | 0 |  |  |  | Yes |  |  | Mungeli | 2015-07-28 | Dinesh Yadav | Jarhagaon | PHC
392 | Staff Duty Room | Microscope | 1 | NA |  | NA | NA | 3000105543 | NA | 0 |  |  |  | Yes |  |  | Mungeli | 2015-07-28 | Dinesh Yadav | Jarhagaon | PHC
393 | Patpology | Microscope | 1 | LABOMED |  | NA | NA | 3000105544 | NA | 0 |  |  |  | Yes |  |  | Mungeli | 2015-07-28 | Dinesh Yadav | Jarhagaon | PHC
394 | dressing room | Needle Cutter | 1 | HL HAEMOSAFF |  | NA | HL288 | Missing | NA | 0 |  |  |  | No |  |  | Mungeli | 2015-07-28 | Dinesh Yadav | Jarhagaon | PHC | 3000105545
395 | dressing room | sterilizer | 1 | NA |  | NA | NA | Missing | NA | 0 |  |  |  | No |  |  | Mungeli | 2015-07-28 | Dinesh Yadav | Jarhagaon | PHC | 3000105546
396 | Nurse Duty Room | Refrigerator | 1 | LG |  | NA | GL-250KL4/2012 | 3000105001 | NA | 0 |  | 0 |  | Yes |  |  | Mungeli | 2015-07-20 | Dinesh Yadav | Mungeli | DH
397 | Nurse Duty Room | cardiac monitor | 1 | Philips |  | NA | G-30 | 3000105002 | 2014-06-01 | 0 |  | 0 |  | Yes |  |  | Mungeli | 2015-07-20 | Dinesh Yadav | Mungeli | DH
398 | Nurse Duty Room | Nebulizer | 1 | HANDYNER |  | NA | NA | 3000105003 |  | 0 |  | 0 |  | Yes |  |  | Mungeli | 2015-07-20 | Dinesh Yadav | Mungeli | DH
399 | Nurse Duty Room | Blood Pressure Monitor | 1 | Diamond |  | NA | GL/L186043 | 3000105004 |  | 0 |  | 0 |  | No |  |  | Mungeli | 2015-07-20 | Dinesh Yadav | Mungeli | DH
400 | Nurse Duty Room | Autoclave | 1 | NA |  | NA | NA | 3000105005 | 2014-07-01 | 0 |  | 0 |  | Yes |  |  | Mungeli | 2015-07-20 | Dinesh Yadav | Mungeli | DH
401 | Nurse Duty Room | Blood Pressure Monitor | 1 | Diamond |  | NA | CM/L0196043 | 3000105006 |  | 0 |  | 0 |  | Yes |  |  | Mungeli | 2015-07-20 | Dinesh Yadav | Mungeli | DH
402 |  | o2 concentrator | 1 | Super Gold |  | S-3224 |  | 3000105014 | NA | 0 |  | 0 |  | Yes |  |  | Mungeli | 2015-07-20 | Dinesh Yadav | Mungeli | DH
403 |  | o2 concentrator | 1 | Geneus |  | S-3224 |  | 3000105013 | NA | 0 |  | 0 |  | Yes |  |  | Mungeli | 2015-07-20 | Dinesh Yadav | Mungeli | DH
404 |  | Baby Weight Machine | 1 | CROWN |  |  |  | 3000105015 | NA | 0 |  | 0 |  | Yes |  |  | Mungeli | 2015-07-20 | Dinesh Yadav | Mungeli | DH
405 |  | Needle Cutter | 1 | HAEMOSAF6 |  | HL-347 |  | 3000105016 | 2012-10-01 | 0 |  | 0 |  | Yes |  |  | Mungeli | 2015-07-20 | Dinesh Yadav | Mungeli | DH
406 |  | Baby Warmer | 1 | MEDITETCH |  | CEO470 | BM/RW/58/0910 | 3000105017 | NA | 0 |  | 0 |  | Yes |  |  | Mungeli | 2015-07-20 | Dinesh Yadav | Mungeli | DH
407 |  | spotlight | 1 | NA |  |  |  | 3000105018 | NA | 0 |  | 0 |  | Yes |  |  | Mungeli | 2015-07-20 | Dinesh Yadav | Mungeli | DH
408 |  | Glucometer | 1 | GLUCO CARE |  | NA | RMD-019520 | 3000105007 | 2014-05-01 | 0 |  | 0 |  | Yes |  |  | Mungeli | 2015-07-20 | Dinesh Yadav | Mungeli | DH
409 | Labour Room | suction machine | 1 | SHIVA |  | NA | NA | 3000105008 | NA | 0 |  | 0 |  | Yes |  |  | Mungeli | 2015-07-20 | Dinesh Yadav | Mungeli | DH
410 |  | sterilizer | 1 | NA |  | NA | NA | 3000105009 | NA | 0 |  | 0 |  | Yes |  |  | Mungeli | 2015-07-20 | Dinesh Yadav | Mungeli | DH
411 |  | Fetal Doppler | 1 | MEDIGOLD |  | NA | NA | 3000105010 | 2014-05-01 | 0 |  | 0 |  | No |  |  | Mungeli | 2015-07-20 | Dinesh Yadav | Mungeli | DH
412 |  | Baby Weight Machine | 1 | ESSAE |  | BS-250 | 250142-31809 | 3000105011 | NA | 0 |  | 0 |  | Yes |  |  | Mungeli | 2015-07-20 | Dinesh Yadav | Mungeli | DH
413 |  | Baby Weight Machine | 1 | CROWN |  | NA | NA | 3000105012 | NA | 0 |  | 0 |  | Yes |  |  | Mungeli | 2015-07-20 | Dinesh Yadav | Mungeli | DH
414 | OT | Blood Pressure Monitor | 1 | Diamond |  | CM/L-0196043 | NA | 3000105019 | NA | 0 |  | 0 |  | Yes |  |  | Mungeli | 2015-07-20 | Dinesh Yadav | Mungeli | DH
415 | OT | voice apparatus | 1 | NA |  | NA | NA | 3000105020 | NA | 0 |  | 0 |  | Yes |  |  | Mungeli | 2015-07-20 | Dinesh Yadav | Mungeli | DH
416 | OT | suction machine | 1 | SHIVA |  | NA | NA | 3000105021 | NA | 0 |  | 0 |  | Yes |  |  | Mungeli | 2015-07-20 | Dinesh Yadav | Mungeli | DH
417 | OT | suction machine | 1 | SHIVA |  | NA | NA | 3000105022 | NA | 0 |  | 0 |  | Yes |  |  | Mungeli | 2015-07-20 | Dinesh Yadav | Mungeli | DH
418 | OT | OT Shadowles Light | 1 | NA |  | NA | NA | 3000105023 | NA | 0 |  | 0 |  | Yes |  |  | Mungeli | 2015-07-20 | Dinesh Yadav | Mungeli | DH
419 | OT | OT Shadowles Light | 1 | NA |  | NA | NA | 3000105024 | NA | 0 |  | 0 |  | Yes |  |  | Mungeli | 2015-07-20 | Dinesh Yadav | Mungeli | DH
420 | OT | OT Table (Hydrolice) | 1 | NA |  | NA | NA | 3000105025 | 2013-09-01 | 0 |  | 0 |  | Yes |  |  | Mungeli | 2015-07-20 | Dinesh Yadav | Mungeli | DH
421 | OT | Autoclave | 1 | NA |  | NA | NA | 3000105026 | NA | 0 |  | 0 |  | Yes |  |  | Mungeli | 2015-07-20 | Dinesh Yadav | Mungeli | DH
422 | OT | Autoclave | 1 | NA |  | NA | NA | 3000105027 | NA | 0 |  | 0 |  | Yes |  |  | Mungeli | 2015-07-20 | Dinesh Yadav | Mungeli | DH
423 |  | Needle Cutter | 1 | SAI+LIFE |  | NA | NA | 3000105028 | 2012-05-01 | 0 |  | 0 |  | Yes |  |  | Mungeli | 2015-07-20 | Dinesh Yadav | Mungeli | DH
424 |  | suction machine | 1 | SHIVA |  | NA | NA | 3000105029 | 2013-09-01 | 0 |  | 0 |  | Yes |  |  | Mungeli | 2015-07-20 | Dinesh Yadav | Mungeli | DH
425 |  | suction machine | 1 | SHIVA |  | NA | NA | 3000105030 | 2013-09-01 | 0 |  | 0 |  | Yes |  |  | Mungeli | 2015-07-20 | Dinesh Yadav | Mungeli | DH
426 | Sonography Room | Sonography Machiine | 1 | Mindary |  | NA | NA | 3000105031 | NA | 0 |  | 0 |  | Yes |  |  | Mungeli | 2015-07-20 | Dinesh Yadav | Mungeli | DH
427 | Sonography Room | sonography tracker | 1 | Magnus Opus |  | NA | OM/MP/CH/201506-05 | 3000105032 | NA | 0 |  | 0 |  | Yes |  |  | Mungeli | 2015-07-20 | Dinesh Yadav | Mungeli | DH
428 | Sonography Room | printre | 1 | HP |  | BIOSB0207-00 | CNCH60531 | 3000105033 | NA | 0 |  | 0 |  | Yes |  |  | Mungeli | 2015-07-20 | Dinesh Yadav | Mungeli | DH
429 | Store | Refrigerator | 1 | Samsung |  | RA231-2008 | NA | 3000105034 | NA | 0 |  | 0 |  | Yes |  |  | Mungeli | 2015-07-20 | Dinesh Yadav | Mungeli | DH
430 | Nurse Duty Room | Weight Machine | 1 | NA |  | NA | NA | 3000105035 | NA | 0 |  | 0 |  | No |  |  | Mungeli | 2015-07-20 | Dinesh Yadav | Mungeli | DH
431 | Blood Bank | blood bank refrigerator | 1 | MEDITECH BIRD |  | MTBBR2 | M786525526 | 3000105036 | NA | 0 |  | 0 |  | Yes |  |  | Mungeli | 2015-07-20 | Dinesh Yadav | Mungeli | DH
432 | Blood Bank | blood bank refrigerator | 1 | MEDITECH BIRD |  | MTBB2 | M786525325 | 3000105037 | NA | 0 |  | 0 |  | Yes |  |  | Mungeli | 2015-07-20 | Dinesh Yadav | Mungeli | DH
433 | Patpology | Needle Cutter | 1 | MICRO SIL |  | ND-360 | 9809/03 | 3000105038 | NA | 0 |  | 0 |  | Yes |  |  | Mungeli | 2015-07-20 | Dinesh Yadav | Mungeli | DH
434 | Patpology | centrifuge Machine | 1 | REMI | 2014-04-01 | R8C | DHLC-577 | 3000105039 | NA | 0 |  | 0 |  | Yes |  |  | Mungeli | 2015-07-20 | Dinesh Yadav | Mungeli | DH
435 | Patpology | Microscope | 1 | LABOMED |  | NA | 140570343 | 3000105040 | NA | 0 |  | 0 |  | Yes |  |  | Mungeli | 2015-07-20 | Dinesh Yadav | Mungeli | DH
436 | Patpology | calories meter | 1 | SARATECH |  | NA | NA | 3000105041 | NA | 0 |  | 0 |  | Yes |  |  | Mungeli | 2015-07-20 | Dinesh Yadav | Mungeli | DH
437 | Patpology | hot air oven | 1 | NA |  | NA | NA | 3000105042 | NA | 0 |  | 0 |  | No |  |  | Mungeli | 2015-07-20 | Dinesh Yadav | Mungeli | DH
438 | Blood Bank | vdrl shaker | 1 | NA |  | KE | NA | 3000105043 | NA | 0 |  | 0 |  | Yes |  |  | Mungeli | 2015-07-20 | Dinesh Yadav | Mungeli | DH
439 | Blood Bank | blood bank refrigerator | 1 | MEDITECH BIRD |  | MTBBR4 | M786525316 | 3000105044 | NA | 0 |  | 0 |  | Yes |  |  | Mungeli | 2015-07-20 | Dinesh Yadav | Mungeli | DH
440 | Blood Bank | blood bank refrigerator | 1 | MEDITECH BIRD |  | MTBBR4 | M78652525315 | 3000105045 | NA | 0 |  | 0 |  | Yes |  |  | Mungeli | 2015-07-20 | Dinesh Yadav | Mungeli | DH
441 | Blood Bank | Needle Cutter | 1 | SARATECH |  | NA | 2506 | 3000105046 | NA | 0 |  | 0 |  | Yes |  |  | Mungeli | 2015-07-20 | Dinesh Yadav | Mungeli | DH
442 | Blood Bank | centrifuge Machine | 1 | COSLABTMS |  | NA | NA | 3000105047 | NA | 0 |  | 0 |  | Yes |  |  | Mungeli | 2015-07-20 | Dinesh Yadav | Mungeli | DH
443 | Blood Bank | blood collection monitor | 1 | MEDITECH BIRD |  | MTBCM03 | M786525307 | 3000105048 | NA | 0 |  | 0 |  | Yes |  |  | Mungeli | 2015-07-20 | Dinesh Yadav | Mungeli | DH
444 | Blood Bank | blood collection tubes | 1 | LABTOP | 2014-07-01 | LDC-11 | 14034121 | 3000105049 | NA | 0 |  | 0 |  | Yes |  |  | Mungeli | 2015-07-20 | Dinesh Yadav | Mungeli | DH
445 | Blood Bank | Refrigerator | 1 | videocon |  | S-180 | 1411060105241 | 3000105050 | NA | 0 |  | 0 |  | Yes |  |  | Mungeli | 2015-07-20 | Dinesh Yadav | Mungeli | DH
446 | Blood Bank | centrifuge Machine | 1 | Teknik |  | NA | NA | 3000105051 | NA | 0 |  | 0 |  | No |  |  | Mungeli | 2015-07-20 | Dinesh Yadav | Mungeli | DH
447 | radiology | X-Ray Machine (120 MA) | 1 | MEDITRONICS |  | AERB/01/565 | 64007 | 3000105052 | 2006-01-01 | 0 |  | 0 |  | Yes |  |  | Mungeli | 2015-07-20 | Dinesh Yadav | Mungeli | DH
448 | radiology | X-Ray Machine | 1 | MEDITRONICS |  | NA | 6AOL3 | 3000105053 | 2006-01-01 | 0 |  | 0 |  | Yes |  |  | Mungeli | 2015-07-20 | Dinesh Yadav | Mungeli | DH
449 | radiology | voltage stabilizer | 1 | WINTECH | 2010 | NA | NA | 3000105054 | NA | 0 |  | 0 |  | Yes |  |  | Mungeli | 2015-07-20 | Dinesh Yadav | Mungeli | DH
450 | NCD | Blood Pressure Monitor | 1 | Diamond |  | Regular | 2071 | 3000105195 | NA | 0 |  | 0 |  | Yes |  |  | Mungeli | 2015-07-20 | Dinesh Yadav | Mungeli | DH
451 | NCD | Glucometer | 1 | GLUCO CARE |  | ceo123 | RMO28596 | 3000105196 | NA | 0 |  | 0 |  | Yes |  |  | Mungeli | 2015-07-20 | Dinesh Yadav | Mungeli | DH
452 | NCD | Blood Pressure Monitor | 1 | Diamond |  | Regular | NA | 3000105197 | NA | 0 |  | 0 |  | Yes |  |  | Mungeli | 2015-07-20 | Dinesh Yadav | Mungeli | DH
453 | TB | Weight Machine | 1 | NA |  | NA | NA | 3000105198 | NA | 0 |  | 0 |  | No |  |  | Mungeli | 2015-07-20 | Dinesh Yadav | Mungeli | DH
454 | TB | Weight Machine | 1 | NA |  | NA | NA | 3000105199 | NA | 0 |  | 0 |  | Yes |  |  | Mungeli | 2015-07-20 | Dinesh Yadav | Mungeli | DH
455 | TB | Microscope | 1 | Magnus Opus |  | MLXB | 519032 | 3000105200 | NA | 0 |  | 0 |  | Yes |  |  | Mungeli | 2015-07-20 | Dinesh Yadav | Mungeli | DH
456 | EYE | trial set | 1 | NA |  | NA | NA | 3000105201 | NA | 0 |  | 0 |  | Yes |  |  | Mungeli | 2015-07-20 | Dinesh Yadav | Mungeli | DH
457 | EYE | vision drum | 1 | NA |  | NA | NA | 3000105202 | NA | 0 |  | 0 |  | Yes |  |  | Mungeli | 2015-07-20 | Dinesh Yadav | Mungeli | DH
458 | EYE | ophthalmic scope | 1 | Welch Allyn |  | NA | NA | 3000105203 | NA | 0 |  | 0 |  | Yes |  |  | Mungeli | 2015-07-20 | Dinesh Yadav | Mungeli | DH
459 | EYE | tonometer | 1 | NA |  | NA | NA | 3000105204 | NA | 0 |  | 0 |  | Yes |  |  | Mungeli | 2015-07-20 | Dinesh Yadav | Mungeli | DH
460 | Store | sterilizer | 1 | ATLAS |  | NA | 09F8924 | 3000105205 | NA | 0 |  | 0 |  | Yes |  |  | Mungeli | 2015-07-20 | Dinesh Yadav | Mungeli | DH
461 | Store | Blood Pressure Monitor | 1 | Primier |  | NA | 9811744 | 3000105206 | NA | 0 |  | 0 |  | No |  |  | Mungeli | 2015-07-20 | Dinesh Yadav | Mungeli | DH
462 | Store | Blood Pressure Monitor | 1 | Primier |  | NA | 8134615 | 3000105207 | NA | 0 |  | 0 |  | No |  |  | Mungeli | 2015-07-20 | Dinesh Yadav | Mungeli | DH
463 | Store | Blood Pressure Monitor | 1 | Primier |  | NA | 14J0142 | 3000105208 | NA | 0 |  | 0 |  | No |  |  | Mungeli | 2015-07-20 | Dinesh Yadav | Mungeli | DH
464 | OPD | sterilizer | 1 | NA |  | NA | NA | 3000105098 | 2009-03-01 | 0 |  |  |  | Yes |  |  | Mungeli | 2015-07-25 | Dinesh Yadav | Chendli | PHC
465 | OPD | Needle Cutter | 1 | SARATECH |  | NA | NA | 3000105099 | 2009-06-01 | 0 |  |  |  | Yes |  |  | Mungeli | 2015-07-25 | Dinesh Yadav | Chendli | PHC
466 | OPD | sterilizer | 1 | ATLAS |  | 510X200X150MM | 09F8826 | 3000105100 | 2009-06-01 | 0 |  |  |  | Yes |  |  | Mungeli | 2015-07-25 | Dinesh Yadav | Chendli | PHC
467 | OPD | Blood Pressure Monitor | 1 | Smart Care |  | SOI-118 | NA | 3000105101 | 2009-03-01 | 0 |  |  |  | Yes |  |  | Mungeli | 2015-07-25 | Dinesh Yadav | Chendli | PHC
468 | OPD | Blood Pressure Monitor | 1 | Smart Care |  | SCH-108 | NA | 3000105102 | 2009-03-01 | 0 |  |  |  | Yes |  |  | Mungeli | 2015-07-25 | Dinesh Yadav | Chendli | PHC
469 | Labour Room | Baby Weight Machine | 1 | CROWN |  | NA | NA | 3000105103 | 2009-03-01 | 0 |  |  |  | Yes |  |  | Mungeli | 2015-07-25 | Dinesh Yadav | Chendli | PHC
470 | Labour Room | Autoclave | 1 | NA |  | NA | NA | 3000105104 | 2009-03-01 | 0 |  |  |  | Yes |  |  | Mungeli | 2015-07-25 | Dinesh Yadav | Chendli | PHC
471 | medicine room | Needle Cutter | 1 | SARATECH |  | 100VA/60VA | NA | 3000105105 | 2009-06-01 | 0 |  |  |  | Yes |  |  | Mungeli | 2015-07-25 | Dinesh Yadav | Chendli | PHC
472 | medicine room | Refrigerator | 1 | LG |  | GL-185RP3 | NA | 3000105106 |  | 0 |  |  |  | Yes |  |  | Mungeli | 2015-07-25 | Dinesh Yadav | Chendli | PHC
473 | medicine room | Baby Weight Machine | 1 | CROWN |  | NA | NA | 3000105107 | 2009-03-01 | 0 |  |  |  | No |  |  | Mungeli | 2015-07-25 | Dinesh Yadav | Chendli | PHC
474 | OPD | vision drum | 1 | NA |  | NA | NA | 3000105108 | 2014 | 0 |  |  |  | Yes |  |  | Mungeli | 2015-07-25 | Dinesh Yadav | Chendli | PHC
475 | OPD | trial set | 1 | NA |  | NA | NA | 3000105109 | 2014 | 0 |  |  |  | Yes |  |  | Mungeli | 2015-07-25 | Dinesh Yadav | Chendli | PHC
476 | OPD | tonometer | 1 | NA |  | NA | NA | 3000105110 | NA | 0 |  |  |  | Yes |  |  | Mungeli | 2015-07-25 | Dinesh Yadav | Chendli | PHC
477 | OPD | Weight Machine | 1 | LIBRA |  | NA | NA | 3000105111 | NA | 0 |  |  |  | Yes |  |  | Mungeli | 2015-07-25 | Dinesh Yadav | Chendli | PHC
478 | OPD | Nebulizer | 1 | OMRON |  | NE-C-25EN2 | 753891 | 3000105112 | NA | 0 |  |  |  | Yes |  |  | Mungeli | 2015-07-25 | Dinesh Yadav | Chendli | PHC
479 | OPD | Blood Pressure Monitor | 1 | MAMATT |  | CL/M8325472 | NA | 3000105113 | 2009-03-01 | 0 |  |  |  | Yes |  |  | Mungeli | 2015-07-25 | Dinesh Yadav | Chendli | PHC
480 | OPD | Blood Pressure Monitor | 1 | MAMATT |  | NA | NA | 3000105114 | 2009-03-01 | 0 |  |  |  | No |  |  | Mungeli | 2015-07-25 | Dinesh Yadav | Chendli | PHC
481 | OPD | Blood Pressure Monitor | 1 | LIFE LINE |  | CM/L9421877 | 86668 | 3000105513 | NA | 0 |  |  |  | Yes |  |  | Mungeli | 2015-07-28 | Dinesh Yadav | Barela | PHC
482 | EYE | vision drum | 1 | NA |  | NA | NA | 3000105514 | NA | 0 |  |  |  | Yes |  |  | Mungeli | 2015-07-28 | Dinesh Yadav | Barela | PHC
483 | EYE | trial set | 1 | NA |  | NA | NA | 3000105515 | NA | 0 |  |  |  | Yes |  |  | Mungeli | 2015-07-28 | Dinesh Yadav | Barela | PHC
484 | EYE | Refrigerator | 1 | LG |  | GL-195NL4/2011 | NA | 3000105516 | NA | 0 |  |  |  | Yes |  |  | Mungeli | 2015-07-28 | Dinesh Yadav | Barela | PHC
485 | EYE | Weight Machine | 1 | Smart Care |  | NA | NA | 3000105517 | NA | 0 |  |  |  | Yes |  |  | Mungeli | 2015-07-28 | Dinesh Yadav | Barela | PHC
486 | Patpology | centrifuge Machine | 1 | NA |  | NA | NA | 3000105518 | NA | 0 |  |  |  | Yes |  |  | Mungeli | 2015-07-28 | Dinesh Yadav | Barela | PHC
487 | Patpology | Microscope | 1 | LABOMED |  | VISION2000 | 141276127 | 3000105519 | NA | 0 |  |  |  | Yes |  |  | Mungeli | 2015-07-28 | Dinesh Yadav | Barela | PHC
488 | dressing room | Needle Cutter | 1 | SAI+LIFE |  | 220V TO 240V | NA | 3000105520 | NA | 0 |  |  |  | Yes |  |  | Mungeli | 2015-07-28 | Dinesh Yadav | Barela | PHC
489 | Labour Room | sterilizer | 1 | NA |  | NA | NA | 3000105521 | NA | 0 |  |  |  | No |  |  | Mungeli | 2015-07-28 | Dinesh Yadav | Barela | PHC
490 | Labour Room | suction machine | 1 | NA |  | NA | NA | 3000105522 | NA | 0 |  |  |  | Yes |  |  | Mungeli | 2015-07-28 | Dinesh Yadav | Barela | PHC
491 | Labour Room | Fetal Doppler | 1 | QEON |  | A100C | NA | 3000105523 | NA | 0 |  |  |  | Yes |  |  | Mungeli | 2015-07-28 | Dinesh Yadav | Barela | PHC
492 | Labour Room | Baby Weight Machine | 1 | CROWN |  | NA | NA | 3000105524 | NA | 0 |  |  |  | Yes |  |  | Mungeli | 2015-07-28 | Dinesh Yadav | Barela | PHC
493 | OPD | Blood Pressure Monitor | 1 | Diamond |  | Regular | 13810 | 3000105268 | 2014-02-01 | 0 |  |  |  | Yes |  |  | Mungeli | 2015-07-21 | Anupam Sharma | Padampur | PHC
494 | OPD | Weight Machine | 1 | VICTONADX |  | NA | NA | 3000105269 | 2012-06-01 | 0 |  |  |  | Yes |  |  | Mungeli | 2015-07-21 | Anupam Sharma | Padampur | PHC
495 | OPD | Needle Cutter | 1 | HEAMO SAFE |  | NA | NA | 3000105270 | 2011-11-01 | 0 |  |  |  | No |  |  | Mungeli | 2015-07-21 | Anupam Sharma | Padampur | PHC
496 | Patpology | Microscope | 1 | LABOMED |  | VISION2000 | 141276243 | 3000105271 | 2015-04-01 | 0 |  |  |  | Yes |  |  | Mungeli | 2015-07-21 | Anupam Sharma | Padampur | PHC
497 | Patpology | centrifuge Machine | 1 | NA |  | NA | NA | 3000105272 | NA | 0 |  |  |  | Yes |  |  | Mungeli | 2015-07-21 | Anupam Sharma | Padampur | PHC
498 | Labour Room | suction machine | 1 | NA |  | NA | NA | 3000105273 | 2004-06-01 | 0 |  |  |  | No |  |  | Mungeli | 2015-07-21 | Anupam Sharma | Padampur | PHC
499 | Labour Room | OT Light | 1 | NA |  | NA | NA | 3000105274 | NA | 0 |  |  |  | Yes |  |  | Mungeli | 2015-07-21 | Anupam Sharma | Padampur | PHC
500 | Labour Room | Baby Weight Machine | 1 | ESSAE |  | BS-250 | 25014131688 | 3000105275 | 2014 | 0 |  |  |  | Yes |  |  | Mungeli | 2015-07-21 | Anupam Sharma | Padampur | PHC
501 | Labour Room | Baby Weight Machine | 1 | CROWN |  | NA | NA | 3000105276 | NA | 0 |  |  |  | Yes |  |  | Mungeli | 2015-07-21 | Anupam Sharma | Padampur | PHC
502 | Labour Room | Needle Cutter | 1 | MICRO SIL |  | ND-350 | 1489 | 3000105277 | 2007-12-01 | 0 |  |  |  | Yes |  |  | Mungeli | 2015-07-21 | Anupam Sharma | Padampur | PHC
503 | Labour Room | Fetal Doppler | 1 | AEON |  | CF0123 | NA | 3000105278 | 2015-04-01 | 0 |  |  |  | Yes |  |  | Mungeli | 2015-07-21 | Anupam Sharma | Padampur | PHC
504 | Labour Room | sterilizer | 1 | ATLAS |  | NA | 09F10090 | 3000105279 | NA | 0 |  |  |  | Yes |  |  | Mungeli | 2015-07-21 | Anupam Sharma | Padampur | PHC
505 | Labour Room | Nebulizer | 1 | INFIBE |  | MCN5600 | 2011011 | 3000105280 | 2013-09-01 | 0 |  |  |  | Yes |  |  | Mungeli | 2015-07-21 | Anupam Sharma | Padampur | PHC
506 | Labour Room | Autoclave | 1 | NA |  | NA | NA | 3000105281 | 2008-12-01 | 0 |  |  |  | No |  |  | Mungeli | 2015-07-21 | Anupam Sharma | Padampur | PHC
507 | Labour Room | sterilizer | 1 | VICTEWA |  | NA | NA | 3000105282 | 2009-08-01 | 0 |  |  |  | Yes |  |  | Mungeli | 2015-07-21 | Anupam Sharma | Padampur | PHC
508 | Store | Weight Machine | 1 | VICTEWA |  | DX | NA | 3000105283 | 2009-08-01 | 0 |  |  |  | No |  |  | Mungeli | 2015-07-21 | Anupam Sharma | Padampur | PHC
509 | Store | Refrigerator | 1 | LG |  | GL181RP | 703NLXZ00178 | 3000105284 | NA | 0 |  |  |  | No |  |  | Mungeli | 2015-07-21 | Anupam Sharma | Padampur | PHC
510 | Store | suction machine | 1 | NA |  | NA | NA | 3000105285 | 2013-09-01 | 0 |  |  |  | Yes |  |  | Mungeli | 2015-07-21 | Anupam Sharma | Padampur | PHC
511 | Store | sterilizer | 1 | NA |  | NA | NA | 3000105286 | NA | 0 |  |  |  | Yes |  |  | Mungeli | 2015-07-21 | Anupam Sharma | Padampur | PHC
512 | Store | Blood Pressure Monitor | 1 | SUMO+ |  | NA | SBP-131402 | 3000105287 | 2015-03-01 | 0 |  |  |  | Yes |  |  | Mungeli | 2015-07-21 | Anupam Sharma | Padampur | PHC
513 | Store | Blood Pressure Monitor | 1 | MICRO LIFE |  | NA | 90102018 | 3000105288 | 2005-05-01 | 0 |  |  |  | No |  |  | Mungeli | 2015-07-21 | Anupam Sharma | Padampur | PHC
514 | Store | Blood Pressure Monitor | 1 | MICRO LIFE |  | NA | 90102037 | 3000105289 | 2004-06-01 | 0 |  |  |  | No |  |  | Mungeli | 2015-07-21 | Anupam Sharma | Padampur | PHC
515 | Store | Baby Weight Machine | 1 | NA |  | NA | NA | 3000105290 | 2009-08-01 | 0 |  |  |  | No |  |  | Mungeli | 2015-07-21 | Anupam Sharma | Padampur | PHC
516 | OPD | Weight Machine | 1 | KRUPS |  | NA | NA | 3000105221 | 2012-10-01 | 0 |  |  |  | Yes |  |  | Mungeli | 2015-07-29 | Sanjay meena | Devarhat | PHC
517 | OPD | Blood Pressure Monitor | 1 | NUTECH |  | CEO434 | NGM-NB15822 | 3000105222 | 2014-03-01 | 0 |  |  |  | Yes |  |  | Mungeli | 2015-07-29 | Sanjay meena | Devarhat | PHC
518 | OPD | Baby Weight Machine | 1 | CROWN |  | NA | NA | 3000105223 | NA | 0 |  |  |  | Yes |  |  | Mungeli | 2015-07-29 | Sanjay meena | Devarhat | PHC
519 | OPD | Nebulizer | 1 | DR. DIAZ |  | HEMONEB | IN030312120227 | 3000105224 | 2014-03-01 | 0 |  |  |  | Yes |  |  | Mungeli | 2015-07-29 | Sanjay meena | Devarhat | PHC
520 | OPD | sterilizer | 1 | NA |  | NA | NA | 3000105225 | 2015-03-01 | 0 |  |  |  | Yes |  |  | Mungeli | 2015-07-29 | Sanjay meena | Devarhat | PHC
521 |  | Needle Cutter | 1 | SARATECH |  | SIR | 6336 | 3000105226 | NA | 0 |  |  |  | Yes |  |  | Mungeli | 2015-07-29 | Sanjay meena | Devarhat | PHC
522 |  | Baby Weight Machine | 1 | CROWN |  |  | NA | 3000105227 | NA | 0 |  |  |  | Yes |  |  | Mungeli | 2015-07-29 | Sanjay meena | Devarhat | PHC
523 |  | Weight Machine | 1 | NA |  | NA | NA | 3000105228 | NA | 0 |  |  |  | Yes |  |  | Mungeli | 2015-07-29 | Sanjay meena | Devarhat | PHC
524 |  | suction machine | 1 | PIONEFR |  | NA | NA | 3000105229 | 2012-03-01 | 0 |  |  |  | Yes |  |  | Mungeli | 2015-07-29 | Sanjay meena | Devarhat | PHC
525 |  | Nebulizer | 1 | NEBUTECH |  | NA | NA | 3000105230 | 2012-03-01 | 0 |  |  |  | No |  |  | Mungeli | 2015-07-29 | Sanjay meena | Devarhat | PHC
526 |  | Blood Pressure Monitor | 1 | NA |  | NA | NA | 3000105231 | NA | 0 |  |  |  | No |  |  | Mungeli | 2015-07-29 | Sanjay meena | Devarhat | PHC
527 |  | Needle Cutter | 1 | SARATECH |  | NA | 6578 | 3000105232 | NA | 0 |  |  |  | No |  |  | Mungeli | 2015-07-29 | Sanjay meena | Devarhat | PHC
528 |  | Refrigerator | 1 | LG |  | GL-195RL4/2011 | NA | 3000105233 | 2012-02-01 | 0 |  |  |  | Yes |  |  | Mungeli | 2015-07-29 | Sanjay meena | Devarhat | PHC
529 |  | sterilizer | 1 | NA |  | NA | NA | 3000105234 | NA | 0 |  |  |  | No |  |  | Mungeli | 2015-07-29 | Sanjay meena | Devarhat | PHC
530 |  | Weight Machine | 1 | NA |  | NA | NA | 3000105235 | NA | 0 |  |  |  | No |  |  | Mungeli | 2015-07-29 | Sanjay meena | Devarhat | PHC

## Kawardha (hidden)
S. No. | Department | Equipment Name | Qty. | Manufacturer | Year of Manufacturer | Model | Equipment S.No. | Barcode Sticker | Installation date (m-yy) | Under Warranty (Y=1/ N=0) | Warranty Upto (m-yy) | AMC / CMC (Y=1,N=0) | AMC/CMC upto (m/yy) | Working status |  | Medical (Radiologist/Pathologist etc) | Paramedical (LT/Radiographer/technician etc) | District | Date | Name of Consultant | Facility Name | Facility Type | Remark
1 | 2 | 3 | 4 | 5 | 6 | 7 | 8 | 9 | 10 | 11 | 12 | 13 | 14 | 15 | 16 | 17 | 18 | 19 | 20 | 21 | 22 | 23 | 24
1 | Labor Room | suction machine | 1 | Shiva | NA | NA | NA | 3000074848 | NA | 0 |  | 0 |  | yes |  |  |  | Kabirdham | 29/7/2015 | Lal Singh | Rampur | PHC
2 | Labor Room | Steriliser | 1 | Rexco | NA | NA | NA | 3000074849 | NA | 0 |  | 0 |  | yes |  |  |  | Kabirdham | 29/7/2015 | Lal Singh | Rampur | PHC
3 | Injection Room | Neboliser | 1 | MHS | NA | NA | NA | 3000074850 | NA | 0 |  | 0 |  | yes |  |  |  | Kabirdham | 29/7/2015 | Lal Singh | Rampur | PHC
4 | Injection Room | Steriliser | 1 | Rexco | NA | NA | NA | 3000074851 | NA | 0 |  | 0 |  | yes |  |  |  | Kabirdham | 29/7/2015 | Lal Singh | Rampur | PHC
5 | Injection Room | Needle cutter | 1 | Saratech | NA | NA | NA | 3000074852 | 2007-02-01 | 0 |  | 0 |  | yes |  |  |  | Kabirdham | 29/7/2015 | Lal Singh | Rampur | PHC
6 | Labor Room | Steriliser | 1 | Atlas | NA | NA | NA | 3000074853 | nA | 0 |  | 0 |  | yes |  |  |  | Kabirdham | 29/7/2015 | Lal Singh | Rampur | PHC
7 | Labor Room | Centrifuge(6 tube) | 1 | Local | NA | NA | NA | 3000074854 | NA | 0 |  | 0 |  | yes |  |  |  | Kabirdham | 29/7/2015 | Lal Singh | Rampur | PHC
8 | Labor Room | centrifuge(4 tube) | 1 | Local | NA | NA | NA | 3000074855 | NA | 0 |  | 0 |  | yes |  |  |  | Kabirdham | 29/7/2015 | Lal Singh | Rampur | PHC
9 | Labor Room | Autoclave(vertical) | 1 | Local | NA | NA | NA | 3000074856 | NA | 0 |  | 0 |  | yes |  |  |  | Kabirdham | 29/7/2015 | Lal Singh | Rampur | PHC
10 | Labor Room | Needle cutter | 1 | Saratech | NA | S1R | NA | 3000074857 | NA | 0 |  | 0 |  | NO |  |  |  | Kabirdham | 29/7/2015 | Lal Singh | Rampur | PHC
11 | Store Room | Infant Warmer | 1 | NA | NA | NA | NA | 3000074858 | NA | 0 |  | 0 |  | NO |  |  |  | Kabirdham | 29/7/2015 | Lal Singh | Rampur | PHC
12 | OPD | Blood pressure moniter | 1 | NA | NA | NA | NA | 3000074859 | 2012-05-01 | 0 |  | 0 |  | yes |  |  |  | Kabirdham | 29/7/2015 | Lal Singh | Rampur | PHC
13 | OPD | Foetal doppler | 1 | Hiqua | NA | NA | 4 507690500101 | 3000074860 | NA | 0 |  | 0 |  | NO |  |  |  | Kabirdham | 29/7/2015 | Lal Singh | Rampur | PHC
14 | OPD | Blood pressure moniter | 1 | Smart care | NA | NA | NA | 3000074861 | 2006-10-01 | 0 |  | 0 |  | NO |  |  |  | Kabirdham | 29/7/2015 | Lal Singh | Rampur | PHC
15 | OPD | Blood pressure moniter | 1 | Life line | NA | NA | 86082 | 3000074862 | NA | 0 |  | 0 |  | NO |  |  |  | Kabirdham | 29/7/2015 | Lal Singh | Rampur | PHC
16 | Labor Room | suction machine | 1 | NA | NA | NA | NA | 3000102149 | NA | 0 |  | 0 |  | NO |  |  |  | Kabirdham | 2015-01-08 | Lal Singh | Baijapur | PHC
17 | Labor Room | Baby weight machine | 1 | NA | NA | NA | NA | 3000102150 | NA | 0 |  | 0 |  | yes |  |  |  | Kabirdham | 1/8/20`15 | Lal Singh | Baijapur | PHC
18 | Labor Room | Foetal doppler | 1 | Pioneer | NA | NA | NA | 3000102151 | NA | 0 |  | 0 |  | yes |  |  |  | Kabirdham | 2015-01-08 | Lal Singh | Baijapur | PHC
19 | Labor Room | Needle cutter | 1 | Microsil | NA | NA | NA | 3000102152 | NA | 0 |  | 0 |  | yes |  |  |  | Kabirdham | 2015-01-08 | Lal Singh | Baijapur | PHC
20 | Store Room | Steriliser(Horizontal) | 1 | NA | NA | NA | NA | 3000102153 | NA | 0 |  | 0 |  | NO |  |  |  | Kabirdham | 2015-01-08 | Lal Singh | Baijapur | PHC
21 | Store Room | steriliser(vertical) | 1 | NA | NA | NA | NA | 3000102154 | NA | 0 |  | 0 |  | NO |  |  |  | Kabirdham | 2015-01-08 | Lal Singh | Baijapur | PHC
22 | Store Room | steriliser(vertical) | 1 | NA | NA | NA | NA | 3000102155 | NA | 0 |  | 0 |  | NO |  |  |  | Kabirdham | 2015-01-08 | Lal Singh | Baijapur | PHC
23 | Store Room | Blood pressure moniter | 1 | Ashoka | NA | NA | 98134-524 | 3000102156 | NA | 0 |  | 0 |  | yes |  |  |  | Kabirdham | 2015-01-08 | Lal Singh | Baijapur | PHC
24 | Store Room | Needle cutter | 1 | NA | NA | NA | NA | 3000102728 | NA | 0 |  | 0 |  | yes |  |  |  | Kabirdham | 28/7/2015 | Vishal kurmi | chhirpani | PHC
25 | Store Room | Needle cutter | 1 | NA | NA | NA | NA | 3000102728 | NA | 0 |  | 0 |  | yes |  |  |  | Kabirdham | 28/7/2015 | Vishal kurmi | chhirpani | PHC
26 | Store Room | suction machine | 1 | NA | NA | NA | NA | 3000102730 | NA | 0 |  | 0 |  | NO |  |  |  | Kabirdham | 28/7/2015 | Vishal kurmi | chhirpani | PHC
27 | Store Room | suction machine | 1 | NA | NA | NA | NA | 3000102731 | NA | 0 |  | 0 |  | NO |  |  |  | Kabirdham | 28/7/2015 | Vishal kurmi | chhirpani | PHC
28 | Store Room | suction machine | 1 | NA | NA | NA | NA | 3000102732 | NA | 0 |  | 0 |  | NO |  |  |  | Kabirdham | 28/72015 | Vishal kurmi | chhirpani | PHC
29 | Store Room | Neboliser | 1 | NA | NA | NA | NA | 3000102733 | NA | 0 |  | 0 |  | yes |  |  |  | Kabirdham | 28/7/2015 | Vishal kurmi | chhirpani | PHC
30 | Labor Room | Blood pressure moniter | 1 | NA | NA | NA | NA | 3000102704 | NA | 0 |  | 0 |  | yes |  |  |  | Kabirdham | 28/7/2015 | Vishal kurmi | chhirpani | PHC
31 | Labor Room | Weight machine | 1 | NA | NA | NA | NA | 3000102705 | NA | 0 |  | 0 |  | yes |  |  |  | Kabirdham | 28/7/2015 | Vishal kurmi | chhirpani | PHC
32 | Labor Room | Autoclave(horizontal) | 1 | NA | NA | NA | NA | 3000102706 | NA | 0 |  | 0 |  | yes |  |  |  | Kabirdham | 28/7/2015 | Vishal kurmi | chhirpani | PHC
33 | Store Room | steriliser | 1 | NA | NA | NA | NA | 3000102707 | NA | 0 |  | 0 |  | yes |  |  |  | Kabirdham | 28/7/2015 | Vishal kurmi | chhirpani | PHC
34 | Store Room | Steriliser(Horizontal) | 1 | NA | NA | NA | NA | 3000102708 | NA | 0 |  | 0 |  | yes |  |  |  | Kabirdham | 28/7/2015 | Vishal kurmi | chhirpani | PHC
35 | Store Room | Steriliser(Horizontal) | 1 | NA | NA | NA | NA | 3000102709 | NA | 0 |  | 0 |  | yes |  |  |  | Kabirdham | 28/7/2015 | Vishal kurmi | chhirpani | PHC
36 | Store Room | Autoclave(horizontal) | 1 | NA | NA | NA | NA | 3000102710 | NA | 0 |  | 0 |  | yes |  |  |  | Kabirdham | 28/7/2015 | Vishal kurmi | chhirpani | PHC
37 | Store Room | Autoclave(horizontal) | 1 | NA | NA | NA | NA | 3000102711 | NA | 0 |  | 0 |  | yes |  |  |  | Kabirdham | 28/7/2015 | Vishal kurmi | chhirpani | PHC
38 | Store Room | Autoclave(horizontal) | 1 | NA | NA | NA | NA | 3000102712 | NA | 0 |  | 0 |  | yes |  |  |  | Kabirdham | 28/7/205 | Vishal kurmi | chhirpani | PHC
39 | Store Room | Autoclave(horizontal) | 1 | NA | NA | NA | NA | 3000102713 | NA | 0 |  | 0 |  | yes |  |  |  | Kabirdham | 28/7/2015 | Vishal kurmi | chhirpani | PHC
40 | Store Room | Autoclave(horizontal) | 1 | NA | NA | NA | NA | 3000102714 | NA | 0 |  | 0 |  | yes |  |  |  | Kabirdham | 28/7/2015 | Vishal kurmi | chhirpani | PHC
41 | Store Room | Autoclave(horizontal) | 1 | NA | NA | NA | NA | 3000102715 | NA | 0 |  | 0 |  | yes |  |  |  | Kabirdham | 28/7/2015 | Vishal kurmi | chhirpani | PHC
42 | Store Room | Autoclave(vertical) | 1 | NA | NA | NA | NA | 3000102716 | NA | 0 |  | 0 |  | NO |  |  |  | Kabirdham | 28/7/2015 | Vishal kurmi | chhirpani | PHC
43 | Store Room | Autoclave(vertical) | 1 | NA | NA | NA | NA | 3000102717 | NA | 0 |  | 0 |  | NO |  |  |  | Kabirdham | 28/7/2015 | Vishal kurmi | chhirpani | PHC
44 | Store Room | Autoclave(vertical) | 1 | NA | NA | NA | NA | 3000102718 | NA | 0 |  | 0 |  | NO |  |  |  | Kabirdham | 28/7/2015 | Vishal kurmi | chhirpani | PHC
45 | Store Room | Autoclave(vertical) | 1 | NA | NA | NA | NA | 3000102719 | NA | 0 |  | 0 |  | NO |  |  |  | Kabirdham | 28/7/2015 | Vishal kurmi | chhirpani | PHC
46 | Store Room | Centrifuge | 1 | NA | NA | NA | NA | 3000102720 | NA | 0 |  | 0 |  | NO |  |  |  | Kabirdham | 28/7/2015 | Vishal kurmi | chhirpani | PHC
47 | Store Room | Centrifuge | 1 | NA | NA | NA | NA | 3000102721 | NA | 0 |  | 0 |  | NO |  |  |  | Kabirdham | 28/7/2015 | Vishal kurmi | chhirpani | PHC
48 | Store Room | Infant Warmer | 1 | NA | NA | NA | NA | 3000102722 | NA | 0 |  | 0 |  | NO |  |  |  | Kabirdham | 28/7/2015 | Vishal kurmi | chhirpani | PHC
49 | Store Room | Baby weight machine | 1 | NA | NA | NA | NA | 3000102723 | NA | 0 |  | 0 |  | Packed |  |  |  | Kabirdham | 28/7/2015 | Vishal kurmi | chhirpani | PHC
50 | Store Room | Baby weight machine | 1 | NA | NA | NA | NA | 3000102724 | NA | 0 |  | 0 |  | Packed |  |  |  | Kabirdham | 28/7/2015 | Vishal kurmi | chhirpani | PHC
51 | Store Room | Baby weight machine | 1 | NA | NA | NA | NA | 3000102725 | NA | 0 |  | 0 |  | Packed |  |  |  | Kabirdham | 28/7/2015 | Vishal kurmi | chhirpani | PHC
52 | Store Room | Needle cutter | 1 | crown | NA | NA | NA | 3000102726 | NA | 0 |  | 0 |  | Packed |  |  |  | Kabirdham | 28/7/2015 | Vishal kurmi | chhirpani | PHC
53 | Store Room | Needle cutter | 1 | crown | NA | NA | NA | 3000102727 | NA | 0 |  | 0 |  | Packed |  |  |  | Kabirdham | 28/7/2015 | Vishal kurmi | chhirpani | PHC
54 | Labor Room | Infant Warmer | 1 | NA | NA | NA | NA | 3000074742 | NA | 0 |  | 0 |  | yes |  |  |  | Kabirdham | 31/7/2015 | Golu Dhakud | Rakse | PHC
55 | Store Room | Autoclave(vertical) | 1 | NA | NA | NA | NA | 3000074743 | 2007-01-01 | 0 |  | 0 |  | yes |  |  |  | Kabirdham | 31/7/2015 | Golu Dhakud | Rakse | PHC
56 | Store Room | Autoclave(vertical) | 1 | NA | NA | NA | NA | 3000074744 | 2007-12-01 | 0 |  | 0 |  | yes |  |  |  | Kabirdham | 31/7/2015 | Golu Dhakud | Rakse | PHC
57 | Store Room | Steriliser | 1 | Atlas | NA | NA | NA | 3000074745 | NA | 0 |  | 0 |  | yes |  |  |  | Kabirdham | 31/7/2015 | Golu Dhakud | Rakse | PHC
58 | Store Room | Steriliser | 1 | Atlas | NA | NA | NA | 3000074746 | NA | 0 |  | 0 |  | yes |  |  |  | Kabirdham | 31/7/2015 | Golu Dhakud | Rakse | PHC
59 | Store Room | sterliser | 1 | Atlas | NA | NA | NA | 3000074747 | NA | 0 |  | 0 |  | NO |  |  |  | Kabirdham | 31/7/2015 | Golu Dhakud | Rakse | PHC
60 | Store Room | suction machine | 1 | Atlas | NA | NA | NA | 3000074748 | 2013 | 0 |  | 0 |  | NO |  |  |  | Kabirdham | 31/7/2015 | Golu Dhakud | Rakse | PHC
61 | Store Room | Autoclave(vertical) | 1 | NA | NA | NA | NA | 30000747430 | NA | 0 |  | 0 |  | yes |  |  |  | Kabirdham | 31/7/2015 | Golu Dhakud | Rakse | PHC
62 | OPD | Blood pressure moniter | 1 | NA | NA | NA | NA | 3000074831 | 2011 | 0 |  | 0 |  | yes |  |  |  | Kabirdham | 31/7/2015 | Golu Dhakud | Rakse | PHC
63 | OPD | Blood pressure moniter | 1 | Pioneer | NA | NA | 310534 | 3000074832 | 2011-11-01 | 0 |  | 0 |  | NO |  |  |  | Kabirdham | 31/7/2015 | Golu Dhakud | Rakse | PHC
64 | OPD | Neboliser | 1 | Saify | NA | smart care | 10353 | 3000074833 | 2011 | 0 |  | 0 |  | NO |  |  |  | Kabirdham | 31/7/2015 | Golu Dhakud | Rakse | PHC
65 | Injection Room | steriliser | 1 | Rexco | NA | NA | NA | 3000074834 | NA | 0 |  | 0 |  | yes |  |  |  | Kabirdham | 31/7/205 | Golu Dhakud | Rakse | PHC
66 | Injection Room | Needle cutter | 1 | Saratech | NA | S1R | NA | 3000074835 | NA | 0 |  | 0 |  | NO |  |  |  | Kabirdham | 31/7/2015 | Golu Dhakud | Rakse | PHC
67 | Injection Room | Foetal doppler | 1 | Jumper | NA | JPD-1008 | 7924100B0041 | 3000074836 | 2012 | 0 |  | 0 |  | yes |  |  |  | Kabirdham | 31/7/2015 | Golu Dhakud | Rakse | PHC
68 | OPD | Glucometer | 1 | Mini | NA | TD-4264 | 426411221001004C | 3000074837 | NA | 0 |  | 0 |  | yes |  |  |  | Kabirdham | 31/7/2015 | Golu Dhakud | Rakse | PHC
69 | SNCU | Baby Warmer | 1 | phoenix | NA | OCW100 | TI029 | 3000102001 | NA | 0 |  | 0 |  | Yes |  |  |  | Kabeerdham | 2015-07-20 | Vishal Kurmi & Suresh Kumar | Kabeerdham | DH
70 | SNCU | Phototherapy Unit | 1 | phoenix | NA | LEDPT100 | 1714 | 3000102002 | NA | 0 |  | 0 |  | Yes |  |  |  | Kabeerdham | 2015-07-20 | Vishal Kurmi & Suresh Kumar | Kabeerdham | DH
71 | SNCU | Baby Warmer | 1 | phoenix | NA | OCW100 | T1036 | 3000102003 | NA | 0 |  | 0 |  | Yes |  |  |  | Kabeerdham | 2015-07-20 | Vishal Kurmi & Suresh Kumar | Kabeerdham | DH
72 | SNCU | Baby Warmer | 1 | phoenix | NA | OCW100 | T1035 | 3000102004 | NA | 0 |  | 0 |  | Yes |  |  |  | Kabeerdham | 2015-07-20 | Vishal Kurmi & Suresh Kumar | Kabeerdham | DH
73 | SNCU | Baby Warmer | 1 | phoenix | NA | OCW100 | T1031 | 3000102005 | NA | 0 |  | 0 |  | No |  |  |  | Kabeerdham | 2015-07-20 | Vishal Kurmi & Suresh Kumar | Kabeerdham | DH
74 | SNCU | Phototherapy Unit | 1 | phoenix | NA | LEDPT100 | 1717 | 3000102006 | NA | 0 |  | 0 |  | Yes |  |  |  | Kabeerdham | 2015-07-20 | Vishal Kurmi & Suresh Kumar | Kabeerdham | DH
75 | SNCU | Baby Warmer | 1 | phoenix | NA | OCW100 | T1030 | 3000102007 | NA | 0 |  | 0 |  | No |  |  |  | Kabeerdham | 2015-07-20 | Vishal Kurmi & Suresh Kumar | Kabeerdham | DH
76 | SNCU | Phototherapy Unit | 1 | phoenix | NA | LEDPT100 | 1713 | 3000102008 | NA | 0 |  | 0 |  | Yes |  |  |  | Kabeerdham | 2015-07-20 | Vishal Kurmi & Suresh Kumar | Kabeerdham | DH
77 | SNCU | Baby Warmer | 1 | phoenix | NA | OCW100 | T1033 | 3000102009 | NA | 0 |  | 0 |  | Yes |  |  |  | Kabeerdham | 2015-07-20 | Vishal Kurmi & Suresh Kumar | Kabeerdham | DH
78 | SNCU | Baby Warmer | 1 | phoenix | NA | OCW100 | T1034 | 3000102010 | NA | 0 |  | 0 |  | Yes |  |  |  | Kabeerdham | 2015-07-20 | Vishal Kurmi & Suresh Kumar | Kabeerdham | DH
79 | SNCU | Phototherapy Unit | 1 | phoenix | NA | LEDPT100 | 1715 | 3000102011 | NA | 0 |  | 0 |  | Yes |  |  |  | Kabeerdham | 2015-07-20 | Vishal Kurmi & Suresh Kumar | Kabeerdham | DH
80 | SNCU | Baby Warmer | 1 | phoenix | NA | OCW100 | T1025 | 3000102012 | NA | 0 |  | 0 |  | Yes |  |  |  | Kabeerdham | 2015-07-20 | Vishal Kurmi & Suresh Kumar | Kabeerdham | DH
81 | SNCU | Phototherapy Unit | 1 | phoenix | NA | LEDPT100 | 1715 | 3000102013 | NA | 0 |  | 0 |  | Yes |  |  |  | Kabeerdham | 2015-07-20 | Vishal Kurmi & Suresh Kumar | Kabeerdham | DH
82 | SNCU | Baby Warmer | 1 | phoenix | NA | OCW100 | T1026 | 3000102014 | NA | 0 |  | 0 |  | Yes |  |  |  | Kabeerdham | 2015-07-20 | Vishal Kurmi & Suresh Kumar | Kabeerdham | DH
83 | SNCU | Baby Warmer | 1 | phoenix | NA | OCW100 | T1026 | 3000102015 | NA | 0 |  | 0 |  | Yes |  |  |  | Kabeerdham | 2015-07-20 | Vishal Kurmi & Suresh Kumar | Kabeerdham | DH
84 | SNCU | Phototherapy Unit | 1 | phoenix | NA | LEDPT100 | 1712 | 3000102016 | NA | 0 |  | 0 |  | Yes |  |  |  | Kabeerdham | 2015-07-20 | Vishal Kurmi & Suresh Kumar | Kabeerdham | DH
85 | SNCU | Baby Warmer | 1 | phoenix | NA | OCW100 | T1032 | 3000102017 | NA | 0 |  | 0 |  | Yes |  |  |  | Kabeerdham | 2015-07-20 | Vishal Kurmi & Suresh Kumar | Kabeerdham | DH
86 | SNCU | Baby Warmer | 1 | phoenix | NA | OCW100 | T1028 | 3000102018 | NA | 0 |  | 0 |  | Yes |  |  |  | Kabeerdham | 2015-07-20 | Vishal Kurmi & Suresh Kumar | Kabeerdham | DH
87 | Minor OT | OT Light | 1 | NA | NA | NA | NA | 3000102019 | NA | 0 |  | 0 |  | No |  |  |  | Kabeerdham | 2015-07-20 | Vishal Kurmi & Suresh Kumar | Kabeerdham | DH
88 | Minor OT | Autoclave | 1 | RANI | NA | NA | NA | 3000102020 | NA | 0 |  | 0 |  | No |  |  |  | Kabeerdham | 2015-07-20 | Vishal Kurmi & Suresh Kumar | Kabeerdham | DH
89 | Minor OT | suction machine | 1 | DELUE | NA | NA | NA | 3000102021 | NA | 0 |  | 0 |  | Yes |  |  |  | Kabeerdham | 2015-07-20 | Vishal Kurmi & Suresh Kumar | Kabeerdham | DH
90 | Minor OT | Needle Cutter | 1 | MEP | NA | CE1023 | NA | 3000102022 | NA | 0 |  | 0 |  | Yes |  |  |  | Kabeerdham | 2015-07-20 | Vishal Kurmi & Suresh Kumar | Kabeerdham | DH
91 | Male Ward | Needle Cutter | 1 | MEP | NA | CE1023 | NA | 3000102023 | NA | 0 |  | 0 |  | Yes |  |  |  | Kabeerdham | 2015-07-20 | Vishal Kurmi & Suresh Kumar | Kabeerdham | DH
92 | OPD | ECG (12 LAED) | 1 | Philips | NA | 860290 | 60290 | 3000102024 | 2006 | 0 |  | 0 |  | Yes |  |  |  | Kabeerdham | 2015-07-20 | Vishal Kurmi & Suresh Kumar | Kabeerdham | DH
93 | OPD | Needle Cutter | 1 | NA | NA | NA | NA | 3000102025 | 2006 | 0 |  | 0 |  | Yes |  |  |  | Kabeerdham | 2015-07-20 | Vishal Kurmi & Suresh Kumar | Kabeerdham | DH
94 | radiology | X-Ray | 1 | Simpns | NA | 5483 | 3787 | 3000102026 | 2006-04-20 | 0 |  | 0 |  | Yes |  | 1 | 2 | Kabeerdham | 2015-07-20 | Vishal Kurmi & Suresh Kumar | Kabeerdham | DH
95 | radiology | X-Ray (300 MA) | 1 | MEDITRONICS | NA | DIAGNOX-300 | 58062 | 3000102027 | 2006-04-20 | 0 |  | 0 |  | Yes |  |  |  | Kabeerdham | 2015-07-20 | Vishal Kurmi & Suresh Kumar | Kabeerdham | DH
96 | radiology | X-Ray (60 MA) | 1 | GMF | NA | XMHF-3-5 | SR2K14-03XHA-1 | 3000102028 | NA | 0 |  | 0 |  | Yes |  |  |  | Kabeerdham | 2015-07-20 | Vishal Kurmi & Suresh Kumar | Kabeerdham | DH
97 | radiology | Xray | 1 | Allewger | NA | ALLDENTHFDIG-IT | 2K1307-030 | 3000102029 | NA | 0 |  | 0 |  | Yes |  |  |  | Kabeerdham | 2015-07-20 | Vishal Kurmi & Suresh Kumar | Kabeerdham | DH
98 | Pathology | Needle Cutter | 1 | SARATECH | NA | NA | NA | 3000102030 | NA | 0 |  | 0 |  | Yes |  | 1 | 4 | Kabeerdham | 2015-07-20 | Vishal Kurmi & Suresh Kumar | Kabeerdham | DH
99 | Pathology | Microscope | 1 | BIOSCAN | NA | NA | NA | 3000102031 | NA | 0 |  | 0 |  | Yes |  |  |  | Kabeerdham | 2015-07-20 | Vishal Kurmi & Suresh Kumar | Kabeerdham | DH
100 | Pathology | hot air oven | 1 | NA | NA | NA | NA | 3000102032 | NA | 0 |  | 0 |  | No |  |  |  | Kabeerdham | 2015-07-20 | Vishal Kurmi & Suresh Kumar | Kabeerdham | DH
101 | Pathology | incubator | 1 | SHIVAN | NA | NA | NA | 3000102033 | NA | 0 |  | 0 |  | Yes |  |  |  | Kabeerdham | 2015-07-20 | Vishal Kurmi & Suresh Kumar | Kabeerdham | DH
102 | Pathology | CBC Machine | 1 | LABLIFE | NA | NA | NA | 3000102034 | NA | 0 |  | 0 |  | Yes |  |  |  | Kabeerdham | 2015-07-20 | Vishal Kurmi & Suresh Kumar | Kabeerdham | DH
103 | Pathology | CBC Machine | 1 | LABLIFE | NA | NA | NA | 3000102035 | NA | 0 |  | 0 |  | No |  |  |  | Kabeerdham | 2015-07-20 | Vishal Kurmi & Suresh Kumar | Kabeerdham | DH
104 | Pathology | centrifuge Machine | 1 | NA | NA | NA | NA | 3000102036 | NA | 0 |  | 0 |  | Yes |  |  |  | Kabeerdham | 2015-07-20 | Vishal Kurmi & Suresh Kumar | Kabeerdham | DH
105 | Pathology | electrophoresis | 1 | NA | NA | NA | NA | 3000102037 | NA | 0 |  | 0 |  | Yes |  |  |  | Kabeerdham | 2015-07-20 | Vishal Kurmi & Suresh Kumar | Kabeerdham | DH
106 | Pathology | analyzer | 1 | Beaeon | NA | FEGEN4000 | AC810706BEC | 3000102038 | NA | 0 |  | 0 |  | Yes |  |  |  | Kabeerdham | 2015-07-20 | Vishal Kurmi & Suresh Kumar | Kabeerdham | DH
107 | Pathology | colorimeter | 1 | NA | NA | NA | NA | 3000102039 | NA | 0 |  | 0 |  | No |  |  |  | Kabeerdham | 2015-07-20 | Vishal Kurmi & Suresh Kumar | Kabeerdham | DH
108 | Pathology | colorimeter | 1 | NA | NA | NA | NA | 3000102040 | NA | 0 |  | 0 |  | No |  |  |  | Kabeerdham | 2015-07-20 | Vishal Kurmi & Suresh Kumar | Kabeerdham | DH
109 | OT | anesthesia gas machine | 1 | ALEO | NA | JOPTTER+ | 2002770 | 3000102501 | 2015 | 0 |  | 0 |  | Yes |  |  |  | Kabeerdham | 2015-07-20 | Vishal Kurmi & Suresh Kumar | Kabeerdham | DH
110 | OT | Baby Warmer | 1 | MEDITREN | NA | NA | NA | 3000102502 | NA | 0 |  | 0 |  | Yes |  |  |  | Kabeerdham | 2015-07-20 | Vishal Kurmi & Suresh Kumar | Kabeerdham | DH
111 | OT | Weight Machine | 1 | DOOBELBROWN | NA | NA | NA | 3000102503 | NA | 0 |  | 0 |  | Yes |  |  |  | Kabeerdham | 2015-07-20 | Vishal Kurmi & Suresh Kumar | Kabeerdham | DH
112 | OT | OT Light | 1 | Philips | NA | 76921 | 550 | 3000102504 | NA | 0 |  | 0 |  | Yes |  |  |  | Kabeerdham | 2015-07-20 | Vishal Kurmi & Suresh Kumar | Kabeerdham | DH
113 | OT | Autoclave | 1 | NA | NA | NA | NA | 3000102505 | NA | 0 |  | 0 |  | Yes |  |  |  | Kabeerdham | 2015-07-20 | Vishal Kurmi & Suresh Kumar | Kabeerdham | DH
114 | OT | centrifuge Machine | 1 | STERIMAX | NA | NA | 9G1044 | 3000102506 | NA | 0 |  | 0 |  | Yes |  |  |  | Kabeerdham | 2015-07-20 | Vishal Kurmi & Suresh Kumar | Kabeerdham | DH
115 | EYE OT | OT Light | 1 | Philips | NA | FST12CE | 76921 | 3000102507 | NA | 0 |  | 0 |  | No |  |  |  | Kabeerdham | 2015-07-20 | Vishal Kurmi & Suresh Kumar | Kabeerdham | DH
116 | EYE OT | OT Light | 1 | Philips | NA | KF217IWMED | 1027 | 3000102508 | NA | 0 |  | 0 |  | Yes |  |  |  | Kabeerdham | 2015-07-20 | Vishal Kurmi & Suresh Kumar | Kabeerdham | DH
117 | EYE OT | suction machine | 1 | NA | NA | NA | NA | 3000102509 | NA | 0 |  | 0 |  | Yes |  |  |  | Kabeerdham | 2015-07-20 | Vishal Kurmi & Suresh Kumar | Kabeerdham | DH
118 | EYE OT | suction machine | 1 | NA | NA | NA | NA | 3000102510 | NA | 0 |  | 0 |  | Yes |  |  |  | Kabeerdham | 2015-07-20 | Vishal Kurmi & Suresh Kumar | Kabeerdham | DH
119 | EYE OT | ventilator | 1 | NA | NA | NA | 3501051 | 3000102511 | NA | 0 |  | 0 |  | Yes |  |  |  | Kabeerdham | 2015-07-20 | Vishal Kurmi & Suresh Kumar | Kabeerdham | DH
120 | Labour Room | Baby Warmer | 1 | miditrin | NA | NA | NA | 3000102512 | NA | 0 |  | 0 |  | Yes |  |  |  | Kabeerdham | 2015-07-20 | Vishal Kurmi & Suresh Kumar | Kabeerdham | DH
121 | Labour Room | Baby Weight Machine | 1 | Essae | NA | BS200 | 25014136601 15 KG | 3000102513 | NA | 0 |  | 0 |  | Yes |  |  |  | Kabeerdham | 2015-07-20 | Vishal Kurmi & Suresh Kumar | Kabeerdham | DH
122 | Labour Room | suction machine | 1 | Yogo CareMax | NA | NA | NA | 3000102514 | NA | 0 |  | 0 |  | Yes |  |  |  | Kabeerdham | 2015-07-20 | Vishal Kurmi & Suresh Kumar | Kabeerdham | DH
123 | Labour Room | suction machine | 1 | NA | NA | NA | NA | 3000102515 | NA | 0 |  | 0 |  | Yes |  |  |  | Kabeerdham | 2015-07-20 | Vishal Kurmi & Suresh Kumar | Kabeerdham | DH
124 | Labour Room | Shadowles Light | 1 | NA | NA | NA | NA | 3000102516 | NA | 0 |  | 0 |  | Yes |  |  |  | Kabeerdham | 2015-07-20 | Vishal Kurmi & Suresh Kumar | Kabeerdham | DH
125 | Labour Room | Fetal Doppler | 1 | NA | NA | GFM-11 | 20140A010 | 3000102517 | NA | 0 |  | 0 |  | Yes |  |  |  | Kabeerdham | 2015-07-20 | Vishal Kurmi & Suresh Kumar | Kabeerdham | DH
126 | Labour Room | Needle Cutter | 1 | MCP | NA | CE1023 | NA | 3000102518 | NA | 0 |  | 0 |  | Yes |  |  |  | Kabeerdham | 2015-07-20 | Vishal Kurmi & Suresh Kumar | Kabeerdham | DH
127 | Blood Bank | Microscope | 1 | NA | NA | NA | NA | 3000102519 | NA | 0 |  | 0 |  | Yes |  |  |  | Kabeerdham | 2015-07-20 | Vishal Kurmi & Suresh Kumar | Kabeerdham | DH
128 | Blood Bank | centrifuge Machine | 1 | NA | NA | NA | NA | 3000102520 | NA | 0 |  | 0 |  | No |  |  |  | Kabeerdham | 2015-07-20 | Vishal Kurmi & Suresh Kumar | Kabeerdham | DH
129 | Blood Bank | centrifuge Machine | 1 | NA | NA | NA | NA | 3000102521 | NA | 0 |  | 0 |  | No |  |  |  | Kabeerdham | 2015-07-20 | Vishal Kurmi & Suresh Kumar | Kabeerdham | DH
130 | Blood Bank | incubator | 1 | NA | NA | NA | NA | 3000102522 | NA | 0 |  | 0 |  | No |  |  |  | Kabeerdham | 2015-07-20 | Vishal Kurmi & Suresh Kumar | Kabeerdham | DH
131 | Blood Bank | incubator | 1 | NA | NA | NA | NA | 3000102523 | NA | 0 |  | 0 |  | No |  |  |  | Kabeerdham | 2015-07-20 | Vishal Kurmi & Suresh Kumar | Kabeerdham | DH
132 | Blood Bank | incubator | 1 | NA | NA | NA | NA | 3000102524 | NA | 0 |  | 0 |  | No |  |  |  | Kabeerdham | 2015-07-20 | Vishal Kurmi & Suresh Kumar | Kabeerdham | DH
133 | Blood Bank | Microscope | 1 | NA | NA | NA | NA | 3000102525 | NA | 0 |  | 0 |  | No |  |  |  | Kabeerdham | 2015-07-20 | Vishal Kurmi & Suresh Kumar | Kabeerdham | DH
134 | Blood Bank | blood bank refrigerator | 1 | Yauo | NA | YSTS72 | 09A0400 | 3000102526 | NA | 0 |  | 0 |  | Yes |  |  |  | Kabeerdham | 2015-07-20 | Vishal Kurmi & Suresh Kumar | Kabeerdham | DH
135 | Blood Bank | blood bank refrigerator | 1 | ECO | NA | HBR-240B | HGR-204021 | 3000102527 | NA | 0 |  | 0 |  | No |  |  |  | Kabeerdham | 2015-07-20 | Vishal Kurmi & Suresh Kumar | Kabeerdham | DH
136 | Blood Bank | blood bank refrigerator | 1 | TECKNIC | NA | NA | NA | 3000102528 | NA | 0 |  | 0 |  | No |  |  |  | Kabeerdham | 2015-07-20 | Vishal Kurmi & Suresh Kumar | Kabeerdham | DH
137 | Blood Bank | blood collection monitor | 1 | HICAYE | NA | NA | NA | 3000102529 | NA | 0 |  | 0 |  | No |  |  |  | Kabeerdham | 2015-07-20 | Vishal Kurmi & Suresh Kumar | Kabeerdham | DH
138 | Blood Bank | blood bank refrigerator | 1 | REMI | NA | BRT80 | 130I3409 | 3000102530 | NA | 0 |  | 0 |  | Yes |  |  |  | Kabeerdham | 2015-07-20 | Vishal Kurmi & Suresh Kumar | Kabeerdham | DH
139 | Blood Bank | blood bank refrigerator | 1 | REMI | NA | 396LAG | DEIS5339 | 3000102531 | NA | 0 |  | 0 |  | Yes |  |  |  | Kabeerdham | 2015-07-20 | Vishal Kurmi & Suresh Kumar | Kabeerdham | DH
140 | Blood Bank | elisa reader | 1 | TRANSASIA | NA | FL-5 | 1217 | 3000102532 | NA | 0 |  | 0 |  | Yes |  |  |  | Kabeerdham | 2015-07-20 | Vishal Kurmi & Suresh Kumar | Kabeerdham | DH
141 | Blood Bank | elisa reader | 1 | NA | NA | 355 | 355-1-0144 | 3000102533 | NA | 0 |  | 0 |  | Yes |  |  |  | Kabeerdham | 2015-07-20 | Vishal Kurmi & Suresh Kumar | Kabeerdham | DH
142 | Blood Bank | washer elisa | 1 | THERMO | NA | 516077/P | 006-1-10259 | 3000102534 | NA | 0 |  | 0 |  | Yes |  |  |  | Kabeerdham | 2015-07-20 | Vishal Kurmi & Suresh Kumar | Kabeerdham | DH
143 | EYE | slit lamp | 1 | NA | NA | DS-01 | 52141063 | 3000102535 | 2015 | 0 |  | 0 |  | Yes |  |  |  | Kabeerdham | 2015-07-20 | Vishal Kurmi & Suresh Kumar | Kabeerdham | DH
144 | EYE | auto refractometer | 1 | Canon | NA | NA | NA | 3000102536 | 2015 | 0 |  | 0 |  | Yes |  |  |  | Kabeerdham | 2015-07-20 | Vishal Kurmi & Suresh Kumar | Kabeerdham | DH
145 | EYE | vision drum | 1 | NA | NA | NA | GSL-NI-782 | 3000102537 | NA | 0 |  | 0 |  | Yes |  |  |  | Kabeerdham | 2015-07-20 | Vishal Kurmi & Suresh Kumar | Kabeerdham | DH
146 | EYE | slit lamp | 1 | NA | NA | NA | GSL-NI-782 | 3000102538 | 2003 | 0 |  | 0 |  | Yes |  |  |  | Kabeerdham | 2015-07-20 | Vishal Kurmi & Suresh Kumar | Kabeerdham | DH
147 | EYE | kerato meter | 1 | APPASMY OCULAR | NA | NA | 610304098 | 3000102539 | NA | 0 |  | 0 |  | Yes |  |  |  | Kabeerdham | 2015-07-20 | Vishal Kurmi & Suresh Kumar | Kabeerdham | DH
148 | EYE | Microscope (monocular) | 1 | ZEISS | NA | NA | NA | 3000102540 | NA | 0 |  | 0 |  | Yes |  |  |  | Kabeerdham | 2015-07-20 | Vishal Kurmi & Suresh Kumar | Kabeerdham | DH
149 | EYE | vision drum | 1 | NA | NA | NA | NA | 3000102541 | NA | 0 |  | 0 |  | Yes |  |  |  | Kabeerdham | 2015-07-20 | Vishal Kurmi & Suresh Kumar | Kabeerdham | DH
150 | Dental | dental chair | 1 | chesa | NA | NA | NA | 3000102542 | NA | 0 |  | 0 |  | Yes |  |  |  | Kabeerdham | 2015-07-20 | Vishal Kurmi & Suresh Kumar | Kabeerdham | DH
151 | Dental | Dental X-ray | 1 | gomax | NA | NA | NA | 3000102543 | NA | 0 |  | 0 |  | Yes |  |  |  | Kabeerdham | 2015-07-20 | Vishal Kurmi & Suresh Kumar | Kabeerdham | DH
152 | Dental | hot air oven | 1 | NA | NA | NA | NA | 3000102544 | NA | 0 |  | 0 |  | Yes |  |  |  | Kabeerdham | 2015-07-20 | Vishal Kurmi & Suresh Kumar | Kabeerdham | DH
153 | Dental | scaler | 1 | NA | NA | NA | NA | 3000102545 | NA | 0 |  | 0 |  | Yes |  |  |  | Kabeerdham | 2015-07-20 | Vishal Kurmi & Suresh Kumar | Kabeerdham | DH
154 | Dental | boiler | 1 | NA | NA | NA | NA | 3000102546 | NA | 0 |  | 0 |  | Yes |  |  |  | Kabeerdham | 2015-07-20 | Vishal Kurmi & Suresh Kumar | Kabeerdham | DH
155 | physiotherapy | us therapy | 1 | UPKRAN | NA | NA | NA | 3000102547 | NA | 0 |  | 0 |  | Yes |  |  |  | Kabeerdham | 2015-07-20 | Vishal Kurmi & Suresh Kumar | Kabeerdham | DH
156 | physiotherapy | wax therapy | 1 | NA | NA | NA | 14BM857/NEWKDNAIV00 | 3000102548 | NA | 0 |  | 0 |  | Yes |  |  |  | Kabeerdham | 2015-07-20 | Vishal Kurmi & Suresh Kumar | Kabeerdham | DH
157 | physiotherapy | tens therapy | 1 | NA | NA | NA | NA | 3000102549 | NA | 0 |  | 0 |  | Yes |  |  |  | Kabeerdham | 2015-07-20 | Vishal Kurmi & Suresh Kumar | Kabeerdham | DH
158 | Pathology | binoculars microscope | 1 | NA | NA | NA | NA | 3000102550 | NA | 0 |  | 0 |  | Yes |  |  |  | Kabeerdham | 2015-07-20 | Vishal Kurmi & Suresh Kumar | Kabeerdham | DH
159 | Pathology | binoculars microscope | 1 | NA | NA | NA | NA | 3000102551 | NA | 0 |  | 0 |  | No |  |  |  | Kabeerdham | 2015-07-20 | Vishal Kurmi & Suresh Kumar | Kabeerdham | DH
160 | radiology | sonography | 1 | ALLOCA | NA | IPC-1530 | M09827 | 3000102552 | NA | 0 |  | 0 |  | No |  |  |  | Kabeerdham | 2015-07-20 | Vishal Kurmi & Suresh Kumar | Kabeerdham | DH
161 | radiology | tmt machine | 1 | RMS | NA | NA | NA | 3000102553 | NA | 0 |  | 0 |  | Yes |  | 1 | 2 | Kabeerdham | 2015-07-20 | Vishal Kurmi & Suresh Kumar | Kabeerdham | DH
162 | radiology | sonography | 1 | MINDRAY | NA | DC-N3 | NA | 3000102554 | NA | 0 |  | 0 |  | Yes |  |  |  | Kabeerdham | 2015-07-20 | Vishal Kurmi & Suresh Kumar | Kabeerdham | DH
163 | Vaccine room | Needle Cutter | 1 | SARATECH | NA | NA | NA | 3000102555 | NA | 0 |  | 0 |  | Yes |  |  |  | Kabeerdham | 2015-07-20 | Vishal Kurmi & Suresh Kumar | Kabeerdham | DH
164 | TB | binoculars microscope | 1 | LABOMED | NA | NA | 402 | 3000102556 | NA | 0 |  | 0 |  | Yes |  |  |  | Kabeerdham | 2015-07-20 | Vishal Kurmi & Suresh Kumar | Kabeerdham | DH
165 | TB | microscope | 1 | LABOMED | NA | NA | 4382 | 3000102557 | NA | 0 |  | 0 |  | No |  |  |  | Kabeerdham | 2015-07-20 | Vishal Kurmi & Suresh Kumar | Kabeerdham | DH
166 | OT | cautery | 1 | BIP | NA | SHALYA-EASY | FPO9E02J | 3000102558 | NA | 0 |  | 0 |  | No |  |  |  | Kabeerdham | 2015-07-20 | Vishal Kurmi & Suresh Kumar | Kabeerdham | DH
167 | OT | Autoclave | 1 | NA | NA | NA | NA | 3000102559 | NA | 0 |  | 0 |  | No |  |  |  | Kabeerdham | 2015-07-20 | Vishal Kurmi & Suresh Kumar | Kabeerdham | DH
168 | OT | Autoclave | 1 | NA | NA | NA | NA | 3000102560 | NA | 0 |  | 0 |  | No |  |  |  | Kabeerdham | 2015-07-20 | Vishal Kurmi & Suresh Kumar | Kabeerdham | DH
169 | OT | Autoclave | 1 | NA | NA | NA | NA | 3000102561 | NA | 0 |  | 0 |  | No |  |  |  | Kabeerdham | 2015-07-20 | Vishal Kurmi & Suresh Kumar | Kabeerdham | DH
170 | OT | Baby Warmer | 1 | MEDI TRON | NA | NA | NA | 3000102562 | NA | 0 |  | 0 |  | No |  |  |  | Kabeerdham | 2015-07-20 | Vishal Kurmi & Suresh Kumar | Kabeerdham | DH
171 | Store | OT Light | 1 | NA | NA | NA | NA | 3000102563 | NA | 0 |  | 0 |  | No |  |  |  | Kabeerdham | 2015-07-20 | Vishal Kurmi & Suresh Kumar | Kabeerdham | DH
172 | Store | OT Light | 1 | NA | NA | NA | NA | 3000102564 | NA | 0 |  | 0 |  | No |  |  |  | Kabeerdham | 2015-07-20 | Vishal Kurmi & Suresh Kumar | Kabeerdham | DH
173 | Store | OT Light | 1 | NA | NA | NA | NA | 3000102565 | NA | 0 |  | 0 |  | No |  |  |  | Kabeerdham | 2015-07-20 | Vishal Kurmi & Suresh Kumar | Kabeerdham | DH
174 | Store | OT Light | 1 | NA | NA | NA | NA | 3000102566 | NA | 0 |  | 0 |  | No |  |  |  | Kabeerdham | 2015-07-20 | Vishal Kurmi & Suresh Kumar | Kabeerdham | DH
175 | Store | OT Light | 1 | NA | NA | NA | NA | 3000102567 | NA | 0 |  | 0 |  | No |  |  |  | Kabeerdham | 2015-07-20 | Vishal Kurmi & Suresh Kumar | Kabeerdham | DH
176 | Store | OT Light | 1 | NA | NA | NA | NA | 3000102568 | NA | 0 |  | 0 |  | No |  |  |  | Kabeerdham | 2015-07-20 | Vishal Kurmi & Suresh Kumar | Kabeerdham | DH
177 | Store | sterilizer | 1 | NA | NA | NA | NA | 3000102569 | NA | 0 |  | 0 |  | Yes |  |  |  | Kabeerdham | 2015-07-20 | Vishal Kurmi & Suresh Kumar | Kabeerdham | DH
178 | Store | sterilizer | 1 | NA | NA | NA | NA | 3000102570 | NA | 0 |  | 0 |  | Yes |  |  |  | Kabeerdham | 2015-07-20 | Vishal Kurmi & Suresh Kumar | Kabeerdham | DH
179 | Store | sterilizer | 1 | NA | NA | NA | NA | 3000102571 | NA | 0 |  | 0 |  | Yes |  |  |  | Kabeerdham | 2015-07-20 | Vishal Kurmi & Suresh Kumar | Kabeerdham | DH
180 | Store | sterilizer | 1 | NA | NA | NA | NA | 3000102572 | NA | 0 |  | 0 |  | Yes |  |  |  | Kabeerdham | 2015-07-20 | Vishal Kurmi & Suresh Kumar | Kabeerdham | DH
181 | Store | sterilizer | 1 | NA | NA | NA | NA | 3000102573 | NA | 0 |  | 0 |  | Yes |  |  |  | Kabeerdham | 2015-07-20 | Vishal Kurmi & Suresh Kumar | Kabeerdham | DH
182 | Store | sterilizer | 1 | NA | NA | NA | NA | 3000102574 | NA | 0 |  | 0 |  | Yes |  |  |  | Kabeerdham | 2015-07-20 | Vishal Kurmi & Suresh Kumar | Kabeerdham | DH
183 | Store | ultrasound machine | 1 | pro Sound | NA | IPC-1530 | M10340 | 3000102575 | NA | 0 |  | 0 |  | No |  |  |  | Kabeerdham | 2015-07-20 | Vishal Kurmi & Suresh Kumar | Kabeerdham | DH
184 | Store | Blood Pressure Monitor | 1 | NA | NA | NA | NA | 3000102576 | NA | 0 |  | 0 |  | No |  |  |  | Kabeerdham | 2015-07-20 | Vishal Kurmi & Suresh Kumar | Kabeerdham | DH
185 | Store | Blood Pressure Monitor | 1 | NA | NA | NA | NA | 3000102577 | NA | 0 |  | 0 |  | No |  |  |  | Kabeerdham | 2015-07-20 | Vishal Kurmi & Suresh Kumar | Kabeerdham | DH
186 | Store | Blood Pressure Monitor | 1 | NA | NA | NA | NA | 3000102578 | NA | 0 |  | 0 |  | No |  |  |  | Kabeerdham | 2015-07-20 | Vishal Kurmi & Suresh Kumar | Kabeerdham | DH
187 | Store | Blood Pressure Monitor | 1 | NA | NA | NA | NA | 3000102579 | NA | 0 |  | 0 |  | No |  |  |  | Kabeerdham | 2015-07-20 | Vishal Kurmi & Suresh Kumar | Kabeerdham | DH
188 | Store | Blood Pressure Monitor | 1 | NA | NA | NA | NA | 3000102580 | NA | 0 |  | 0 |  | No |  |  |  | Kabeerdham | 2015-07-20 | Vishal Kurmi & Suresh Kumar | Kabeerdham | DH
189 | Store | Blood Pressure Monitor | 1 | NA | NA | NA | NA | 3000102581 | NA | 0 |  | 0 |  | No |  |  |  | Kabeerdham | 2015-07-20 | Vishal Kurmi & Suresh Kumar | Kabeerdham | DH
190 | Store | suction machine | 1 | NA | NA | NA | NA | 3000102582 | NA | 0 |  | 0 |  | No |  |  |  | Kabeerdham | 2015-07-20 | Vishal Kurmi & Suresh Kumar | Kabeerdham | DH
191 | Store | Autoclave | 1 | NA | NA | NA | NA | 3000102583 | NA | 0 |  | 0 |  | No |  |  |  | Kabeerdham | 2015-07-20 | Vishal Kurmi & Suresh Kumar | Kabeerdham | DH
192 | Store | suction machine | 1 | NA | NA | NA | NA | 3000102584 | NA | 0 |  | 0 |  | No |  |  |  | Kabeerdham | 2015-07-20 | Vishal Kurmi & Suresh Kumar | Kabeerdham | DH
193 | Store | suction machine | 1 | NA | NA | NA | NA | 3000102585 | NA | 0 |  | 0 |  | No |  |  |  | Kabeerdham | 2015-07-20 | Vishal Kurmi & Suresh Kumar | Kabeerdham | DH
194 | Store | Blood Pressure Monitor | 1 | NA | NA | NA | NA | 3000102586 | NA | 0 |  | 0 |  | No |  |  |  | Kabeerdham | 2015-07-20 | Vishal Kurmi & Suresh Kumar | Kabeerdham | DH
195 | Store | Blood Pressure Monitor | 1 | NA | NA | NA | NA | 3000102587 | NA | 0 |  | 0 |  | No |  |  |  | Kabeerdham | 2015-07-20 | Vishal Kurmi & Suresh Kumar | Kabeerdham | DH
196 | Store | Blood Pressure Monitor | 1 | NA | NA | NA | NA | 3000102588 | NA | 0 |  | 0 |  | No |  |  |  | Kabeerdham | 2015-07-20 | Vishal Kurmi & Suresh Kumar | Kabeerdham | DH
197 | Store | Weight Machine | 1 | Essae | NA | BS-250 | 250141131661 | 3000102589 | NA | 0 |  | 0 |  | Yes |  |  |  | Kabeerdham | 2015-07-20 | Vishal Kurmi & Suresh Kumar | Kabeerdham | DH
198 | Store | Blood Pressure Monitor | 1 | NA | NA | NA | NA | 3000102590 | NA | 0 |  | 0 |  | Yes |  |  |  | Kabeerdham | 2015-07-20 | Vishal Kurmi & Suresh Kumar | Kabeerdham | DH
199 | Store | cardiac monitor | 1 | Philips | NA | MH0028 | BE2866579 | 3000102596 | NA | 0 |  | 0 |  | Yes |  |  |  | Kabeerdham | 2015-07-20 | Vishal Kurmi & Suresh Kumar | Kabeerdham | DH
200 | Store | Blood Pressure Monitor | 1 | NA | NA | NA | NA | 3000102591 | NA | 0 |  | 0 |  | Yes |  |  |  | Kabeerdham | 2015-07-20 | Vishal Kurmi & Suresh Kumar | Kabeerdham | DH
201 | Store | Blood Pressure Monitor | 1 | NA | NA | NA | NA | 3000102592 | NA | 0 |  | 0 |  | Yes |  |  |  | Kabeerdham | 2015-07-20 | Vishal Kurmi & Suresh Kumar | Kabeerdham | DH
202 | Store | Blood Pressure Monitor | 1 | NA | NA | NA | NA | 3000102593 | NA | 0 |  | 0 |  | Yes |  |  |  | Kabeerdham | 2015-07-20 | Vishal Kurmi & Suresh Kumar | Kabeerdham | DH
203 | Store | Blood Pressure Monitor | 1 | NA | NA | NA | NA | 3000102594 | NA | 0 |  | 0 |  | Yes |  |  |  | Kabeerdham | 2015-07-20 | Vishal Kurmi & Suresh Kumar | Kabeerdham | DH
204 | Store | pulse oximeter | 1 | Datex ohmeda | NA | 0080027-9560 | NA | 3000102595 | NA | 0 |  | 0 |  | Yes |  |  |  | Kabeerdham | 2015-07-20 | Vishal Kurmi & Suresh Kumar | Kabeerdham | DH
205 | Store | Needle Cutter | 1 | NA | NA | NA | NA | 3000102600 | NA | 0 |  | 0 |  | No |  |  |  | Kabeerdham | 2015-07-20 | Vishal Kurmi & Suresh Kumar | Kabeerdham | DH
206 | Store | Needle Cutter | 1 | NA | NA | NA | NA | 3000102599 | NA | 0 |  | 0 |  | No |  |  |  | Kabeerdham | 2015-07-20 | Vishal Kurmi & Suresh Kumar | Kabeerdham | DH
207 | Store | Needle Cutter | 1 | NA | NA | NA | NA | 3000102598 | NA | 0 |  | 0 |  | No |  |  |  | Kabeerdham | 2015-07-20 | Vishal Kurmi & Suresh Kumar | Kabeerdham | DH
208 | Store | Needle Cutter | 1 | NA | NA | NA | NA | 3000102597 | NA | 0 |  | 0 |  | No |  |  |  | Kabeerdham | 2015-07-20 | Vishal Kurmi & Suresh Kumar | Kabeerdham | DH
209 | Store | Needle Cutter | 1 | NA | NA | NA | NA | 3000102601 | NA | 0 |  | 0 |  | No |  |  |  | Kabeerdham | 2015-07-20 | Vishal Kurmi & Suresh Kumar | Kabeerdham | DH
210 | Store | Autoclave | 1 | NA | NA | NA | NA | 3000102602 | NA | 0 |  | 0 |  | No |  |  |  | Kabeerdham | 2015-07-20 | Vishal Kurmi & Suresh Kumar | Kabeerdham | DH
211 | Store | Autoclave | 1 | NA | NA | NA | NA | 3000102603 | NA | 0 |  | 0 |  | No |  |  |  | Kabeerdham | 2015-07-20 | Vishal Kurmi & Suresh Kumar | Kabeerdham | DH
212 | Store | Autoclave | 1 | NA | NA | NA | NA | 3000102612 | NA | 0 |  | 0 |  | No |  |  |  | Kabeerdham | 2015-07-20 | Vishal Kurmi & Suresh Kumar | Kabeerdham | DH
213 | Store | Autoclave | 1 | NA | NA | NA | NA | 3000102613 | NA | 0 |  | 0 |  | No |  |  |  | Kabeerdham | 2015-07-20 | Vishal Kurmi & Suresh Kumar | Kabeerdham | DH
214 | Store | Autoclave | 1 | NA | NA | NA | NA | 3000102611 | NA | 0 |  | 0 |  | No |  |  |  | Kabeerdham | 2015-07-20 | Vishal Kurmi & Suresh Kumar | Kabeerdham | DH
215 | Store | Autoclave | 1 | NA | NA | NA | NA | 3000102604 | NA | 0 |  | 0 |  | No |  |  |  | Kabeerdham | 2015-07-20 | Vishal Kurmi & Suresh Kumar | Kabeerdham | DH
216 | OT | ot bed hydraulic | 1 | NA | NA | NA | NA | 3000102614 | NA | 0 |  | 0 |  | Yes |  |  |  | Kabeerdham | 2015-07-20 | Vishal Kurmi & Suresh Kumar | Kabeerdham | DH
217 | OT | ot bed hydraulic | 1 | NA | NA | NA | NA | 3000102615 | NA | 0 |  | 0 |  | Yes |  |  |  | Kabeerdham | 2015-07-20 | Vishal Kurmi & Suresh Kumar | Kabeerdham | DH
218 | OT | anesthesia gas machine | 1 | NA | NA | NA | NA | 3000102616 | NA | 0 |  | 0 |  | Yes |  |  |  | Kabeerdham | 2015-07-20 | Vishal Kurmi & Suresh Kumar | Kabeerdham | DH
219 | OT | pulse oximeter | 1 | NA | NA | NA | NA | 3000102617 | NA | 0 |  | 0 |  | Yes |  |  |  | Kabeerdham | 2015-07-20 | Vishal Kurmi & Suresh Kumar | Kabeerdham | DH
220 | OT | boiler | 1 | NA | NA | NA | NA | 3000102618 | NA | 0 |  | 0 |  | Yes |  |  |  | Kabeerdham | 2015-07-20 | Vishal Kurmi & Suresh Kumar | Kabeerdham | DH
221 | Store | Autoclave | 1 | NA | NA | NA | NA | 3000102610 | NA | 0 |  | 0 |  | No |  |  |  | Kabeerdham | 2015-07-20 | Vishal Kurmi & Suresh Kumar | Kabeerdham | DH
222 | Store | Autoclave | 1 | NA | NA | NA | NA | 3000102609 | NA | 0 |  | 0 |  | No |  |  |  | Kabeerdham | 2015-07-20 | Vishal Kurmi & Suresh Kumar | Kabeerdham | DH
223 | Store | Autoclave | 1 | NA | NA | NA | NA | 3000102608 | NA | 0 |  | 0 |  | No |  |  |  | Kabeerdham | 2015-07-20 | Vishal Kurmi & Suresh Kumar | Kabeerdham | DH
224 | Store | Autoclave | 1 | NA | NA | NA | NA | 3000102607 | NA | 0 |  | 0 |  | No |  |  |  | Kabeerdham | 2015-07-20 | Vishal Kurmi & Suresh Kumar | Kabeerdham | DH
225 | Store | Autoclave | 1 | NA | NA | NA | NA | 3000102606 | NA | 0 |  | 0 |  | No |  |  |  | Kabeerdham | 2015-07-20 | Vishal Kurmi & Suresh Kumar | Kabeerdham | DH
226 | Store | Autoclave | 1 | NA | NA | NA | NA | 3000102605 | NA | 0 |  | 0 |  | No |  |  |  | Kabeerdham | 2015-07-20 | Vishal Kurmi & Suresh Kumar | Kabeerdham | DH
227 | ENT | boiler | 1 | NA | NA | NA | NA | 3000102619 | NA | 0 |  | 0 |  | Yes |  |  |  | Kabeerdham | 2015-07-20 | Vishal Kurmi & Suresh Kumar | Kabeerdham | DH
228 | ENT | Blood Pressure Monitor | 1 | NA | NA | NA | NA | 3000102620 | NA | 0 |  | 0 |  | Yes |  |  |  | Kabeerdham | 2015-07-20 | Vishal Kurmi & Suresh Kumar | Kabeerdham | DH
229 | OPD | Centrifuse Machine | 1 | NA |  | NA | NA | 3000102628 | NA | 0 |  | 0 | NA | Yes |  |  |  | Kawardha |  | Vishal Kurmi | Bodla | CHC
230 | OPD | Needle Cutter | 1 | NA |  | NA | NA | 3000102629 | NA | 0 |  | 0 | NA | Yes |  |  |  | Kawardha |  | Vishal Kurmi | Bodla | CHC
231 | OPD | Centrifuse Machine | 1 | NA |  | NA | NA | 3000102630 | NA | 0 |  | 0 | NA | No |  |  |  | Kawardha |  | Vishal Kurmi | Bodla | CHC
232 | OPD | Hot Air Oven | 1 | NA |  | NA | NA | 3000102631 | NA | 0 |  | 0 | NA | No |  |  |  | Kawardha |  | Vishal Kurmi | Bodla | CHC
233 | OPD | Microscope | 1 | Labourd |  | NA | NA | 3000102632 | NA | 0 |  | 0 | NA | Yes |  |  |  | Kawardha |  | Vishal Kurmi | Bodla | CHC
234 | OPD | Needle Cutter | 1 | NA |  | NA | NA | 3000102633 | NA | 0 |  | 0 | NA | Yes |  |  |  | Kawardha |  | Vishal Kurmi | Bodla | CHC
235 | Store & Room | Centrifuse Machine | 1 | NA |  | NA | NA | 3000102641 | NA | 0 |  | 0 | NA | No |  |  |  | Kawardha |  | Vishal Kurmi | Bodla | CHC
236 | Store & Room | OT Light | 1 | NA |  | NA | NA | 3000102642 | NA | 0 |  | 0 | NA | Yes |  |  |  | Kawardha |  | Vishal Kurmi | Bodla | CHC
237 | Store & Room | ECG Machine (12 Chaaaanel) | 1 | Philips |  | NA | NA | 3000102643 | NA | 0 |  | 0 | NA | Yes |  |  |  | Kawardha |  | Vishal Kurmi | Bodla | CHC
238 | Pathology Lab | BP Apparatus (Mannula) | 1 | NA |  | NA | NA | 3000102634 | NA | 0 |  | 0 | NA | No |  |  |  | Kawardha |  | Vishal Kurmi | Bodla | CHC
239 | Pathology Lab | Baby Warmer Machine | 1 | Meditron |  | NA | NA | 3000102635 | NA | 0 |  | 0 | NA | No |  |  |  | Kawardha |  | Vishal Kurmi | Bodla | CHC
240 | Pathology Lab | Baby Weight Machine | 1 | Essae |  | NA | NA | 3000102636 | NA | 0 |  | 0 | NA | Yes |  |  |  | Kawardha |  | Vishal Kurmi | Bodla | CHC
241 | Pathology Lab | Baby Weight Machine | 1 | NA |  | NA | NA | 3000102637 | NA | 0 |  | 0 | NA | Yes |  |  |  | Kawardha |  | Vishal Kurmi | Bodla | CHC
242 | Pathology Lab | Hydrolic Bad | 1 | NA |  | NA | NA | 3000102638 | NA | 0 |  | 0 | NA | Yes |  |  |  | Kawardha |  | Vishal Kurmi | Bodla | CHC
243 | Pathology Lab | Hot Air Oven | 1 | NA |  | NA | NA | 3000102639 | NA | 0 |  | 0 | NA | No |  |  |  | Kawardha |  | Vishal Kurmi | Bodla | CHC
244 | Radiology | Vision Drum | 1 | NA |  | NA | NA | 3000102621 | NA | 0 |  | 0 | NA | Yes |  |  |  | Kawardha |  | Vishal Kurmi | Bodla | CHC
245 | Radiology | Needle Cutter | 1 | NA |  | NA | NA | 3000102622 | NA | 0 |  | 0 | NA | Yes |  |  |  | Kawardha |  | Vishal Kurmi | Bodla | CHC
246 | Radiology | X-ray | 1 | Simenes |  | 5304 | 012741 | 3000102625 | NA | 0 |  | 0 | NA | No |  |  |  | Kawardha |  | Vishal Kurmi | Bodla | CHC
247 | Radiology | X-ray | 1 | Simenes |  | NA | NA | 3000102624 | NA | 0 |  | 0 | NA | No |  |  |  | Kawardha |  | Vishal Kurmi | Bodla | CHC
248 | TB Room | Microscope (Binocular) | 1 | Zeiss |  | NA | NA | 3000102626 | NA | 0 |  | 0 | NA | Yes |  |  |  | Kawardha |  | Vishal Kurmi | Bodla | CHC
249 | TB Room | Microscope | 1 | NA |  | NA | NA | 3000102627 | NA | 0 |  | 0 | NA | Yes |  |  |  | Kawardha |  | Vishal Kurmi | Bodla | CHC
250 | OT | Baby Warmer (Radiant Warmer) | 1 | NA |  | NA | NA | 3000102157 | NA | 0 |  | 0 | NA | Yes |  |  |  | Kawardha |  | Vishal Kurmi | Pipriya | CHC
251 | OT | Baby Weight Machine | 1 | NA |  | NA | NA | 3000102158 | NA | 0 |  | 0 | NA | Yes |  |  |  | Kawardha |  | Vishal Kurmi | Pipriya | CHC
252 | OT | BP Apparatus (Mannual) | 1 | NA |  | NA | NA | 3000102159 | NA | 0 |  | 0 | NA | Yes |  |  |  | Kawardha |  | Vishal Kurmi | Pipriya | CHC
253 | OT | Suction Machine | 1 | NA |  | NA | NA | 3000102160 | NA | 0 |  | 0 | NA | Yes |  |  |  | Kawardha |  | Vishal Kurmi | Pipriya | CHC
254 | Sotre | Suction Machine | 1 | NA |  | NA | NA | 3000102169 | NA | 0 |  | 0 | NA | No |  |  |  | Kawardha |  | Vishal Kurmi | Pipriya | CHC
255 | Store | Suction Machine | 1 | NA |  | NA | NA | 3000102170 | NA | 0 |  | 0 | NA | No |  |  |  | Kawardha |  | Vishal Kurmi | Pipriya | CHC
256 | Pathology Lab | Centrifuse Machine | 1 | NA |  | NA | NA | 3000102177 | NA | 0 |  | 0 | NA | Yes |  |  |  | Kawardha |  | Vishal Kurmi | Pipriya | CHC
257 | OPD | Needle Cutter | 1 | NA |  | NA | NA | 3000102178 | NA | 0 |  | 0 | NA | No |  |  |  | Kawardha |  | Vishal Kurmi | Pipriya | CHC
258 | OPD | BP Apparatus (Mannua) | 1 | NA |  | NA | NA | 3000102179 | NA | 0 |  | 0 | NA | Yes |  |  |  | Kawardha |  | Vishal Kurmi | Pipriya | CHC
259 | EYE | Vision Drum | 1 | NA |  | NA | NA | 3000102180 | NA | 0 |  | 0 | NA | Yes |  |  |  | Kawardha |  | Vishal Kurmi | Pipriya | CHC
260 | EYE | Vision Center Set | 1 | Adarsh enterprises |  | NA | NA | 3000102181 | 16/06/2015 | 1 | 21/06/2016 | 0 | NA | Packed |  |  |  | Kawardha |  | Vishal Kurmi | Pipriya | CHC
261 | EYE | BP Apparatus (Stand) | 1 | NA |  | NA | NA | 3000102182 | NA | 0 |  | 0 | NA | No |  |  |  | Kawardha |  | Vishal Kurmi | Pipriya | CHC
262 | EYE | Dental Chair | 1 | Dhsmjoy |  | Akash | NA | 3000102183 | Na | 0 |  | 0 | NA | Packed |  |  |  | Kawardha |  | Vishal Kurmi | Pipriya | CHC
263 | Store | Auto Clave Verticle (Medium size) | 1 | NA |  | NA | NA | 3000102187 | Na | 0 |  | 0 | NA | No |  |  |  | Kawardha |  | Vishal Kurmi | Pipriya | CHC
264 | Store | Auto Clave Verticle (Medium size) | 1 | NA |  | NA | NA | 3000102186 | Na | 0 |  | 0 | NA | No |  |  |  | Kawardha |  | Vishal Kurmi | Pipriya | CHC
265 | Store | Auto Clave Verticle (Medium size) | 1 | NA |  | NA | NA | 3000102184 | NA | 0 |  | 0 | NA | No |  |  |  | Kawardha |  | Vishal Kurmi | Pipriya | CHC
266 | Store | Auto Clave Verticle (Medium size) | 1 | NA |  | NA | NA | 3000102185 | NA | 0 |  | 0 | NA | No |  |  |  | Kawardha |  | Vishal Kurmi | Pipriya | CHC
267 | OPD | BP Apparatus Digital | 1 | Nissel |  | DS132 | SN200101320269 | 3000102234 | NA | 0 |  | 0 | NA | No |  |  |  | Kawardha |  | Vishal Kurmi | Pipriya | CHC
268 | OPD | BP Apparatus Digital | 1 | Ultra |  | CF0123 | 2006070235 | 3000102235 | Na | 0 |  | 0 | NA | Yes |  |  |  | Kawardha |  | Vishal Kurmi | Pipriya | CHC
269 | OT Room | Hydrolic Bad | 1 | NA |  | NA | NA | 3000102236 | NA | 0 |  | 0 | NA | No |  |  |  | Kawardha |  | Vishal Kurmi | Pipriya | CHC
270 | OT Room | Hydrolic Bad | 1 | NA |  | NA | NA | 3000102237 | NA | 0 |  | 0 | NA | No |  |  |  | Kawardha |  | Vishal Kurmi | Pipriya | CHC
271 | OT Room | Hydrolic Bad | 1 | NA |  | NA | NA | 3000102238 | NA | 0 |  | 0 | NA | No |  |  |  | Kawardha |  | Vishal Kurmi | Pipriya | CHC
272 | OT Room | Nebulizer Machine | 1 | NA |  | NA | NA | 3000102239 | NA | 0 |  | 0 | NA | No |  |  |  | Kawardha |  | Vishal Kurmi | Pipriya | CHC
273 | Store | Auto Clave Horizental | 1 | NA |  | NA | NA | 3000102218 | NA | 0 |  | 0 | NA | No |  |  |  | Kawardha |  | Vishal Kurmi | Pipriya | CHC
274 | Store | Auto Clave Horizental | 1 | NA |  | NA | NA | 3000102219 | NA | 0 |  | 0 | NA | No |  |  |  | Kawardha |  | Vishal Kurmi | Pipriya | CHC
275 | Store | Auto Clave Horizental | 1 | NA |  | NA | NA | 3000102220 | NA | 0 |  | 0 | NA | No |  |  |  | Kawardha |  | Vishal Kurmi | Pipriya | CHC
276 | Store | Auto Clave Horizental | 1 | NA |  | NA | NA | 3000102221 | NA | 0 |  | 0 | NA | No |  |  |  | Kawardha |  | Vishal Kurmi | Pipriya | CHC
277 | Store | Auto Clave Horizental | 1 | NA |  | NA | NA | 3000102222 | NA | 0 |  | 0 | NA | No |  |  |  | Kawardha |  | Vishal Kurmi | Pipriya | CHC
278 | Store | OT Light (Single) | 1 | NA |  | NA | NA | 3000102223 | NA | 0 |  | 0 | NA | Yes |  |  |  | Kawardha |  | Vishal Kurmi | Pipriya | CHC
279 | Store | Auto Clave Horizental (Small) | 1 | NA |  | NA | NA | 3000102194 | NA | 0 |  | 0 | NA | Yes |  |  |  | Kawardha |  | Vishal Kurmi | Pipriya | CHC
280 | Store | Auto Clave Horizontal (Small) | 1 | NA |  | NA | NA | 3000102195 | NA | 0 |  | 0 | NA | Yes |  |  |  | Kawardha |  | Vishal Kurmi | Pipriya | CHC
281 | Store | Auto Clave Horizontal (Small) | 1 | NA |  | NA | NA | 3000102196 | NA | 0 |  | 0 | NA | Yes |  |  |  | Kawardha |  | Vishal Kurmi | Pipriya | CHC
282 | Store | Auto Clave Horizontal (Small) | 1 | NA |  | NA | NA | 3000102197 | NA | 0 |  | 0 | NA | Yes |  |  |  | Kawardha |  | Vishal Kurmi | Pipriya | CHC
283 | Store | Auto Clave Horizontal (Small) | 1 | NA |  | NA | NA | 3000102198 | NA | 0 |  | 0 | NA | Yes |  |  |  | Kawardha |  | Vishal Kurmi | Pipriya | CHC
284 | Store | Auto Clave Horizontal (Small) | 1 | NA |  | NA | NA | 3000102199 | NA | 0 |  | 0 | NA | Yes |  |  |  | Kawardha |  | Vishal Kurmi | Pipriya | CHC
285 | Store | Auto Clave Horizontal | 1 | NA |  | NA | NA | 3000102200 | NA | 0 |  | 0 | NA | No |  |  |  | Kawardha |  | Vishal Kurmi | Pipriya | CHC
286 | Store | Auto Clave Horizontal | 1 | NA |  | NA | NA | 3000102201 | NA | 0 |  | 0 | NA | No |  |  |  | Kawardha |  | Vishal Kurmi | Pipriya | CHC
287 | Store | Auto Clave Horizontal | 1 | NA |  | NA | NA | 3000102202 | NA | 0 |  | 0 | NA | No |  |  |  | Kawardha |  | Vishal Kurmi | Pipriya | CHC
288 | Store | Auto Clave Horizontal | 1 | NA |  | NA | NA | 3000102203 | NA | 0 |  | 0 | NA | No |  |  |  | Kawardha |  | Vishal Kurmi | Pipriya | CHC
289 | Store | Auto Clave Horizontal | 1 | NA |  | NA | NA | 3000102204 | NA | 0 |  | 0 | NA | No |  |  |  | Kawardha |  | Vishal Kurmi | Pipriya | CHC
290 | Store | Auto Clave Horizontal | 1 | NA |  | NA | NA | 3000102205 | NA | 0 |  | 0 | NA | No |  |  |  | Kawardha |  | Vishal Kurmi | Pipriya | CHC
291 | Store | Auto Clave Horizontal | 1 | NA |  | NA | NA | 3000102206 | NA | 0 |  | 0 | NA | No |  |  |  | Kawardha |  | Vishal Kurmi | Pipriya | CHC
292 | Store | Auto Clave Horizontal | 1 | NA |  | NA | NA | 3000102207 | NA | 0 |  | 0 | NA | No |  |  |  | Kawardha |  | Vishal Kurmi | Pipriya | CHC
293 | Store | Auto Clave Horizontal | 1 | NA |  | NA | NA | 3000102208 | NA | 0 |  | 0 | NA | No |  |  |  | Kawardha |  | Vishal Kurmi | Pipriya | CHC
294 | Store | Auto Clave Horizontal | 1 | NA |  | NA | NA | 3000102209 | NA | 0 |  | 0 | NA | No |  |  |  | Kawardha |  | Vishal Kurmi | Pipriya | CHC
295 | Store | Auto Clave Horizontal | 1 | NA |  | NA | NA | 3000102210 | NA | 0 |  | 0 | NA | No |  |  |  | Kawardha |  | Vishal Kurmi | Pipriya | CHC
296 | Store | Auto Clave Horizontal | 1 | NA |  | NA | NA | 3000102211 | NA | 0 |  | 0 | NA | No |  |  |  | Kawardha |  | Vishal Kurmi | Pipriya | CHC
297 | Store | BP Apparatus Mannual | 1 | NA |  | NA | NA | 3000102171 | NA | 0 |  | 0 | NA | No |  |  |  | Kawardha |  | Vishal Kurmi | Pipriya | CHC
298 | Store | BP Apparatus Mannual | 1 | NA |  | NA | NA | 3000102172 | NA | 0 |  | 0 | NA | No |  |  |  | Kawardha |  | Vishal Kurmi | Pipriya | CHC
299 | Store | BP Apparatus Mannual | 1 | NA |  | NA | NA | 3000102173 | NA | 0 |  | 0 | NA | No |  |  |  | Kawardha |  | Vishal Kurmi | Pipriya | CHC
300 | Store | BP Apparatus Mannual | 1 | NA |  | NA | NA | 3000102174 | NA | 0 |  | 0 | NA | No |  |  |  | Kawardha |  | Vishal Kurmi | Pipriya | CHC
301 | Pathology Lab | Microscope (Binocular) | 1 | NA |  | NA | NA | 3000102175 | NA | 0 |  | 0 | NA | No |  |  |  | Kawardha |  | Vishal Kurmi | Pipriya | CHC
302 | Pathology Lab | Microscope (Binocular) | 1 | NA |  | NA | NA | 3000102176 | NA | 0 |  | 0 | NA | No |  |  |  | Kawardha |  | Vishal Kurmi | Pipriya | CHC
303 | OT Room | Nebulizer Machine | 1 | NA |  | NA | NA | 3000102240 | NA | 0 |  | 0 | NA | No |  |  |  | Kawardha |  | Vishal Kurmi | Pipriya | CHC
304 | OT Room | ECG Machine (12 Chaaaanel) | 1 | NA | Clarity Med | ECG-50 | 120600989 | 3000102241 | NA | 0 |  | 0 | NA | No |  |  |  | Kawardha |  | Vishal Kurmi | Pipriya | CHC
305 | Store | Centrifuse Machine | 1 | NA |  | NA | NA | 3000102161 | NA | 0 |  | 0 | NA | No |  |  |  | Kawardha |  | Vishal Kurmi | Pipriya | CHC
306 | Store | Centrifuse Machine | 1 | NA |  | NA | NA | 3000102162 | NA | 0 |  | 0 | NA | No |  |  |  | Kawardha |  | Vishal Kurmi | Pipriya | CHC
307 | Store | Centrifuse Machine | 1 | NA |  | NA | NA | 3000102163 | NA | 0 |  | 0 | NA | No |  |  |  | Kawardha |  | Vishal Kurmi | Pipriya | CHC
308 | Store | BP Appratus (Mannual) | 1 | NA |  | NA | NA | 3000102166 | NA | 0 |  | 0 | NA | No |  |  |  | Kawardha |  | Vishal Kurmi | Pipriya | CHC
309 | Store | Baby warmer | 1 | NA |  | NA | NA | 3000102164 | NA | 0 |  | 0 | NA | No |  |  |  | Kawardha |  | Vishal Kurmi | Pipriya | CHC
310 | Store | Needle Cutter | 1 | NA |  | NA | NA | 3000102165 | NA | 0 |  | 0 | NA | No |  |  |  | Kawardha |  | Vishal Kurmi | Pipriya | CHC
311 | Store | Auto Clave Horizontal | 1 | NA |  | NA | NA | 3000102188 | NA | 0 |  | 0 | NA | No |  |  |  | Kawardha |  | Vishal Kurmi | Pipriya | CHC
312 | Store | Auto Clave Horizontal | 1 | NA |  | NA | NA | 3000102189 | NA | 0 |  | 0 | NA | No |  |  |  | Kawardha |  | Vishal Kurmi | Pipriya | CHC
313 | Store | Auto Clave Horizontal | 1 | NA |  | NA | NA | 3000102190 | NA | 0 |  | 0 | NA | No |  |  |  | Kawardha |  | Vishal Kurmi | Pipriya | CHC
314 | Store | Auto Clave Horizontal | 1 | NA |  | NA | NA | 3000102191 | NA | 0 |  | 0 | NA | No |  |  |  | Kawardha |  | Vishal Kurmi | Pipriya | CHC
315 | Store | Auto Clave Horizontal | 1 | NA |  | NA | NA | 3000102192 | NA | 0 |  | 0 | NA | No |  |  |  | Kawardha |  | Vishal Kurmi | Pipriya | CHC
316 | Store | Auto Clave Horizontal | 1 | NA |  | NA | NA | 3000102193 | NA | 0 |  | 0 | NA | No |  |  |  | Kawardha |  | Vishal Kurmi | Pipriya | CHC
317 | Store | Auto Clave Horizontal | 1 | NA |  | NA | NA | 3000102212 | NA | 0 |  | 0 | NA | No |  |  |  | Kawardha |  | Vishal Kurmi | Pipriya | CHC
318 | Store | Auto Clave Horizontal | 1 | NA |  | NA | NA | 3000102213 | NA | 0 |  | 0 | NA | No |  |  |  | Kawardha |  | Vishal Kurmi | Pipriya | CHC
319 | Store | Auto Clave Horizontal | 1 | NA |  | NA | NA | 3000102214 | NA | 0 |  | 0 | NA | No |  |  |  | Kawardha |  | Vishal Kurmi | Pipriya | CHC
320 | Store | Auto Clave Horizontal | 1 | NA |  | NA | NA | 3000102215 | NA | 0 |  | 0 | NA | No |  |  |  | Kawardha |  | Vishal Kurmi | Pipriya | CHC
321 | Store | Auto Clave Horizontal | 1 | NA |  | NA | NA | 3000102216 | NA | 0 |  | 0 | NA | No |  |  |  | Kawardha |  | Vishal Kurmi | Pipriya | CHC
322 | Store | Auto Clave Horizontal | 1 | NA |  | NA | NA | 3000102217 | NA | 0 |  | 0 | NA | No |  |  |  | Kawardha |  | Vishal Kurmi | Pipriya | CHC
323 | Store | Auto Clave Horizontal | 1 | NA |  | NA | NA | 3000102335 | NA | 0 |  | 0 | NA | No |  |  |  | Kawardha |  | Vishal Kurmi | Pipriya | CHC
324 | Store | Auto Clave Horizontal | 1 | NA |  | NA | NA | 3000102224 | NA | 0 |  | 0 | NA | No |  |  |  | Kawardha |  | Vishal Kurmi | Pipriya | CHC
325 | Store | Auto Clave Horizontal | 1 | NA |  | NA | NA | 3000102225 | NA | 0 |  | 0 | NA | No |  |  |  | Kawardha |  | Vishal Kurmi | Pipriya | CHC
326 | Store | Auto Clave Horizontal | 1 | NA |  | NA | NA | 3000102226 | NA | 0 |  | 0 | NA | No |  |  |  | Kawardha |  | Vishal Kurmi | Pipriya | CHC
327 | Store | Auto Clave Horizontal | 1 | NA |  | NA | NA | 3000102227 | NA | 0 |  | 0 | NA | No |  |  |  | Kawardha |  | Vishal Kurmi | Pipriya | CHC
328 | Store | Auto Clave Horizontal | 1 | NA |  | NA | NA | 3000102228 | NA | 0 |  | 0 | NA | No |  |  |  | Kawardha |  | Vishal Kurmi | Pipriya | CHC
329 | Store | BP Apparatus (Mmrg) | 1 | NA |  | NA | NA | 3000102229 | NA | 0 |  | 0 | NA | No |  |  |  | Kawardha |  | Vishal Kurmi | Pipriya | CHC
330 | Store | Microscope (Binocular) | 1 | NA |  | NA | NA | 3000102230 | NA | 0 |  | 0 | NA | No |  |  |  | Kawardha |  | Vishal Kurmi | Pipriya | CHC
331 | Store | BP Digital | 1 | NA |  | NA | NA | 3000102231 | NA | 0 |  | 0 | NA | No |  |  |  | Kawardha |  | Vishal Kurmi | Pipriya | CHC
332 | Store | Needle Cutter | 1 | NA |  | NA | NA | 3000102232 | NA | 0 |  | 0 | NA | No |  |  |  | Kawardha |  | Vishal Kurmi | Pipriya | CHC
333 | Store | Needle Cutter | 1 | Saratech |  | NA | NA | 3000102233 | NA | 0 |  | 0 | NA | Packed |  |  |  | Kawardha |  | Vishal Kurmi | Pipriya | CHC
334 | Labour Room | BP Apparatus | 1 | NA |  | NA | NA | 3000102669 | NA | 0 |  | 0 | NA | Yes |  |  |  | Kawardha |  | Suresh Kumar Banshkar | Ruse | PHC
335 | Labour Room | Needle Cutter | 1 | NA |  | NA | NA | 3000102670 | NA | 0 |  | 0 | NA | Yes |  |  |  | Kawardha |  | Suresh Kumar Banshkar | Ruse | PHC
336 | Labour Room | Sterilizer | 1 | NA |  | NA | NA | 3000102104 | NA | 0 |  | 0 | NA | Yes |  |  |  | Kawardha |  | Suresh Kumar Banshkar | Kishungarh | PHC
337 | Labour Room | Suction Machine | 1 | NA |  | NA | NA | 3000102105 | NA | 0 |  | 0 | NA | Yes |  |  |  | Kawardha |  | Suresh Kumar Banshkar | Kishungarh | PHC
338 | Labour Room | Sterilizer | 1 | NA |  | NA | NA | 3000102106 | NA | 0 |  | 0 | NA | No |  |  |  | Kawardha |  | Suresh Kumar Banshkar | Kishungarh | PHC
339 | Labour Room | Sterilizer Horizontal | 1 | NA |  | NA | NA | 3000102107 | NA | 0 |  | 0 | NA | No |  |  |  | Kawardha |  | Suresh Kumar Banshkar | Kishungarh | PHC
340 | Labour Room | Needle Distroyer | 1 | NA |  | NA | NA | 3000102108 | NA | 0 |  | 0 | NA | Yes |  |  |  | Kawardha |  | Suresh Kumar Banshkar | Kishungarh | PHC
341 | Eye | Vision Drum | 1 | NA |  | NA | NA | 3000102109 | NA | 0 |  | 0 | NA | Yes |  |  |  | Kawardha |  | Suresh Kumar Banshkar | Kishungarh | PHC
342 | OPD | BP Appratus (Mannual) | 1 | NA |  | NA | NA | 3000102677 | NA | 0 |  | 0 | NA | Yes |  |  |  | Kawardha |  | Vishal Kurmi | Damapur | PHC
343 | OPD | BP Appratus (Mannual) | 1 | NA |  | NA | NA | 3000102678 | NA | 0 |  | 0 | NA | Yes |  |  |  | Kawardha |  | Vishal Kurmi | Damapur | PHC
344 | OPD | Autoclave (Medium) | 1 | NA |  | NA | NA | 3000102679 | NA | 0 |  | 0 | NA | Yes |  |  |  | Kawardha |  | Vishal Kurmi | Damapur | PHC
345 | OPD | Sterilizer | 1 | NA |  | NA | NA | 3000102680 | NA | 0 |  | 0 | NA | No |  |  |  | Kawardha |  | Vishal Kurmi | Damapur | PHC
346 | OPD | Sterilizer | 1 | NA |  | NA | NA | 3000102681 | NA | 0 |  | 0 | NA | No |  |  |  | Kawardha |  | Vishal Kurmi | Damapur | PHC
347 | OPD | Suction Machine | 1 | NA |  | NA | NA | 3000102682 | NA | 0 |  | 0 | NA | No |  |  |  | Kawardha |  | Vishal Kurmi | Damapur | PHC
348 | Store Room | BP Apparatus (Mercury) | 1 | Dimond |  | 34278 | NA | 3000102686 | NA | 0 |  | 0 | NA | Yes |  |  |  | Kawardha |  | Suresh Kumar Banshkar | Pandatarai | PHC
349 | Store Room | Needle Distroyer | 1 | Microsil |  | NA | NA | 3000102687 | NA | 0 |  | 0 | NA | Yes |  |  |  | Kawardha |  | Suresh Kumar Banshkar | Pandatarai | PHC
350 | Store Room | Stirilizer Verticle | 1 | NA |  | NA | NA | 3000102688 | NA | 0 |  | 0 | NA | No |  |  |  | Kawardha |  | Suresh Kumar Banshkar | Pandatarai | PHC
351 | Labour Room | Baby Warmer | 1 | NA |  | NA | NA | 3000102689 | NA | 0 |  | 0 | NA | No |  |  |  | Kawardha |  | Suresh Kumar Banshkar | Pandatarai | PHC
352 | Labour Room | Sterilizer Horizontal | 1 | NA |  | NA | NA | 3000102690 | NA | 0 |  | 0 | NA | No |  |  |  | Kawardha |  | Suresh Kumar Banshkar | Pandatarai | PHC
353 | Labour Room | Baby Weight Machine | 1 | NA |  | NA | NA | 3000102691 | NA | 0 |  | 0 | NA | No |  |  |  | Kawardha |  | Suresh Kumar Banshkar | Pandatarai | PHC
354 | Labour Room | Baby weight Machine | 1 | NA |  | NA | NA | 3000102692 | NA | 0 |  | 0 | NA | Yes |  |  |  | Kawardha |  | Suresh Kumar Banshkar | Pandatarai | PHC
355 | Eye Dept. | Vision Drum | 1 | NA |  | NA | NA | 3000102693 | NA | 0 |  | 0 | NA | Yes |  |  |  | Kawardha |  | Suresh Kumar Banshkar | Pandatarai | PHC
356 | General Ward | Radiant Warmer | 1 | NA |  | NA | NA | 3000102651 | NA | 0 |  | 0 | NA | No |  |  |  | Kawardha | 2015-07-25 | Vishal Kurmi | Mongaon | PHC
357 | General Ward | Baby Weight Macine | 1 | NA |  | NA | NA | 3000102652 | NA | 0 |  | 0 | NA | Yes |  |  |  | Kawardha | 2015-07-25 | Vishal Kurmi | Mongaon | PHC
358 | General Ward | Vision Drum | 1 | NA |  | NA | NA | 3000102653 | NA | 0 |  | 0 | NA | No |  |  |  | Kawardha | 2015-07-25 | Vishal Kurmi | Mongaon | PHC
359 | General Ward | BP Appratus (Mannual) | 1 | NA |  | NA | NA | 3000102654 | NA | 0 |  | 0 | NA | Yes |  |  |  | Kawardha | 2015-07-25 | Vishal Kurmi | Mongaon | PHC
360 | General Ward | BP Appratus (Mannual) | 1 | NA |  | NA | NA | 3000102655 | NA | 0 |  | 0 | NA | No |  |  |  | Kawardha | 2015-07-25 | Vishal Kurmi | Mongaon | PHC
361 | General Ward | Needle Cutter | 1 | NA |  | NA | NA | 3000102656 | NA | 0 |  | 0 | NA | Yes |  |  |  | Kawardha | 2015-07-25 | Vishal Kurmi | Mongaon | PHC
362 | General Ward | Nebulizer Machine | 1 | Smart Card |  | NA | NA | 3000102657 | NA | 0 |  | 0 | NA | Yes |  |  |  | Kawardha | 2015-07-25 | Vishal Kurmi | Mongaon | PHC
363 | Store | Suction Machine | 1 | NA |  | NA | NA | 3000102658 | NA | 0 |  | 0 | NA | No |  |  |  | Kawardha | 2015-07-25 | Vishal Kurmi | Mongaon | PHC
364 | Store | BP Appratus (Mannual) | 1 | NA |  | NA | NA | 3000102659 | NA | 0 |  | 0 | NA | No |  |  |  | Kawardha | 2015-07-25 | Vishal Kurmi | Mongaon | PHC
365 | Store | BP Appratus (Mannual) | 1 | NA |  | NA | NA | 3000102660 | NA | 0 |  | 0 | NA | No |  |  |  | Kawardha | 2015-07-25 | Vishal Kurmi | Mongaon | PHC
366 | Store | Glucometer | 1 | NA |  | NA | NA | 3000102661 | NA | 0 |  | 0 | NA | No |  |  |  | Kawardha | 2015-07-25 | Vishal Kurmi | Mongaon | PHC
367 | Store | Baby Weight Machine | 1 | NA |  | NA | NA | 3000102662 | NA | 0 |  | 0 | NA | Yes |  |  |  | Kawardha | 2015-07-25 | Vishal Kurmi | Mongaon | PHC
368 | Store | Needle Cutter | 1 | NA |  | NA | NA | 3000102663 | NA | 0 |  | 0 | NA | No |  |  |  | Kawardha | 2015-07-25 | Vishal Kurmi | Mongaon | PHC
369 | Store | Needle Cutter | 1 | NA |  | NA | NA | 3000102664 | NA | 0 |  | 0 | NA | No |  |  |  | Kawardha | 2015-07-25 | Vishal Kurmi | Mongaon | PHC
370 | Store | Autoclave (Medium) | 1 | NA |  | NA | NA | 3000102665 | NA | 0 |  | 0 | NA | No |  |  |  | Kawardha | 2015-07-25 | Vishal Kurmi | Mongaon | PHC
371 | Store | Autoclave (Small) | 1 | NA |  | NA | NA | 3000102666 | NA | 0 |  | 0 | NA | No |  |  |  | Kawardha | 2015-07-25 | Vishal Kurmi | Mongaon | PHC
372 | Store | Autoclave (Big) | 1 | NA |  | NA | NA | 3000102667 | NA | 0 |  | 0 | NA | No |  |  |  | Kawardha | 2015-07-25 | Vishal Kurmi | Mongaon | PHC
373 | Store | Autoclave (Big) | 1 | NA |  | NA | NA | 3000102668 | NA | 0 |  | 0 | NA | No |  |  |  | Kawardha | 2015-07-25 | Vishal Kurmi | Mongaon | PHC
374 | OPD | Microscope (Binocular) | 1 | NA |  | NA | NA | 3000102695 | NA | 0 |  | 0 | NA | No |  |  |  | Kawardha | 2015-07-27 | Vishal Kurmi | Dullapur | PHC
375 | OPD | Baby Weight Machine | 1 | NA |  | NA | NA | 3000102696 | NA | 0 |  | 0 | NA | Yes |  |  |  | Kawardha | 2015-07-27 | Vishal Kurmi | Dullapur | PHC
376 | OPD | Baby Weight Machine | 1 | NA |  | NA | NA | 3000102697 | NA | 0 |  | 0 | NA | Yes |  |  |  | Kawardha | 2015-07-27 | Vishal Kurmi | Dullapur | PHC
377 | OPD | Baby Weight Machine | 1 | NA |  | NA | NA | 3000102698 | NA | 0 |  | 0 | NA | Yes |  |  |  | Kawardha | 2015-07-27 | Vishal Kurmi | Dullapur | PHC
378 | OPD | Needle Cutter | 1 | NA |  | NA | NA | 3000102699 | NA | 0 |  | 0 | NA | Yes |  |  |  | Kawardha | 2015-07-27 | Vishal Kurmi | Dullapur | PHC
379 | OPD | Needle Cutter | 1 | NA |  | NA | NA | 3000102734 | NA | 0 |  | 0 | NA | No |  |  |  | Kawardha | 2015-07-27 | Vishal Kurmi | Dullapur | PHC
380 | OPD | BP Appratus (Mannual) | 1 | NA |  | NA | NA | 3000102683 | NA | 0 |  | 0 | NA | No |  |  |  | Kawardha | 2015-07-27 | Vishal Kurmi | Dullapur | PHC
381 | Store | Needle Cutter | 1 | NA |  | NA | NA | 3000102685 | NA | 0 |  | 0 | NA | No |  |  |  | Kawardha | 2015-07-27 | Vishal Kurmi | Dullapur | PHC
382 | Store | Sterilizer | 1 | NA |  | NA | NA | 3000102684 | NA | 0 |  | 0 | NA | No |  |  |  | Kawardha | 2015-07-27 | Vishal Kurmi | Dullapur | PHC
383 | Store | Weight Machine | 1 | NA |  | NA | NA | 3000102686 | NA | 0 |  | 0 | NA | Yes |  |  |  | Kawardha | 2015-07-27 | Vishal Kurmi | Dullapur | PHC
384 | Store | Needle Cutter | 1 | NA |  | NA | NA | 3000102687 | NA | 0 |  | 0 | NA | Yes |  |  |  | Kawardha | 2015-07-27 | Vishal Kurmi | Dullapur | PHC
385 | Store | Baby Warmer | 1 | NA |  | NA | NA | 3000102688 | NA | 0 |  | 0 | NA | No |  |  |  | Kawardha | 2015-07-27 | Vishal Kurmi | Dullapur | PHC
386 | Store | Suction Machine | 1 | NA |  | NA | NA | 3000102689 | NA | 0 |  | 0 | NA | No |  |  |  | Kawardha | 2015-07-27 | Vishal Kurmi | Dullapur | PHC
387 | Store | Sterilizer Verticle (Big) | 1 | NA |  | NA | NA | 3000102690 | NA | 0 |  | 0 | NA | Yes |  |  |  | Kawardha | 2015-07-27 | Vishal Kurmi | Dullapur | PHC
388 | Store | Sterilizer Verticle (Big) | 1 | NA |  | NA | NA | 3000102691 | NA | 0 |  | 0 | NA | Yes |  |  |  | Kawardha | 2015-07-27 | Vishal Kurmi | Dullapur | PHC
389 | Store | Sterilizer Verticle (Midium) | 1 | NA |  | NA | NA | 3000102692 | NA | 0 |  | 0 | NA | Yes |  |  |  | Kawardha | 2015-07-27 | Vishal Kurmi | Dullapur | PHC
390 | Store | Autoclave (Horizontal) | 1 | NA |  | NA | NA | 3000102693 | NA | 0 |  | 0 | NA | No |  |  |  | Kawardha | 2015-07-27 | Vishal Kurmi | Dullapur | PHC
391 | Store | Autoclave (Horizontal) | 1 | NA |  | NA | NA | 3000102694 | NA | 0 |  | 0 | NA | No |  |  |  | Kawardha | 2015-07-27 | Vishal Kurmi | Dullapur | PHC
392 | Store | Needle Cutter | 1 | NA |  | NA | NA | 3000102700 | NA | 0 |  | 0 | NA | No |  |  |  | Kawardha | 2015-07-27 | Vishal Kurmi | Dullapur | PHC
393 | Store | Needle Cutter | 1 | NA |  | NA | NA | 3000102701 | NA | 0 |  | 0 | NA | No |  |  |  | Kawardha | 2015-07-27 | Vishal Kurmi | Dullapur | PHC
394 | Store | Needle Cutter | 1 | NA |  | NA | NA | 3000102702 | NA | 0 |  | 0 | NA | Yes |  |  |  | Kawardha | 2015-07-27 | Vishal Kurmi | Dullapur | PHC
395 | Store | Baby Suction Machine | 1 | NA |  | NA | NA | 3000102703 | NA | 0 |  | 0 | NA | No |  |  |  | Kawardha | 2015-07-27 | Vishal Kurmi | Dullapur | PHC
396 | Labour Room | Suction Machine | 1 | NA |  | NA | NA | 3000102323 | NA | 0 |  | 0 | NA | No |  |  |  | Kawardha | 2015-07-31 | Vishal Kurmi | Chilphi | PHC
397 | Labour Room | Nebulizer Machine | 1 | NA |  | NA | NA | 3000102324 | NA | 0 |  | 0 | NA | Yes |  |  |  | Kawardha | 2015-07-31 | Vishal Kurmi | Chilphi | PHC
398 | Labour Room | Needle Distroyer | 1 | NA |  | NA | NA | 3000102325 | NA | 0 |  | 0 | NA | Yes |  |  |  | Kawardha | 2015-07-31 | Vishal Kurmi | Chilphi | PHC
399 | Labour Room | Sterilizer Horizontal | 1 | NA |  | NA | NA | 3000102326 | NA | 0 |  | 0 | NA | No |  |  |  | Kawardha | 2015-07-31 | Vishal Kurmi | Chilphi | PHC
400 | Labour Room | Suction Machine | 1 | NA |  | NA | NA | 3000102327 | NA | 0 |  | 0 | NA | No |  |  |  | Kawardha | 2015-07-31 | Vishal Kurmi | Chilphi | PHC
401 | Labour Room | Baby Weight Machine Machenical | 1 | NA |  | NA | NA | 3000102328 | NA | 0 |  | 0 | NA | Yes |  |  |  | Kawardha | 2015-07-31 | Vishal Kurmi | Chilphi | PHC
402 | Labour Room | Sterilizer Horizontal | 1 | NA |  | NA | NA | 3000102329 | NA | 0 |  | 0 | NA | No |  |  |  | Kawardha | 2015-07-31 | Vishal Kurmi | Chilphi | PHC
403 | Labour Room | BP Appratus (Murcury) | 1 | Gold |  | 134002 | NA | 3000102330 | NA | 0 |  | 0 | NA | No |  |  |  | Kawardha | 2015-07-31 | Vishal Kurmi | Chilphi | PHC
404 | Labour Room | OT Light Stand | 1 | NA |  | NA | NA | 3000102331 | NA | 0 |  | 0 | NA | Yes |  |  |  | Kawardha | 2015-07-31 | Vishal Kurmi | Chilphi | PHC
405 | Labour Room | Vision Drum | 1 | NA |  | NA | NA | 3000102332 | NA | 0 |  | 0 | NA | Yes |  |  |  | Kawardha | 2015-07-31 | Vishal Kurmi | Chilphi | PHC
406 | Labour Room | Centrifuse Machine | 1 | NA |  | NA | NA | 3000102333 | NA | 0 |  | 0 | NA | Yes |  |  |  | Kawardha | 2015-07-31 | Vishal Kurmi | Chilphi | PHC
407 | Labour Room | BP Appratus (Murcury) | 1 | INFI |  | 13F0175 | NA | 3000102334 | NA | 0 |  | 0 | NA | Yes |  |  |  | Kawardha | 2015-07-31 | Vishal Kurmi | Chilphi | PHC
408 | OPD | BP Appratus (Mannual) | 1 | NA |  | NA | NA | 3000102644 | NA | 0 |  | 0 | NA | Yes |  |  |  | Kawardha | 2015-07-24 | Vishal Kurmi | Podi | PHC
409 | OPD | Needle Cutter | 1 | NA |  | NA | NA | 3000102645 | NA | 0 |  | 0 | NA | Yes |  |  |  | Kawardha | 2015-07-24 | Vishal Kurmi | Podi | PHC
410 | OPD | Baby Weight Machine | 1 | NA |  | NA | NA | 3000102646 | NA | 0 |  | 0 | NA | Yes |  |  |  | Kawardha | 2015-07-24 | Vishal Kurmi | Podi | PHC
411 | OPD | BP Appratus (Mannual) | 1 | NA |  | NA | NA | 3000102647 | NA | 0 |  | 0 | NA | Yes |  |  |  | Kawardha | 2015-07-24 | Vishal Kurmi | Podi | PHC
412 | OPD | Suction Machine | 1 | NA |  | NA | NA | 3000102648 | NA | 0 |  | 0 | NA | No |  |  |  | Kawardha | 2015-07-24 | Vishal Kurmi | Podi | PHC
413 | OPD | Fetal Dopler (FHS0 | 1 | NA |  | NA | NA | 3000102649 | NA | 0 |  | 0 | NA | No |  |  |  | Kawardha | 2015-07-24 | Vishal Kurmi | Podi | PHC
414 | Labour Room | Nebulizer Machine | 1 | NA |  | NA | NA | 3000102650 | NA | 0 |  | 0 | NA | No |  |  |  | Kawardha | 2015-07-24 | Vishal Kurmi | Podi | PHC
415 | Store | BP Appratus | 1 | NA |  | NA | NA | 3000102671 | NA | 0 |  | 0 | NA | Yes |  |  |  | Kawardha | 2015-07-25 | Vishal Kurmi | Kunda | PHC
416 | OPD | Needle Cutter | 1 | NA |  | NA | NA | 3000102672 | NA | 0 |  | 0 | NA | Yes |  |  |  | Kawardha | 2015-07-25 | Vishal Kurmi | Kunda | PHC
417 | OPD | Needle Cutter | 1 | NA |  | NA | NA | 3000102673 | NA | 0 |  | 0 | NA | Yes |  |  |  | Kawardha | 2015-07-25 | Vishal Kurmi | Kunda | PHC
418 | OPD | Auto Clave | 1 | NA |  | NA | NA | 3000102674 | NA | 0 |  | 0 | NA | Yes |  |  |  | Kawardha | 2015-07-25 | Vishal Kurmi | Kunda | PHC
419 | OPD | Baby Weight Machine | 1 | NA |  | NA | NA | 3000102675 | NA | 0 |  | 0 | NA | Yes |  |  |  | Kawardha | 2015-07-25 | Vishal Kurmi | Kunda | PHC
420 | OPD | Suction Machine | 1 | NA |  | NA | NA | 3000102676 | NA | 0 |  | 0 | NA | Yes |  |  |  | Kawardha | 2015-07-25 | Vishal Kurmi | Kunda | PHC
421 | Pathology Lab | Centrifuse Machine | 1 | NA |  | NA | NA | 3000102041 | NA | 0 |  | 0 | NA | Yes |  |  |  | Kawardha | 2015-07-24 | Suresh Kumar Banshkar | Pandariya | CHC
422 | Pathology Lab | Microscope | 1 | Labourd |  | 3 | 1263 | 3000102042 | NA | 0 |  | 0 | NA | Yes |  |  |  | Kawardha | 2015-07-24 | Suresh Kumar Banshkar | Pandariya | CHC
423 | Pathology Lab | Microscope | 1 | NA |  | NA | NA | 3000102043 | NA | 0 |  | 0 | NA | No |  |  |  | Kawardha | 2015-07-24 | Suresh Kumar Banshkar | Pandariya | CHC
424 | Pathology Lab | Microscope | 1 | Labourd |  | HL-66 | 6375 | 3000102044 | NA | 1 | 2016-06-29 | 0 | NA | Yes |  |  |  | Kawardha | 2015-07-24 | Suresh Kumar Banshkar | Pandariya | CHC
425 | Pathology Lab | Colorimeter | 1 | Simtronics |  | NA | NA | 3000102045 | NA | 0 |  | 0 | NA | No |  |  |  | Kawardha | 2015-07-24 | Suresh Kumar Banshkar | Pandariya | CHC
426 | Pathology Lab | 2 MSH Machine Tech. Stirrer | 1 | NA |  | NA | NA | 3000102046 | NA | 0 |  | 0 | NA | Yes |  |  |  | Kawardha | 2015-07-24 | Suresh Kumar Banshkar | Pandariya | CHC
427 | Pathology Lab | Centrifuse Machine | 1 | NA |  | NA | NA | 3000102047 | NA | 0 |  | 0 | NA | Yes |  |  |  | Kawardha | 2015-07-24 | Suresh Kumar Banshkar | Pandariya | CHC
428 | Pathology Lab | Electrophorosis Supply 610 | 1 | NA |  | NA | 1454 | 3000102048 | NA | 0 |  | 0 | NA | Yes |  |  |  | Kawardha | 2015-07-24 | Suresh Kumar Banshkar | Pandariya | CHC
429 | General Ward | Strilizer Horizontal | 1 | NA |  | NA | NA | 3000102049 | NA | 0 |  | 0 | NA | Yes |  |  |  | Kawardha | 2015-07-24 | Suresh Kumar Banshkar | Pandariya | CHC
430 | General Ward | Needle Cutter | 1 | NA |  | NA | NA | 3000102050 | NA | 0 |  | 0 | NA | Yes |  |  |  | Kawardha | 2015-07-24 | Suresh Kumar Banshkar | Pandariya | CHC
431 | General Ward | BP Instrument Stand | 1 | Medi Tech. |  | NA | 13J068 | 3000102051 | NA | 0 |  | 0 | NA | Yes |  |  |  | Kawardha | 2015-07-24 | Suresh Kumar Banshkar | Pandariya | CHC
432 | Dressing | Sterilizer Horizontal | 1 | NA |  | NA | NA | 3000102052 | NA | 0 |  | 0 | NA | Yes |  |  |  | Kawardha | 2015-07-24 | Suresh Kumar Banshkar | Pandariya | CHC
433 | ICTC | Hot Air Oven | 1 | NA |  | NA | NA | 3000102053 | NA | 0 |  | 0 | NA | No |  |  |  | Kawardha | 2015-07-24 | Suresh Kumar Banshkar | Pandariya | CHC
434 | ICTC | Hot Air Oven | 1 | NA |  | NA | NA | 3000102054 | NA | 0 |  | 0 | NA | No |  |  |  | Kawardha | 2015-07-24 | Suresh Kumar Banshkar | Pandariya | CHC
435 | ICTC | Water Wath | 1 | NA |  | NA | NA | 3000102055 | NA | 0 |  | 0 | NA | No |  |  |  | Kawardha | 2015-07-24 | Suresh Kumar Banshkar | Pandariya | CHC
436 | ICTC | Water Wath | 1 | NA |  | NA | NA | 3000102056 | NA | 0 |  | 0 | NA | No |  |  |  | Kawardha | 2015-07-24 | Suresh Kumar Banshkar | Pandariya | CHC
437 | ICTC | ECG Machine 12 Channle | 1 | Schiller |  | CH-6341 | NA | 3000102057 | NA | 0 |  | 0 | NA | Yes |  |  |  | Kawardha | 2015-07-24 | Suresh Kumar Banshkar | Pandariya | CHC
438 | Female Ward | Needle Cutter | 1 | NA |  | SIR 100 VA | NA | 3000102058 | NA | 0 |  | 0 | NA | Yes |  |  |  | Kawardha | 2015-07-24 | Suresh Kumar Banshkar | Pandariya | CHC
439 | Female Ward | Blood Bank Refreezrator | 1 | Medi Tech. |  | MTPF01 | NA | 3000102059 | NA | 1 | 2017-08-12 | 0 | NA | Yes |  |  |  | Kawardha | 2015-07-24 | Suresh Kumar Banshkar | Pandariya | CHC
440 | Female Ward | Blood Bank Centrifugle Machine | 1 | Medi Tech. |  | R08C with R-8L | DHLC5783 | 3000102060 | NA | 0 |  | 0 | NA | Yes |  |  |  | Kawardha | 2015-07-24 | Suresh Kumar Banshkar | Pandariya | CHC
441 | Female Ward | Opthomy microscope | 1 | Gem optech |  | NA | ZOM-12-709 | 3000102061 | NA | 0 |  | 0 | NA | Yes |  |  |  | Kawardha | 2015-07-24 | Suresh Kumar Banshkar | Pandariya | CHC
442 | Female Ward | Hydrolic Table | 1 | NA |  | NA | NA | 3000102062 | NA | 0 |  | 0 | NA | Yes |  |  |  | Kawardha | 2015-07-24 | Suresh Kumar Banshkar | Pandariya | CHC
443 | Female Ward | Autoclave Verticle | 1 | NA |  | NA | NA | 3000102063 | NA | 0 |  | 0 | NA | Yes |  |  |  | Kawardha | 2015-07-24 | Suresh Kumar Banshkar | Pandariya | CHC
444 | OT | Autoclave Verticle | 1 | NA |  | 10KG | NA | 3000102064 | NA | 0 |  | 0 | NA | Yes |  |  |  | Kawardha | 2015-07-24 | Suresh Kumar Banshkar | Pandariya | CHC
445 | OT | Autoclave Verticle | 1 | NA |  | 10KG | NA | 3000102065 | NA | 0 |  | 0 | NA | Yes |  |  |  | Kawardha | 2015-07-24 | Suresh Kumar Banshkar | Pandariya | CHC
446 | OT | Sterilizer Horizontal | 1 | NA |  | 5KG | NA | 3000102066 | NA | 0 |  | 0 | NA | Yes |  |  |  | Kawardha | 2015-07-24 | Suresh Kumar Banshkar | Pandariya | CHC
447 | OT | Sterilizer Verticle | 1 | NA |  | 50KG | NA | 3000102067 | NA | 0 |  | 0 | NA | Yes |  |  |  | Kawardha | 2015-07-24 | Suresh Kumar Banshkar | Pandariya | CHC
448 | OT | Slip Lap | 1 | ZEISS |  | 115 | 1013136 | 3000102068 | NA | 0 |  | 0 | NA | Yes |  |  |  | Kawardha | 2015-07-24 | Suresh Kumar Banshkar | Pandariya | CHC
449 | OT | Fumigator | 1 | NA |  | NA | NA | 3000102069 | NA | 0 |  | 0 | NA | Yes |  |  |  | Kawardha | 2015-07-24 | Suresh Kumar Banshkar | Pandariya | CHC
450 | Dental | Dental Chair | 1 | Chesa |  | NA | E30029-7031 | 3000102070 | NA | 1 | 2016-10-04 | 0 | NA | Yes |  |  |  | Kawardha | 2015-07-24 | Suresh Kumar Banshkar | Pandariya | CHC
451 | OPD | BP Appratus (Murcury) | 1 | Diamond |  | 03625 | NA | 3000102071 | NA | 0 |  | 0 | NA | Yes |  |  |  | Kawardha | 2015-07-24 | Suresh Kumar Banshkar | Pandariya | CHC
452 | Labour Room | BP Appratus (Stand) | 1 | Diamond |  | 152 Dec. 1402425 | 0196043 | 3000102072 | NA | 0 |  | 0 | NA | Yes |  |  |  | Kawardha | 2015-07-24 | Suresh Kumar Banshkar | Pandariya | CHC
453 | Labour Room | Baby Weight Machine | 1 | Essae |  | BS-250 | 2501413-1682 | 3000102073 | NA | 0 |  | 0 | NA | Yes |  |  |  | Kawardha | 2015-07-24 | Suresh Kumar Banshkar | Pandariya | CHC
454 | Labour Room | Baby Warmer Machine | 1 | Zeal Medical Pvt. Ltd. |  | NA | RSW-20028/0613/41 | 3000102074 | NA | 0 |  | 0 | NA | Yes |  |  |  | Kawardha | 2015-07-24 | Suresh Kumar Banshkar | Pandariya | CHC
455 | Labour Room | Suction Machine | 1 | NA |  | NA | NA | 3000102075 | NA | 0 |  | 0 | NA | Yes |  |  |  | Kawardha | 2015-07-24 | Suresh Kumar Banshkar | Pandariya | CHC
456 | Labour Room | Hydrolic Table | 1 | NA |  | NA | NA | 3000102076 | NA | 0 |  | 0 | NA | Yes |  |  |  | Kawardha | 2015-07-24 | Suresh Kumar Banshkar | Pandariya | CHC
457 | Store Room | X-ray Flim Storage Box | 1 | RKT |  | NA | NA | 3000102077 | NA | 0 |  | 0 | NA | Yes |  |  |  | Kawardha | 2015-07-24 | Suresh Kumar Banshkar | Pandariya | CHC
458 | Store Room | Microscope | 1 | NA |  | NA | NA | 3000102078 | NA | 0 |  | 0 | NA | Yes |  |  |  | Kawardha | 2015-07-24 | Suresh Kumar Banshkar | Pandariya | CHC
459 | Store Room | Microscope | 1 | NA |  | NA | NA | 3000102079 | NA | 0 |  | 0 | NA | Yes |  |  |  | Kawardha | 2015-07-24 | Suresh Kumar Banshkar | Pandariya | CHC
460 | Store Room | Microscope | 1 | NA |  | NA | NA | 3000102080 | NA | 0 |  | 0 | NA | No |  |  |  | Kawardha | 2015-07-24 | Suresh Kumar Banshkar | Pandariya | CHC
461 | Store Room | Microscope | 1 | NA |  | NA | NA | 3000102081 | NA | 0 |  | 0 | NA | No |  |  |  | Kawardha | 2015-07-24 | Suresh Kumar Banshkar | Pandariya | CHC
462 | Store Room | Open Care Warmer | 1 | Phoenix |  | OCW/PA | 6312 | 3000102082 | NA | 0 |  | 0 | NA | Yes |  |  |  | Kawardha | 2015-07-24 | Suresh Kumar Banshkar | Pandariya | CHC
463 | Store Room | Open Care Warmer | 1 | Phoenix |  | OCW/PA | 6313 | 3000102083 | NA | 0 |  | 0 | NA | Yes |  |  |  | Kawardha | 2015-07-24 | Suresh Kumar Banshkar | Pandariya | CHC
464 | Store Room | Open Care Warmer | 1 | Phoenix |  | OCW/PA | 6314 | 3000102084 | NA | 0 |  | 0 | NA | Yes |  |  |  | Kawardha | 2015-07-24 | Suresh Kumar Banshkar | Pandariya | CHC
465 | Radiology | X-ray Machine | 1 | Gelpro |  | BT60 | CG004-1 | 3000102085 | NA | 0 |  | 0 | NA | Yes |  |  |  | Kawardha | 2015-07-24 | Suresh Kumar Banshkar | Pandariya | CHC
466 | Labour Room | Needle Destroyer | 1 | NA |  | NA | NA | 3000102249 | NA | 0 |  |  |  | Yes |  |  |  | Kawardha | 2015-08-01 | Suresh Kumar | PHC Indori | PHC
467 | Store Room | Blood Pressure Monitor | 1 | NA |  | NA | NA | 3000102250 | NA | 0 |  |  |  | No |  |  |  | Kawardha | 2015-08-01 | Suresh Kumar | PHC Indori | PHC
468 | Store Room | Blood Pressure Monitor | 1 | NA |  | NA | NA | 3000102251 | NA | 0 |  |  |  | No |  |  |  | Kawardha | 2015-08-01 | Suresh Kumar | PHC Indori | PHC
469 | Store Room | Blood Pressure Monitor | 1 | NA |  | NA | NA | 3000102252 | NA | 0 |  |  |  | No |  |  |  | Kawardha | 2015-08-01 | Suresh Kumar | PHC Indori | PHC
470 | Store Room | Blood Pressure Monitor | 1 | NA |  | NA | NA | 3000102253 | NA | 0 |  |  |  | No |  |  |  | Kawardha | 2015-08-01 | Suresh Kumar | PHC Indori | PHC
471 | Store Room | Blood Pressure Monitor | 1 | NA |  | NA | NA | 3000102254 | NA | 0 |  |  |  | No |  |  |  | Kawardha | 2015-08-01 | Suresh Kumar | PHC Indori | PHC
472 | Labour Room | Suction Machin | 1 | NA |  | NA | NA | 3000102242 | NA | 0 |  |  |  | Yes |  |  |  | Kawardha | 2015-08-01 | Suresh Kumar | PHC Indori | PHC
473 | Labour Room | Baby Warmer | 1 | NA |  | NA | NA | 3000102243 | NA | 0 |  |  |  | Yes |  |  |  | Kawardha | 2015-08-01 | Suresh Kumar | PHC Indori | PHC
474 | Labour Room | Baby weight Machine | 1 | NA |  | NA | NA | 3000102244 | NA | 0 |  |  |  | Yes |  |  |  | Kawardha | 2015-08-01 | Suresh Kumar | PHC Indori | PHC
475 | Labour Room | Baby weight Machine | 1 | NA |  | BS250 | 2501413-1673 | 3000102246 | NA | 0 |  |  |  | Yes |  |  |  | Kawardha | 2015-08-01 | Suresh Kumar | PHC Indori | PHC
476 | Labour Room | Sterlizer Vertical | 1 | NA |  | NA | NA | 3000102247 | NA | 0 |  |  |  | Yes |  |  |  | Kawardha | 2015-08-01 | Suresh Kumar | PHC Indori | PHC
477 | Labour Room | Sterlizer Horizontal | 1 | NA |  | NA | 09E8999 | 3000102248 | NA | 0 |  |  |  | Yes |  |  |  | Kawardha | 2015-08-01 | Suresh Kumar | PHC Indori | PHC
478 | Store Room | Sterlizer Horizontal | 1 | NA |  | NA | NA | 3000102261 | NA | 0 |  |  |  | No |  |  |  | Kawardha | 2015-08-01 | Suresh Kumar | PHC Indori | PHC
479 | Store Room | Sterlizer Horizontal | 1 | NA |  | NA | NA | 3000102262 | NA | 0 |  |  |  | No |  |  |  | Kawardha | 2015-08-01 | Suresh Kumar | PHC Indori | PHC
480 | Store Room | Sterlizer Horizontal | 1 | NA |  | NA | NA | 3000102264 | NA | 0 |  |  |  | No |  |  |  | Kawardha | 2015-08-01 | Suresh Kumar | PHC Indori | PHC
481 | Store Room | Sterlizer Horizontal | 1 | NA |  | NA | NA | 3000102265 | NA | 0 |  |  |  | No |  |  |  | Kawardha | 2015-08-01 | Suresh Kumar | PHC Indori | PHC
482 | Store Room | Sterlizer Ucrtical | 1 | NA |  | NA | NA | 3000102263 | NA | 0 |  |  |  | Yes |  |  |  | Kawardha | 2015-08-01 | Suresh Kumar | PHC Indori | PHC
483 | OPD | Blood Pressure Monitor | 1 | Diomond |  | 3087 |  | 3000102266 | NA | 0 |  |  |  | Yes |  |  |  | Kawardha | 2015-08-01 | Suresh Kumar | PHC Indori | PHC
484 | Store Room | Needle Destroyer | 1 | NA |  | NA | NA | 3000102255 | NA | 0 |  |  |  | No |  |  |  | Kawardha | 2015-08-01 | Suresh Kumar | PHC Indori | PHC
485 | Store Room | Needle Destroyer | 1 | NA |  | NA | NA | 3000102256 | NA | 0 |  |  |  | No |  |  |  | Kawardha | 2015-08-01 | Suresh Kumar | PHC Indori | PHC
486 | Store Room | Sterlizer Horizontal | 1 | NA |  | NA | NA | 3000102257 | NA | 0 |  |  |  | No |  |  |  | Kawardha | 2015-08-01 | Suresh Kumar | PHC Indori | PHC
487 | Store Room | Sterlizer Horizontal | 1 | NA |  | NA | NA | 3000102258 | NA | 0 |  |  |  | No |  |  |  | Kawardha | 2015-08-01 | Suresh Kumar | PHC Indori | PHC
488 | Store Room | Sterlizer Horizontal | 1 | NA |  | NA | NA | 3000102259 | NA | 0 |  |  |  | No |  |  |  | Kawardha | 2015-08-01 | Suresh Kumar | PHC Indori | PHC
489 | Store Room | Sterlizer Horizontal | 1 | NA |  | NA | NA | 3000102260 | NA | 0 |  |  |  | No |  |  |  | Kawardha | 2015-08-01 | Suresh Kumar | PHC Indori | PHC
490 | Store Room | Sterlizer Horizontal | 1 | NA |  | NA | NA | 3000102118 | NA | 0 |  |  |  | Yes |  |  |  | Kawardha | 2015-07-28 | Suresh Kumar | PHC Kukdur | PHC
491 | Store Room | Sterlizer Ucrtical | 1 | NA |  | NA | NA | 3000102103 | NA | 0 |  |  |  | Yes |  |  |  | Kawardha | 2015-07-28 | Suresh Kumar | PHC Kukdur | PHC
492 | Store Room | Sterlizer Ucrtical | 1 | NA |  | NA | NA | 3000102102 | NA | 0 |  |  |  | No |  |  |  | Kawardha | 2015-07-28 | Suresh Kumar | PHC Kukdur | PHC
493 | Store Room | Sterlizer Ucrtical | 1 | NA |  | NA | NA | 3000102101 | NA | 0 |  |  |  | No |  |  |  | Kawardha | 2015-07-28 | Suresh Kumar | PHC Kukdur | PHC
494 | Store Room | Sterlizer Horizontal | 1 | NA |  | NA | NA | 3000102100 | NA | 0 |  |  |  | No |  |  |  | Kawardha | 2015-07-28 | Suresh Kumar | PHC Kukdur | PHC
495 | Store Room | Baby Warmer | 1 | NA |  | NA | NA | 3000102116 | NA | 0 |  |  |  | Yes |  |  |  | Kawardha | 2015-07-28 | Suresh Kumar | PHC Kukdur | PHC
496 | Labour Room | Baby weight Machine | 1 | NA |  | NA | NA | 3000102094 | NA | 0 |  |  |  | Yes |  |  |  | Kawardha | 2015-07-28 | Suresh Kumar | PHC Kukdur | PHC
497 | Labour Room | Suction Machin | 1 | NA |  | NA | NA | 3000102095 | NA | 0 |  |  |  | Yes |  |  |  | Kawardha | 2015-07-28 | Suresh Kumar | PHC Kukdur | PHC
498 | Labour Room | Needle cutter | 1 | NA |  | NA | NA | 3000102096 | NA | 0 |  |  |  | Yes |  |  |  | Kawardha | 2015-07-28 | Suresh Kumar | PHC Kukdur | PHC
499 | OPD | Blood Pressure Monitor | 1 | NA |  | NA | NA | 3000102097 | NA | 0 |  |  |  | Yes |  |  |  | Kawardha | 2015-07-28 | Suresh Kumar | PHC Kukdur | PHC
500 | Store Room | Centrefuge Machine | 1 | NA |  | NA | NA | 3000102098 | NA | 0 |  |  |  | Yes |  |  |  | Kawardha | 2015-07-28 | Suresh Kumar | PHC Kukdur | PHC
501 | Store Room | Centrefuge Machine | 1 | NA |  | NA | NA | 3000102117 | NA | 0 |  |  |  | Yes |  |  |  | Kawardha | 2015-07-28 | Suresh Kumar | PHC Kukdur | PHC
502 | Store Room | Sterlizer Horizontal | 1 | NA |  | NA | NA | 3000102099 | NA | 0 |  |  |  | No |  |  |  | Kawardha | 2015-07-28 | Suresh Kumar | PHC Kukdur | PHC
503 | Store Room | Sterlizer Horizontal | 1 | NA |  | NA | NA | 3000102110 | NA | 0 |  |  |  | No |  |  |  | Kawardha | 2015-07-28 | Suresh Kumar | PHC Kukdur | PHC
504 | Store Room | Sterlizer Horizontal | 1 | NA |  | NA | NA | 3000102111 | NA | 0 |  |  |  | No |  |  |  | Kawardha | 2015-07-28 | Suresh Kumar | PHC Kukdur | PHC
505 | Store Room | Sterlizer Horizontal | 1 | NA |  | NA | NA | 3000102112 | NA | 0 |  |  |  | No |  |  |  | Kawardha | 2015-07-28 | Suresh Kumar | PHC Kukdur | PHC
506 | Store Room | Sterlizer Horizontal | 1 | NA |  | NA | NA | 3000102113 | NA | 0 |  |  |  | No |  |  |  | Kawardha | 2015-07-28 | Suresh Kumar | PHC Kukdur | PHC
507 | Store Room | Sterlizer Horizontal | 1 | NA |  | NA | NA | 3000102114 | NA | 0 |  |  |  | No |  |  |  | Kawardha | 2015-07-28 | Suresh Kumar | PHC Kukdur | PHC
508 | Labour Room | Suction Machin | 1 | NA |  | NA | NA | 3000102138 | NA | 0 |  |  |  | No |  |  |  | Kawardha | 2015-07-27 | Suresh Kumar | PHC Daldali | PHC
509 | Labour Room | Baby weight Machine | 1 | NA |  | NA | NA | 3000102139 | NA | 0 |  |  |  | Yes |  |  |  | Kawardha | 2015-07-27 | Suresh Kumar | PHC Daldali | PHC
510 | Labour Room | Needle cutter | 1 | NA |  | NA | NA | 3000102140 | NA | 0 |  |  |  | Yes |  |  |  | Kawardha | 2015-07-27 | Suresh Kumar | PHC Daldali | PHC
511 | Labour Room | Sterlizer Horizontal | 1 | NA |  | NA | NA | 3000102141 | NA | 0 |  |  |  | Yes |  |  |  | Kawardha | 2015-07-27 | Suresh Kumar | PHC Daldali | PHC
512 | Labour Room | Nebulizer | 1 | Smartcare |  | NA | 9311 | 3000102142 | NA | 0 |  |  |  | Yes |  |  |  | Kawardha | 2015-07-27 | Suresh Kumar | PHC Daldali | PHC
513 | Labour Room | Blood Pressure Monitor | 1 | Smartcare |  | NA | SCH 118 | 3000102143 | NA | 0 |  |  |  | Yes |  |  |  | Kawardha | 2015-07-27 | Suresh Kumar | PHC Daldali | PHC
514 | Store Room | Blood Pressure Monitor | 1 | NA |  | NA | NA | 3000102144 | NA | 0 |  |  |  | No |  |  |  | Kawardha | 2015-07-27 | Suresh Kumar | PHC Daldali | PHC
515 | Store Room | Blood Pressure Monitor | 1 | NA |  | NA | NA | 3000102145 | NA | 0 |  |  |  | No |  |  |  | Kawardha | 2015-07-27 | Suresh Kumar | PHC Daldali | PHC
516 | Store Room | Sterlizer Ucrtical | 1 | NA |  | NA | NA | 3000102146 | NA | 0 |  |  |  | No |  |  |  | Kawardha | 2015-07-27 | Suresh Kumar | PHC Daldali | PHC
517 | Store Room | Sterlizer Ucrtical | 1 | NA |  | NA | NA | 3000102147 | NA | 0 |  |  |  | No |  |  |  | Kawardha | 2015-07-27 | Suresh Kumar | PHC Daldali | PHC
518 | Store Room | Sterlizer Horizontal | 1 | NA |  | NA | NA | 3000102148 | NA | 0 |  |  |  | No |  |  |  | Kawardha | 2015-07-27 | Suresh Kumar | PHC Daldali | PHC
519 | Pathology Lab | Microscope | 1 | Labomed |  | 3 | 4380-0951 | 3000102125 | NA | 0 |  |  |  | No |  |  |  | Kawardha | 2015-07-29 | Suresh Kumar | PHC Taregaon | PHC
520 | Pathology Lab | Microscope | 1 | NA |  | MK-603 | NA | 3000102126 | NA | 0 |  |  |  | Yes |  |  |  | Kawardha | 2015-07-29 | Suresh Kumar | PHC Taregaon | PHC
521 | Store Room | Sterlizer Ucrtical | 1 | NA |  | NA | NA | 3000102127 | NA | 0 |  |  |  | Yes |  |  |  | Kawardha | 2015-07-29 | Suresh Kumar | PHC Taregaon | PHC
522 | Store Room | Sterlizer Ucrtical | 1 | NA |  | NA | NA | 3000102128 | NA | 0 |  |  |  | Yes |  |  |  | Kawardha | 2015-07-29 | Suresh Kumar | PHC Taregaon | PHC
523 | Store Room | Sterlizer Ucrtical | 1 | NA |  | NA | NA | 3000102129 | NA | 0 |  |  |  | Yes |  |  |  | Kawardha | 2015-07-29 | Suresh Kumar | PHC Taregaon | PHC
524 | Store Room | Sterlizer Horizontal | 1 | NA |  | NA | NA | 3000102130 | NA | 0 |  |  |  | Yes |  |  |  | Kawardha | 2015-07-29 | Suresh Kumar | PHC Taregaon | PHC
525 | Pathology Lab | Sterlizer Ucrtical | 1 | NA |  | NA | NA | 3000102131 | NA | 0 |  |  |  | Yes |  |  |  | Kawardha | 2015-07-29 | Suresh Kumar | PHC Taregaon | PHC
526 | Pathology Lab | Sterlizer Horizontal | 1 | NA |  | NA | NA | 3000102132 | NA | 0 |  |  |  | No |  |  |  | Kawardha | 2015-07-29 | Suresh Kumar | PHC Taregaon | PHC
527 | Store Room | Suction Machin | 1 | NA |  | NA | NA | 3000102133 | NA | 0 |  |  |  | Yes |  |  |  | Kawardha | 2015-07-29 | Suresh Kumar | PHC Taregaon | PHC
528 | Store Room | Hot Air Oven | 1 | NA |  | NA | NA | 3000102134 | NA | 0 |  |  |  | No |  |  |  | Kawardha | 2015-07-29 | Suresh Kumar | PHC Taregaon | PHC
529 | Store Room | Centrefuge Machine | 1 | NA |  | NA | NA | 3000102135 | NA | 0 |  |  |  | No |  |  |  | Kawardha | 2015-07-29 | Suresh Kumar | PHC Taregaon | PHC
530 | Store Room | Centrefuge Machine | 1 | NA |  | NA | NA | 3000102136 | NA | 0 |  |  |  | No |  |  |  | Kawardha | 2015-07-29 | Suresh Kumar | PHC Taregaon | PHC
531 | Labour Room | Suction Machin | 1 | NA |  | NA | NA | 3000102119 | NA | 0 |  |  |  | Yes |  |  |  | Kawardha | 2015-07-29 | Suresh Kumar | PHC Taregaon | PHC
532 | Labour Room | Baby weight Machine | 1 | Essae |  | BS250 | 2501413-1695 | 3000102120 | NA | 0 |  |  |  | No |  |  |  | Kawardha | 2015-07-29 | Suresh Kumar | PHC Taregaon | PHC
533 | Labour Room | Baby weight Machine | 1 | Crown |  | NA | NA | 3000102121 | NA | 0 |  |  |  | Yes |  |  |  | Kawardha | 2015-07-29 | Suresh Kumar | PHC Taregaon | PHC
534 | Labour Room | Needle Destroyer | 1 | NA |  | NA | NA | 3000102122 | NA | 0 |  |  |  | Yes |  |  |  | Kawardha | 2015-07-29 | Suresh Kumar | PHC Taregaon | PHC
535 | Pathology Lab | Centrefuge Machine | 1 | NA |  | NA | NA | 3000102124 | NA | 0 |  |  |  | Yes |  |  |  | Kawardha | 2015-07-29 | Suresh Kumar | PHC Taregaon | PHC
536 | Pathology Lab | Hot Air Oven | 1 | NA |  | NA | NA | 3000102123 | NA | 0 |  |  |  | Yes |  |  |  | Kawardha | 2015-07-29 | Suresh Kumar | PHC Taregaon | PHC
537 | Labour Room | Suction Machin | 1 | NA |  | NA | NA | 3000102312 | NA | 0 |  |  |  | No |  |  |  | Kawardha | 2015-07-31 | Suresh Kumar | PHC Jhalmala | PHC
538 | Labour Room | Baby weight Machine | 1 | NA |  | NA | NA | 3000102313 | NA | 0 |  |  |  | Yes |  |  |  | Kawardha | 2015-07-31 | Suresh Kumar | PHC Jhalmala | PHC
539 | Labour Room | Blood Pressure Monitor | 1 | GOLD |  | NA | 34012 | 3000102314 | NA | 0 |  |  |  | Yes |  |  |  | Kawardha | 2015-07-31 | Suresh Kumar | PHC Jhalmala | PHC
540 | Labour Room | Sterlizer Horizontal | 1 | NA |  | NA | NA | 3000102315 | NA | 0 |  |  |  | Yes |  |  |  | Kawardha | 2015-07-31 | Suresh Kumar | PHC Jhalmala | PHC
541 | Pathology Lab | Centrefuge Machine | 1 | NA |  | NA | NA | 3000102316 | NA | 0 |  |  |  | Yes |  |  |  | Kawardha | 2015-07-31 | Suresh Kumar | PHC Jhalmala | PHC
542 | Pathology Lab | Hot Air Oven | 1 | NA |  | NA | NA | 3000102317 | NA | 0 |  |  |  | Yes |  |  |  | Kawardha | 2015-07-31 | Suresh Kumar | PHC Jhalmala | PHC
543 | Pathology Lab | Microscope | 1 | NA |  | MK-603 | NA | 3000102318 | NA | 0 |  |  |  | Yes |  |  |  | Kawardha | 2015-07-31 | Suresh Kumar | PHC Jhalmala | PHC
544 | IPD | Sterlizer Horizontal | 1 | NA |  | NA | NA | 3000102319 | NA | 0 |  |  |  | Yes |  |  |  | Kawardha | 2015-07-31 | Suresh Kumar | PHC Jhalmala | PHC
545 | IPD | Needle Destroyer | 1 | NA |  | NA | NA | 3000102320 | NA | 0 |  |  |  | Yes |  |  |  | Kawardha | 2015-07-31 | Suresh Kumar | PHC Jhalmala | PHC
546 | IPD | Nubulizer | 1 | Readymist |  | NA | 68610 | 3000102321 | NA | 0 |  |  |  | Yes |  |  |  | Kawardha | 2015-07-31 | Suresh Kumar | PHC Jhalmala | PHC
547 | Store Room | Sterlizer Horizontal | 1 | NA |  | NA | NA | 3000102322 | NA | 0 |  |  |  | Yes |  |  |  | Kawardha | 2015-07-31 | Suresh Kumar | PHC Jhalmala | PHC
548 | Labour Room | Baby weight Machine | 1 | NA |  | NA | NA | 3000102280 | NA | 0 |  |  |  | Yes |  |  |  | Kawardha | 2015-07-30 | Suresh Kumar | PHC Regakhar | PHC
549 | Labour Room | Nebulizer | 1 | NA |  | NA | NA | 3000102281 | NA | 0 |  |  |  | Yes |  |  |  | Kawardha | 2015-07-30 | Suresh Kumar | PHC Regakhar | PHC
550 | Labour Room | Sterlizer Horizontal | 1 | NA |  | NA | 919949 | 3000102282 | NA | 0 |  |  |  | Yes |  |  |  | Kawardha | 2015-07-30 | Suresh Kumar | PHC Regakhar | PHC
551 | Labour Room | Needle Destroyer | 1 | NA |  | ND-360 | 5006/03 | 3000102283 | NA | 0 |  |  |  | Yes |  |  |  | Kawardha | 2015-07-30 | Suresh Kumar | PHC Regakhar | PHC
552 | OT | Hydrolic Table | 1 | NA |  | NA | NA | 3000102284 | NA | 0 |  |  |  | Yes |  |  |  | Kawardha | 2015-07-30 | Suresh Kumar | PHC Regakhar | PHC
553 | OT | Sterlizer Vertical | 1 | NA |  | NA | NA | 3000102285 | NA | 0 |  |  |  | Yes |  |  |  | Kawardha | 2015-07-30 | Suresh Kumar | PHC Regakhar | PHC
554 | Store Room | Sterlizer Horizontal | 1 | NA |  | NA | NA | 3000102300 | NA | 0 |  |  |  | No |  |  |  | Kawardha | 2015-07-30 | Suresh Kumar | PHC Regakhar | PHC
555 | Store Room | Sterlizer Horizontal | 1 | NA |  | NA | NA | 3000102301 | NA | 0 |  |  |  | No |  |  |  | Kawardha | 2015-07-30 | Suresh Kumar | PHC Regakhar | PHC
556 | Store Room | Sterlizer Horizontal | 1 | NA |  | NA | NA | 3000102302 | NA | 0 |  |  |  | No |  |  |  | Kawardha | 2015-07-30 | Suresh Kumar | PHC Regakhar | PHC
557 | Store Room | Sterlizer Horizontal | 1 | NA |  | NA | NA | 3000102303 | NA | 0 |  |  |  | No |  |  |  | Kawardha | 2015-07-30 | Suresh Kumar | PHC Regakhar | PHC
558 | Store Room | Sterlizer Vertical | 1 | NA |  | NA | NA | 3000102304 | NA | 0 |  |  |  | No |  |  |  | Kawardha | 2015-07-30 | Suresh Kumar | PHC Regakhar | PHC
559 | Store Room | Microscope | 1 | NA |  | NA | NA | 3000102298 | NA | 0 |  |  |  | No |  |  |  | Kawardha | 2015-07-30 | Suresh Kumar | PHC Regakhar | PHC
560 | Store Room | Microscope | 1 | NA |  | NA | NA | 3000102299 | NA | 0 |  |  |  | No |  |  |  | Kawardha | 2015-07-30 | Suresh Kumar | PHC Regakhar | PHC
561 | Store Room | OT Light Stand | 1 | NA |  | NA | NA | 3000102305 | NA | 0 |  |  |  | No |  |  |  | Kawardha | 2015-07-30 | Suresh Kumar | PHC Regakhar | PHC
562 | Store Room | OT Light Stand | 1 | NA |  | NA | NA | 3000102306 | NA | 0 |  |  |  | No |  |  |  | Kawardha | 2015-07-30 | Suresh Kumar | PHC Regakhar | PHC
563 | Pathology Lab | Microscope | 1 | NA |  | 3 | 812 | 3000102307 | NA | 0 |  |  |  | Yes |  |  |  | Kawardha | 2015-07-30 | Suresh Kumar | PHC Regakhar | PHC
564 | Pathology Lab | Centrefuge Machine | 1 | NA |  | NA | NA | 3000102308 | NA | 0 |  |  |  | No |  |  |  | Kawardha | 2015-07-30 | Suresh Kumar | PHC Regakhar | PHC
565 | Pathology Lab | Needle Destroyer | 1 | NA |  | NA | 5008/03 | 3000102309 | NA | 0 |  |  |  | No |  |  |  | Kawardha | 2015-07-30 | Suresh Kumar | PHC Regakhar | PHC
566 | Store Room | Centrefuge Machine | 1 | NA |  | NA | NA | 3000102292 | NA | 0 |  |  |  | Packed |  |  |  | Kawardha | 2015-07-30 | Suresh Kumar | PHC Regakhar | PHC
567 | Store Room | Sterlizer Vertical | 1 | NA |  | NA | NA | 3000102293 | NA | 0 |  |  |  | Packed |  |  |  | Kawardha | 2015-07-30 | Suresh Kumar | PHC Regakhar | PHC
568 | Store Room | Blood Pressure Monitor (Stand) | 1 | NA |  | NA | NA | 3000102294 | NA | 0 |  |  |  | No |  |  |  | Kawardha | 2015-07-30 | Suresh Kumar | PHC Regakhar | PHC
569 | Store Room | Sterlizer Horizontal | 1 | NA |  | NA | NA | 3000102295 | NA | 0 |  |  |  | Yes |  |  |  | Kawardha | 2015-07-30 | Suresh Kumar | PHC Regakhar | PHC
570 | Pathology Lab | Microscope | 1 | NA |  | NA | NA | 3000102296 | NA | 0 |  |  |  | No |  |  |  | Kawardha | 2015-07-30 | Suresh Kumar | PHC Regakhar | PHC
571 | Pathology Lab | Microscope | 1 | NA |  | NA | NA | 3000102297 | NA | 0 |  |  |  | No |  |  |  | Kawardha | 2015-07-30 | Suresh Kumar | PHC Regakhar | PHC
572 | Eye Department | Vision Drum | 1 | NA |  | NA | NA | 3000102286 | NA | 0 |  |  |  | Yes |  |  |  | Kawardha | 2015-07-30 | Suresh Kumar | PHC Regakhar | PHC
573 | Radiology | X-Ray Machine | 1 | Meditonics 100MA |  | Diagnox 100R | 6A 005 | 3000102287 | NA | 0 |  |  |  | Yes |  |  |  | Kawardha | 2015-07-30 | Suresh Kumar | PHC Regakhar | PHC
574 | Store Room | Suction Machine | 1 | NA |  | NA | NA | 3000102288 | NA | 0 |  |  |  | NO |  |  |  | Kawardha | 2015-07-30 | Suresh Kumar | PHC Regakhar | PHC
575 | Store Room | Suction Machine | 1 | NA |  | NA | NA | 3000102289 | NA | 0 |  |  |  | NO |  |  |  | Kawardha | 2015-07-30 | Suresh Kumar | PHC Regakhar | PHC
576 | Store Room | Blood Pressure Monitor (Stand) | 1 | Diomond |  | 3088 | NA | 3000102290 | NA | 0 |  |  |  | NO |  |  |  | Kawardha | 2015-07-30 | Suresh Kumar | PHC Regakhar | PHC
577 | Store Room | Centrefuge Machine | 1 | NA |  | NA | NA | 3000102291 | NA | 0 |  |  |  | NO |  |  |  | Kawardha | 2015-07-30 | Suresh Kumar | PHC Regakhar | PHC
578 | Pathology Lab | Microscope | 1 | Fallon |  | NA | NA | 3000102310 | NA | 0 |  |  |  | No |  |  |  | Kawardha | 2015-07-30 | Suresh Kumar | PHC Regakhar | PHC
579 | Pathology Lab | glucometer | 1 | Altima |  | NA | RMD0170 | 3000102311 | NA | 0 |  |  |  | No |  |  |  | Kawardha | 2015-07-30 | Suresh Kumar | PHC Regakhar | PHC
580 | OPD | Blood Pressure Monitor | 1 | NA |  | NA | NA | 3000102735 | NA | 0 |  |  |  | Yes |  |  |  | Kawardha | 2015-07-29 | Vishal Kurmi | PHC Bamhni | PHC
581 | OPD | Baby weight Machine | 1 | NA |  | NA | NA | 3000102736 | NA | 0 |  |  |  | Yes |  |  |  | Kawardha | 2015-07-29 | Vishal Kurmi | PHC Bamhni | PHC
582 | OPD | Baby Warmer | 1 | Tiananw |  | NA | NA | 3000102737 | NA | 0 |  |  |  | Yes |  |  |  | Kawardha | 2015-07-29 | Vishal Kurmi | PHC Bamhni | PHC
583 | OPD | Suection Machine | 1 | NA |  | NA | NA | 3000102738 | NA | 0 |  |  |  | Yes |  |  |  | Kawardha | 2015-07-29 | Vishal Kurmi | PHC Bamhni | PHC
584 | OPD | Autoclave Machine | 1 | NA |  | NA | NA | 3000102739 | NA | 0 |  |  |  | No |  |  |  | Kawardha | 2015-07-29 | Vishal Kurmi | PHC Bamhni | PHC
585 | OPD | Autoclave Machine | 1 | NA |  | NA | NA | 3000102740 | NA | 0 |  |  |  | Yes |  |  |  | Kawardha | 2015-07-29 | Vishal Kurmi | PHC Bamhni | PHC
586 | Labour Room | Autoclave Machine | 1 | NA |  | NA | NA | 3000102741 | NA | 0 |  |  |  | No |  |  |  | Kawardha | 2015-07-29 | Vishal Kurmi | PHC Bamhni | PHC
587 | Labour Room | Blood Pressure Monitor | 1 | NA |  | NA | NA | 3000102742 | NA | 0 |  |  |  | No |  |  |  | Kawardha | 2015-07-29 | Vishal Kurmi | PHC Bamhni | PHC
588 | Labour Room | Fetal Dopppler | 1 | NA |  | NA | NA | 3000102743 | NA | 0 |  |  |  | Yes |  |  |  | Kawardha | 2015-07-29 | Vishal Kurmi | PHC Bamhni | PHC
589 | Labour Room | Needle cutter | 1 | NA |  | NA | NA | 3000102744 | NA | 0 |  |  |  | No |  |  |  | Kawardha | 2015-07-29 | Vishal Kurmi | PHC Bamhni | PHC
590 | Labour Room | Nubulizer | 1 | NA |  | NA | NA | 3000102745 | NA | 0 |  |  |  | Yes |  |  |  | Kawardha | 2015-07-29 | Vishal Kurmi | PHC Bamhni | PHC
591 | Labour Room | Baby weight Machine | 1 | NA |  | NA | NA | 3000102746 | NA | 0 |  |  |  | Yes |  |  |  | Kawardha | 2015-07-29 | Vishal Kurmi | PHC Bamhni | PHC
592 | Store Room | Needle cutter | 1 | NA |  | NA | NA | 3000102747 | NA | 0 |  |  |  | No |  |  |  | Kawardha | 2015-07-29 | Vishal Kurmi | PHC Bamhni | PHC
593 | IR | Nubulizer | 1 | Smartcare |  | NA | NA | 3000074838 | Aug.2012 | 0 |  |  |  | Yes |  |  |  | Kawardha | 2015-07-30 | Golu Dhakad | PHC Ranvirpur | PHC
594 | IR | Needle cutter | 1 | Microsil |  | NA | NA | 3000074839 | Nov.2011 | 0 |  |  |  | No |  |  |  | Kawardha | 2015-07-30 | Golu Dhakad | PHC Ranvirpur | PHC
595 | Labour Room | Radiant Heat Warmer | 1 | Galtron |  | 230 V AC | 2013L1205B | 3000074840 | 2014-03-01 | 0 |  |  |  | Yes |  |  |  | Kawardha | 2015-07-30 | Golu Dhakad | PHC Ranvirpur | PHC
596 | Labour Room | Mobile light | 1 | NA |  | NA | NA | 3000074841 | 2013-03-01 | 0 |  |  |  | Yes |  |  |  | Kawardha | 2015-07-30 | Golu Dhakad | PHC Ranvirpur | PHC
597 | Labour Room | Fetal Dopppler | 1 | Lifex |  | NA | NA | 3000074842 | Aug.2012 | 0 |  |  |  | Yes |  |  |  | Kawardha | 2015-07-30 | Golu Dhakad | PHC Ranvirpur | PHC
598 | Labour Room | Blood Pressure Monitor | 1 | Diomond |  | NA | NA | 3000074843 | NA | 0 |  |  |  | Yes |  |  |  | Kawardha | 2015-07-30 | Golu Dhakad | PHC Ranvirpur | PHC
599 | Labour Room | Suction Machine | 1 | NA |  | NA | NA | 3000074844 | Jan.2015 | 1 |  |  |  | Yes |  |  |  | Kawardha | 2015-07-30 | Golu Dhakad | PHC Ranvirpur | PHC
600 | Labour Room | Foot Suction Machine | 1 | Shiva |  | NA | NA | 3000074845 | Jan.2015 | 1 |  |  |  | Yes |  |  |  | Kawardha | 2015-07-30 | Golu Dhakad | PHC Ranvirpur | PHC
601 | Labour Room | Sterlizer | 1 | Atlas |  | NA | 09E9180 | 3000074846 | NA | 0 |  |  |  | Yes |  |  |  | Kawardha | 2015-07-30 | Golu Dhakad | PHC Ranvirpur | PHC
602 | OPD | Blood Pressure Monitor | 1 | Diomond |  | NA | NA | 3000074847 | Feb.2012 | 0 |  |  |  | Yes |  |  |  | Kawardha | 2015-07-30 | Golu Dhakad | PHC Ranvirpur | PHC
Note on J6: Author:
Note on J65: Author:

## Master Sheet Chhattisgarh
S.NO | District | Facility Name | Facility Type | Department | Equipment Name | Qty. | Manufacturer | Model | Equipment S.No. | Barcode Sticker | Installation date (m-yy) | Under Warranty (Y=1/ N=0) | Warranty Upto (m-yy) | AMC / CMC (Y=1,N=0) | AMC/CMC upto (m/yy) | Working status
1 | Raipur | Rajatalabh | UPHC | Pathology Lab. | CENTRIFUGE MACHINE (6 Tubes) | 1 | NA | NA | NA | 3000103967 | 2015-02-01 | 0 | NA | 0 | NA | NW
2 | Raipur | Rajatalabh | UPHC | Pathology Lab. | SPHYGMOMANOMETER (MERCURIAL) | 1 | Smart Care | SCH-108 | NA | 3000103968 | NA | 0 | NA | 0 | NA | W
3 | Raipur | Rajatalabh | UPHC | Pathology Lab. | ADULT WEIGHING MACHINE | 1 | Dr. Rom | NA | NA | 3000103969 | NA | 0 | NA | 0 | NA | W
4 | Raipur | Rajatalabh | UPHC | Pathology Lab. | GLUCOMETER | 1 | Rochi Dignostic | Accuchek Active | GC 17433176 | 3000103970 | NA | 0 | NA | 0 | NA | W
5 | Raipur | Rajatalabh | UPHC | Pathology Lab. | NEBULIZER | 1 | Nulife Global Medical | Handyreb | Num 224687 | 3000103976 | NA | 0 | NA | 0 | NA | W
6 | Raipur | Rajatalabh | UPHC | Pathology Lab. | AUTOCLAVE | 1 | Local | NA | NA | 3000103971 | NA | 0 | NA | 0 | NA | W
7 | Raipur | Rajatalabh | UPHC | Pathology Lab. | SUCTION APPARATUS | 1 | Shiva | NA | NA | 3000103972 | NA | 0 | NA | 0 | NA | W
8 | Raipur | Rajatalabh | UPHC | DELIVERY ROOM | BABY WEIGHING SCALE | 1 | Raman Surgical | NA | NA | 3000103973 | NA | 0 | NA | 0 | NA | W
9 | Raipur | Rajatalabh | UPHC | Injection Room | ELECTRIC STERILIZER | 1 | Local | NA | NA | 3000103974 | NA | 0 | NA | 0 | NA | W
10 | Raipur | Rajatalabh | UPHC | Pathology Lab. | MICROSCOPE (BINOCULAR) | 1 | LabOMED | LX300 | NA | 3000103975 | 2015-03-01 | 0 | NA | 0 | NA | NW
11 | Raipur | Mowa | UPHC | OPD | SPHYGMOMANOMETER (MERCURIAL) | 1 | Diamond | Delux | 77260 | 3000103958 | NA | 0 | NA | 0 | NA | W
12 | Raipur | Mowa | UPHC | DELIVERY ROOM | BABY WEIGHING SCALE | 1 | Docbel Brown | NA | NA | 3000103959 | NA | 0 | NA | 0 | NA | W
13 | Raipur | Mowa | UPHC | DELIVERY ROOM | ADULT WEIGHING MACHINE | 1 | Golden Star | Patix | NA | 3000103960 | NA | 0 | NA | 0 | NA | W
14 | Raipur | Mowa | UPHC | DELIVERY ROOM | REFRIGERATOR | 1 | SAMSUNG | 0A1MRR19J2104BX | 0A1M4ZAG303379V | 3000103961 | NA | 0 | 2020 | 0 | NA | W
15 | Raipur | Mowa | UPHC | DELIVERY ROOM | BABY WEIGHING SCALE | 1 | Suvarna |  |  | 3000103962 | NA | 0 | NA | 0 | NA | W
16 | Raipur | Mowa | UPHC | DELIVERY ROOM | SUCTION APPARATUS | 1 | Bio Plus | NA | NA | 3000103963 | NA | 0 | NA | 0 | NA | W
17 | Raipur | Mowa | UPHC | DELIVERY ROOM | FOETAL DOPPLER | 1 | Vcomin technology | FD-200D | FD2D140812208 | 3000103964 | NA | 0 | NA | 0 | NA | W
18 | Raipur | Mowa | UPHC | Store Room | AUTOCLAVE | 1 | local | NA | NA | 3000103965 | NA | 0 | NA | 0 | NA | W
19 | Raipur | Mowa | UPHC | Store Room | NEEDLE DESTROYER | 1 | Microsil | ND-360 | 8552/03 | 3000103966 | 2011-11-01 | 0 | NA | 0 | NA | W
20 | Raipur | Khorpa | PHC | OPD | SPHYGMOMANOMETER (MERCURIAL) | 1 | Medi Care Pro | CM/L 8677709 | 1311034 | 3000074138 | NA | 0 | NA | 0 | NA | W
21 | Raipur | Khorpa | PHC | DELIVERY ROOM | ELECTRIC STERILIZER | 1 | Atlas Surgical co. |  | 09F9560 | 3000074139 | NA | 0 | NA | 0 | NA | NW
22 | Raipur | Khorpa | PHC | DELIVERY ROOM | NEEDLE DESTROYER | 1 | Saratech | S1R (100 VA) | 1240 | 3000074140 | NA | 0 | NA | 0 | NA | W
23 | Raipur | Khorpa | PHC | DELIVERY ROOM | BABY WEIGHING SCALE | 1 | Swarna | NA | NA | 3000074141 | NA | 0 | NA | 0 | NA | W
24 | Raipur | Khorpa | PHC | DELIVERY ROOM | ELECTRIC STERILIZER | 1 | Local Made | NA | NA | 3000074142 | NA | 0 | NA | 0 | NA | W
25 | Raipur | Khorpa | PHC | DELIVERY ROOM | SUCTION APPARATUS | 1 | Local Made | NA | NA | 3000074143 | NA | 0 | NA | 0 | NA | W
26 | Raipur | Khorpa | PHC | DELIVERY ROOM | Labour OT TABLE | 1 | NA | NA | NA | 3000074144 | NA | 0 | NA | 0 | NA | W
27 | Raipur | Khorpa | PHC | DELIVERY ROOM | FOETAL DOPPLER | 1 | NA | 53 | NA | 3000074145 | NA | 0 | NA | 0 | NA | W
28 | Raipur | Khorpa | PHC | Injection Room | NEEDLE DESTROYER | 1 | Sara TECH |  |  | 3000074146 | NA | 0 | NA | 0 | NA | W
29 | Raipur | Khorpa | PHC | Injection Room | REFRIGERATOR | 1 | Vidiocon |  | NA | 3000074147 | NA | 0 | NA | 0 | NA | NW
30 | Raipur | Khorpa | PHC | Injection Room | SPHYGMOMANOMETER (MERCURIAL) | 1 | Diamond |  | 8509 | 3000074148 | NA | 0 | NA | 0 | NA | W
31 | Raipur | Khorpa | PHC | Injection Room | GLUCOMETER | 1 | Rochi | Accuchek Active | 5531016405 | 3000074149 | NA | 0 | NA | 0 | NA | W
32 | Raipur | Khorpa | PHC | Injection Room | GLUCOMETER | 1 | Dispo Safe | NA | CNP78101392 | 3000074150 | NA | 0 | NA | 0 | NA | W
33 | Raipur | Khorpa | PHC | Injection Room | NEBULIZER | 1 | SG Technology Ashoka | AS-01 | NA | 3000074151 | NA | 0 | NA | 0 | NA | W
34 | Raipur | Khorpa | PHC | Injection Room | SPHYGMOMANOMETER (DIGITAL) | 1 | OMRON | HEM7111 | 20120532363VGs | 3000074152 | NA | 0 | NA | 0 | NA | W
35 | Raipur | Uparwara | PHC | DELIVERY ROOM | NEEDLE DESTROYER | 1 | Sara TECH | NA | NA | 3000074085 | NA | 0 | NA | 0 | NA | W
36 | Raipur | Uparwara | PHC | DELIVERY ROOM | FOETAL DOPPLER | 1 | LEP | NA | NA | 3000074086 | NA | 0 | NA | 0 | NA | W
37 | Raipur | Uparwara | PHC | DELIVERY ROOM | BABY WEIGHING SCALE | 1 | Mechinical Capacity | NA | NA | 3000074087 | NA | 0 | NA | 0 | NA | W
38 | Raipur | Uparwara | PHC | DELIVERY ROOM | SUCTION APPARATUS | 1 | 2H Capacity | NA | NA | 3000074088 | NA | 0 | NA | 0 | NA | W
39 | Raipur | Uparwara | PHC | DELIVERY ROOM | SPHYGMOMANOMETER (MERCURIAL) | 1 | DIAMOND | Regular | 29429 | 3000074089 | NA | 0 | NA | 0 | NA | W
40 | Raipur | Uparwara | PHC | DELIVERY ROOM | SPHYGMOMANOMETER (MERCURIAL) | 1 | DIAMOND | NA | 0 0 0 925 | 3000074090 | NA | 0 | NA | 0 | NA | NW
41 | Raipur | Uparwara | PHC | Store Room | NEEDLE DESTROYER | 1 | Sara TECH | S1R (100 VA) | R2285 | 3000074091 | NA | 0 | NA | 0 | NA | W
42 | Raipur | Uparwara | PHC | Store Room | VDRL ROTATOR | 1 | Local Made |  |  | 3000074092 | NA | 0 | NA | 0 | NA | W
43 | Raipur | Uparwara | PHC | Store Room | ELECTRIC STERILIZER | 1 | Local Made |  |  | 3000074093 | NA | 0 | NA | 0 | NA | W
44 | Raipur | Uparwara | PHC | Store Room | ADULT WEIGHING MACHINE | 1 | Local Made 150 kg |  |  | 3000074094 | NA | 0 | NA | 0 | NA | W
45 | Raipur | Uparwara | PHC | Store Room | ELECTRIC STERILIZER | 1 | Atlas | 09f 968 |  | 3000074095 | NA | 0 | NA | 0 | NA | W
46 | Raipur | Uparwara | PHC | Injection Room | NEBULIZER | 1 | Home Health | CN 03 |  | 3000074096 | NA | 0 | NA | 0 | NA | W
47 | Raipur | Uparwara | PHC | Injection Room | NEEDLE DESTROYER | 1 | Micro sil |  |  | 3000074097 | NA | 0 | NA | 0 | NA | W
48 | Raipur | Uparwara | PHC | Injection Room | REFRIGERATOR | 1 |  | GL 28/FM |  | 3000074098 | NA | 0 | NA | 0 | NA | W
49 | Raipur | Khilora | PHC | OPD | SPHYGMOMANOMETER (MERCURIAL) | 1 | OMEGA | Mercury | 197 | 3000074131 | 2012 | 0 | NA | 0 | NA | W
50 | Raipur | Khilora | PHC | DELIVERY ROOM | FOETAL DOPPLER | 1 | Local Made | NA | NA | 3000074132 | 2010 | 0 | NA | 0 | NA | W
51 | Raipur | Khilora | PHC | DELIVERY ROOM | Labour OT TABLE | 1 | Local Made | NA | NA | 3000074133 | 2010 | 0 | NA | 0 | NA | W
52 | Raipur | Khilora | PHC | DELIVERY ROOM | BABY WEIGHING SCALE | 1 | Local Made | Upto 9kg Table Top |  | 3000074134 | 2013 | 0 | NA | 0 | NA | W
53 | Raipur | Khilora | PHC | DELIVERY ROOM | GLUCOMETER | 1 | Roche | Accuchek | 5531017050 | 3000074135 | 2015 | 0 | 2016-03-01 | 0 | NA | W
54 | Raipur | Khilora | PHC | DELIVERY ROOM | ADULT WEIGHING MACHINE | 1 | 150kg | EB6571 |  | 3000074136 | 2013 | 0 | NA | 0 | NA | W
55 | Raipur | Khilora | PHC | DELIVERY ROOM | REFRIGERATOR | 1 | Whirlpool |  | 70012261 45020095 | 3000074137 | 2015 | 0 | 2016-06-01 | 0 | NA | W
56 | Raipur | Manik Chouri | PHC | DELIVERY ROOM | AUTOCLAVE | 1 | Local Made | NA |  | 3000074069 | NA | 0 | NA | 0 | NA | W
57 | Raipur | Manik Chouri | PHC | DELIVERY ROOM | BABY WEIGHING SCALE | 1 | Local Made | CROWN | 4070 | 3000074070 | NA | 0 | NA | 0 | NA | W
58 | Raipur | Manik Chouri | PHC | DELIVERY ROOM | SUCTION APPARATUS | 1 | Local Made | NA | NA | 3000074071 | NA | 0 | NA | 0 | NA | W
59 | Raipur | Manik Chouri | PHC | DELIVERY ROOM | NEEDLE DESTROYER | 1 | Sara TECH | NA | NA | 3000074072 | NA | 0 | NA | 0 | NA | W
60 | Raipur | Manik Chouri | PHC | DELIVERY ROOM | GLUCOMETER | 1 | Roche | Accu 55168 | NA | 3000074073 | NA | 0 | NA | 0 | NA | W
61 | Raipur | Manik Chouri | PHC | DELIVERY ROOM | REFRIGERATOR | 1 | Vediocon | Eco | VAB183 | 3000074074 | NA | 0 | NA | 0 | NA | W
62 | Raipur | Manik Chouri | PHC | Physiotherapy dept. | Exercise Bicycle | 1 | India Medico Ins. | Power Gym | IMI 2884 | 3000074075 | 2013 | 0 | NA | 0 | NA | W
63 | Raipur | Manik Chouri | PHC | Physiotherapy dept. | Parallel Bar | 1 | Gaiult Tracing Equp. |  | IMI 2945C | 3000074076 | 2013 | 0 | NA | 0 | NA | W
64 | Raipur | Manik Chouri | PHC | Physiotherapy dept. | Pully Sets | 1 | IMR |  |  | 3000074077 | 2013 | 0 | NA | 0 | NA | W
65 | Raipur | Manik Chouri | PHC | Store Room | AUTOCLAVE | 1 |  |  |  | 3000074078 | 2013 | 0 | NA | 0 | NA | NW
66 | Raipur | Manik Chouri | PHC | Store Room | AUTOCLAVE | 1 | Micro Sil (85 V) |  |  | 3000074079 | 2013 | 0 | NA | 0 | NA | NW
67 | Raipur | Manik Chouri | PHC | Opthalmology Dept. | AUTOCLAVE | 1 | Mehta Dadug |  | 5113 | 3000074153 | 2010 | 0 | NA | 0 | NA | W
68 | Raipur | Manik Chouri | PHC | OPD | AUTOCLAVE | 1 | Prestige | Digital | S/N6571 | 3000074080 | 2013 | 0 | NA | 0 | NA | W
69 | Raipur | Manik Chouri | PHC | OPD | AUTOCLAVE | 1 | Venus | Mechenical |  | 3000074081 | 2013 | 0 | NA | 0 | NA | W
70 | Raipur | Manik Chouri | PHC | OPD | AUTOCLAVE | 1 | DIAMOND | CM/L196043 | 20176 | 3000074082 | 2013 | 0 | NA | 0 | NA | W
71 | Raipur | Manik Chouri | PHC | OPD | AUTOCLAVE | 1 | Nova Check |  | 13064552 | 3000074083 | 2013 | 0 | NA | 0 | NA | W
72 | Raipur | Manik Chouri | PHC | Opthalmology Dept. | AUTOCLAVE | 1 |  |  |  | 3000074084 | 2013 | 0 | NA | 0 | NA | W
73 | Raipur | Manik Chouri | PHC | Opthalmology Dept. | AUTOCLAVE | 1 | Appasuny |  |  | No Bar Code | 2010 | 0 | NA | 0 | NA | W
74 | Raipur | Torla | PHC | DELIVERY ROOM | AUTOCLAVE | 1 | NA | Local |  | 3000074099 | 2012 | 0 | NA | 0 | NA | W
75 | Raipur | Torla | PHC | DELIVERY ROOM | AUTOCLAVE | 1 | Local Made | Local | NA | 3000074100 | NA | 0 | NA | 0 | NA | W
76 | Raipur | Torla | PHC | DELIVERY ROOM | AUTOCLAVE | 1 | Local Made | NA | NA | 3000074101 | NA | 0 | NA | 0 | NA | W
77 | Raipur | Torla | PHC | DELIVERY ROOM | AUTOCLAVE | 1 | Misaki | Local | NA | 3000074102 | NA | 0 | NA | 0 | NA | W
78 | Raipur | Torla | PHC | DELIVERY ROOM | AUTOCLAVE | 1 | NA | Health Meter |  | 3000074103 | NA | 0 | NA | 0 | NA | W
79 | Raipur | Torla | PHC | DELIVERY ROOM | AUTOCLAVE | 1 | NA |  |  | 3000074104 | NA | 0 | NA | 0 | NA | W
80 | Raipur | Torla | PHC | Injection Room | AUTOCLAVE | 1 | Micro sil | ND-3 | 847363 | 3000074105 | 2012 | 0 | NA | 0 | NA | NW
81 | Raipur | Torla | PHC | Injection Room | AUTOCLAVE | 1 | Local Made | NA | NA | 3000074108 | 2012 | 0 | NA | 0 | NA | NW
82 | Raipur | Torla | PHC | Injection Room | AUTOCLAVE | 1 | Supreme Surgico | Asho Mx | 98123827 | 3000074106 | 2012 | 0 | NA | 0 | NA | W
83 | Raipur | Torla | PHC | Pathology Lab. | AUTOCLAVE | 1 | Radical | RLX 4B | B-6579 | 3000074107 | 2015 | 0 | NA | 0 | NA | W
84 | Raipur | Torla | PHC | Pathology Lab. | AUTOCLAVE | 1 | Roche | Accupresser S/N | NA | No Bar Code | 2014 | 0 | NA | 0 | NA | W
85 | Raipur | Champaran | PHC | DELIVERY ROOM | AUTOCLAVE | 1 | Lifex |  | NA | 3000074109 | 2013-06-01 | 0 | NA | 0 | NA | W
86 | Raipur | Champaran | PHC | DELIVERY ROOM | AUTOCLAVE | 1 | Diamond | Delux | 16421 | 3000074110 | 2013-06-01 | 0 | NA | 0 | NA | W
87 | Raipur | Champaran | PHC | DELIVERY ROOM | AUTOCLAVE | 1 | Local Made |  | NA | 3000074111 | 2013-09-01 | 0 | NA | 0 | NA | W
88 | Raipur | Champaran | PHC | DELIVERY ROOM | AUTOCLAVE | 1 | Suvarna |  | NA | 3000074112 | 2012 | 0 | NA | 0 | NA | W
89 | Raipur | Champaran | PHC | DELIVERY ROOM | AUTOCLAVE | 1 | Diamond | Delux | 16480 | 3000074113 | 2014 | 0 | NA | 0 | NA | W
90 | Raipur | Champaran | PHC | DELIVERY ROOM | AUTOCLAVE | 1 | Virgo | 9016A |  | 3000074114 | 2014 | 0 | NA | 0 | NA | W
91 | Raipur | Champaran | PHC | DELIVERY ROOM | AUTOCLAVE | 1 | Sumsang |  | RR1914B S/N | 3000074115 | 2013 | 0 | NA | 0 | NA | W
92 | Raipur | Chandkhuri | PHC | OPD | AUTOCLAVE | 1 | Diamond | Regular | 88983 | 3000074170 | 2015 | 0 | NA | 0 | NA | W
93 | Raipur | Chandkhuri | PHC | OPD | AUTOCLAVE | 1 | Korpe Cor. | Kohinoor | NA | 3000074171 | NA | 0 | NA | 0 | NA | W
94 | Raipur | Chandkhuri | PHC | OPD | AUTOCLAVE | 1 | MICRO SIL | ND 360 | 86903 | 3000074177 | NA | 0 | NA | 0 | NA | NW
95 | Raipur | Chandkhuri | PHC | OPD | AUTOCLAVE | 1 | NA | NA | NA | 3000074172 | 2012 | 0 | NA | 0 | NA | W
96 | Raipur | Chandkhuri | PHC | OPD | AUTOCLAVE | 1 | Scale | D-407 | FD2D131012472 | 3000074173 | NA | 0 | NA | 0 | NA | W
97 | Raipur | Chandkhuri | PHC | OPD | AUTOCLAVE | 1 | MSAKI | NA | NA | 3000074174 | NA | 0 | NA | 0 | NA | W
98 | Raipur | Chandkhuri | PHC | Injection Room | AUTOCLAVE | 1 | Local Made |  |  | 3000074175 | NA | 0 | NA | 0 | NA | W
99 | Raipur | Chandkhuri | PHC | Injection Room | AUTOCLAVE | 1 | Subhash |  |  | 3000074176 | NA | 0 | NA | 0 | NA | W
100 | Raipur | Chandkhuri | PHC | Pathology Lab. | GLUCOMETER | 1 | Roche | Accucheck | 553/1117/0 | 3000074178 | NA | 0 | NA | 0 | NA | W
101 | Raipur | Chandkhuri | PHC | Pathology Lab. | MICROSCOPE (BINOCULAR) | 1 |  |  |  | 3000074179 | NA | 0 | NA | 0 | NA | W
102 | Raipur | Chandkhuri | PHC | Pathology Lab. | REFRIGERATOR | 1 | LG | GL-254 AT G4 | 205NRER279924 | 3000074180 | NA | 0 | NA | 0 | NA | W
103 | Balod | Gurur | CHC | BMO Room | SPHYGMOMANOMETER (MERCURIAL) | 1 | Supreme surgico | premier | 134347 | 3000075199 | NA | 0 | NA | 0 | NA | W
104 | Balod | Gurur | CHC | BMO Room | X-ray film illuminator | 1 | NA | NA | NA | 3000075198 | NA | 0 | NA | 0 | NA | W
105 | Balod | Gurur | CHC | OPD | SPHYGMOMANOMETER (MERCURIAL) | 1 | Diamond | Regular | 921 | 3000075197 | NA | 0 | NA | 0 | NA | W
106 | Balod | Gurur | CHC | Injection Room | ELECTRIC STERILIZER | 1 | Local | NA | NA | 3000075196 | NA | 0 | NA | 0 | NA | W
107 | Balod | Gurur | CHC | Injection Room | NEEDLE DESTROYER | 1 | Microsil | ND-350 | NA | 3000075195 | NA | 0 | NA | 0 | NA | W
108 | Balod | Gurur | CHC | Injection Room | SUCTION APPARATUS | 1 | Local | NA | NA | 3000075194 | NA | 0 | NA | 0 | NA | W
109 | Balod | Gurur | CHC | Injection Room | NEBULIZER | 1 | Local | CN-01wd | 17567 | 3000075193 | NA | 0 | NA | 0 | NA | W
110 | Balod | Gurur | CHC | DELIVERY ROOM | ELECTRIC STERILIZER | 1 | Local | NA | NA | 3000075192 | NA | 0 | NA | 0 | NA | W
111 | Balod | Gurur | CHC | DELIVERY ROOM | NEEDLE DESTROYER | 1 | Saratech | NA | NA | 3000075191 | NA | 0 | NA | 0 | NA | W
112 | Balod | Gurur | CHC | DELIVERY ROOM | DELIVERY TABLE | 1 | Local | NA | NA | 3000075190 | NA | 0 | NA | 0 | NA | W
113 | Balod | Gurur | CHC | DELIVERY ROOM | INFANT RADIANT WARMER | 1 | Local | NA | NA | 3000075189 | NA | 0 | NA | 0 | NA | NW
114 | Balod | Gurur | CHC | DELIVERY ROOM | BABY WEIGHING SCALE | 1 | Essae-Teroka | BS-250 | 25014131918 | 3000075188 | NA | 0 | NA | 0 | NA | W
115 | Balod | Gurur | CHC | DELIVERY ROOM | Examination light | 1 | Local | NA | NA | 3000075187 | NA | 0 | NA | 0 | NA | NW
116 | Balod | Gurur | CHC | DELIVERY ROOM | FOETAL DOPPLER | 1 | Local | NA | NA | 3000075186 | NA | 0 | NA | 0 | NA | W
117 | Balod | Gurur | CHC | DELIVERY ROOM | BABY PHOTOTHERAPY UNIT | 1 | Local | NA | NA | 3000075185 | NA | 0 | NA | 0 | NA | W
118 | Balod | Gurur | CHC | OT | ELECTRIC STERILIZER | 1 | Local | NA | NA | 3000075184 | NA | 0 | NA | 0 | NA | W
119 | Balod | Gurur | CHC | OT | ELECTRIC STERILIZER | 1 | Local | NA | NA | 3000075183 | NA | 0 | NA | 0 | NA | W
120 | Balod | Gurur | CHC | OT | AUTOCLAVE | 1 | Local | NA | NA | 3000075182 | NA | 0 | NA | 0 | NA | W
121 | Balod | Gurur | CHC | Pathology Lab. | REFRIGERATOR | 1 | Samsung | NA | NA | 3000075181 | NA | 0 | NA | 0 | NA | W
122 | Balod | Gurur | CHC | Pathology Lab. | COLORIMETER | 1 | Beaum | Octa-1 plus | NA | 3000075180 | NA | 0 | NA | 0 | NA | W
123 | Balod | Gurur | CHC | Pathology Lab. | CENTRIFUGE MACHINE (8 Tubes) | 1 | Local | NA | NA | 3000075179 | NA | 0 | NA | 0 | NA | W
124 | Balod | Gurur | CHC | Pathology Lab. | MICROSCOPE (BINOCULAR) | 1 | Olympus | MLX-series | 4B524643 | 3000075177 | NA | 0 | NA | 0 | NA | W
125 | Balod | Gurur | CHC | Pathology Lab. | NEEDLE DESTROYER | 1 | Saratech | Electric | NA | 3000075178 | NA | 0 | NA | 0 | NA | W
126 | Balod | Gurur | CHC | Pathology Lab. | GLUCOMETER | 1 | Dr.morepen | B403-Auto | NA | 3000075176 | NA | 0 | NA | 0 | NA | W
127 | Balod | Gurur | CHC | X-RAY DEPT | X-RAY MACHINE | 1 | Siemens | 5304 | 13067 | 3000075174 | NA | 0 | NA | 0 | NA | W
128 | Balod | Gurur | CHC | X-RAY DEPT | X-RAY MACHINE | 1 | meditronix | NA | NA | 3000075175 | NA | 0 | NA | 0 | NA | NW
129 | Balod | Dondi | CHC | DELIVERY ROOM | BABY WEIGHING SCALE | 1 | Essae-Teroka | BS-250 | 25014131917 | 3000075551 | NA | 0 | NA | 0 | NA | W
130 | Balod | Dondi | CHC | DELIVERY ROOM | BABY WEIGHING SCALE | 1 | NA | Crown | NA | 3000075552 | NA | 0 | NA | 0 | NA | W
131 | Balod | Dondi | CHC | DELIVERY ROOM | ELECTRIC STERILIZER | 1 | NA | NA | NA | 3000075553 | NA | 0 | NA | 0 | NA | W
132 | Balod | Dondi | CHC | DELIVERY ROOM | ELECTRIC STERILIZER | 1 | NA | NA | NA | 3000075554 | NA | 0 | NA | 0 | NA | W
133 | Balod | Dondi | CHC | DELIVERY ROOM | INFANT RADIANT WARMER | 1 | S.S Technomed | TIANA-NW | NA | 3000075555 | NA | 0 | NA | 0 | NA | W
134 | Balod | Dondi | CHC | DELIVERY ROOM | BABY PHOTOTHERAPY UNIT | 1 | NA | NA | NA | 3000075556 | NA | 0 | NA | 0 | NA | W
135 | Balod | Dondi | CHC | DELIVERY ROOM | SPHYGMOMANOMETER (MERCURIAL) | 1 | Life line | NA | 111834 | 3000075557 | NA | 0 | NA | 0 | NA | W
136 | Balod | Dondi | CHC | DELIVERY ROOM | SUCTION APPARATUS | 1 | NA | NA | NA | 3000075558 | NA | 0 | NA | 0 | NA | W
137 | Balod | Dondi | CHC | DELIVERY ROOM | SpSHADOWLESS OT LIGHT | 1 | multilux | MW12k4 | NA | 3000075559 | NA | 0 | NA | 0 | NA | W
138 | Balod | Dondi | CHC | DELIVERY ROOM | ELECTRIC STERILIZER | 1 | Steri | NA | NA | 3000075560 | NA | 0 | NA | 0 | NA | W
139 | Balod | Dondi | CHC | DELIVERY ROOM | REFRIGERATOR | 1 | Godrej | NA | 28070712206 | 3000075561 | NA | 0 | NA | 0 | NA | W
140 | Balod | Dondi | CHC | DELIVERY ROOM | SPHYGMOMANOMETER (MERCURIAL) | 1 | Anita industries | NA | 383206 | 3000075562 | NA | 0 | NA | 0 | NA | W
141 | Balod | Dondi | CHC | DELIVERY ROOM | FOETAL DOPPLER | 1 | Ucomin Tech | FD-2000 | FD2D15010480 | 3000075568 | 2014 | 0 | NA | 0 | NA | W
142 | Balod | Dondi | CHC | DELIVERY ROOM | FOETAL DOPPLER | 1 | Bio plus | NA | NA | 3000075569 | NA | 0 | NA | 0 | NA | W
143 | Balod | Dondi | CHC | Pathology Lab. | MICROSCOPE (BINOCULAR) | 1 | Olympus | MLX-DX | 4B524564 | 3000075563 | NA | 0 | NA | 0 | NA | W
144 | Balod | Dondi | CHC | Pathology Lab. | CENTRIFUGE MACHINE (4 Tubes) | 1 | NA | NA | NA | 3000075564 | NA | 0 | NA | 0 | NA | W
145 | Balod | Dondi | CHC | Pathology Lab. | GLUCOMETER | 1 | Bioptik tech | Tmed source | 1 00243001250 | 3000075565 | 2015 | 1 | NA | 0 | NA | W
146 | Balod | Dondi | CHC | X-RAY DEPT | X-RAY MACHINE | 1 | Adonis Med Equipment | AFRB/19586 | 90843 | 3000075566 | NA | 0 | NA | 0 | NA | W
147 | Balod | Dondi | CHC | Doctor's Room | SPHYGMOMANOMETER (MERCURIAL) | 1 | Anita industries | NA | 383083 | 3000075567 | NA | 0 | NA | 0 | NA | W
148 | Balod | Dondi | CHC | Dental Dept. | DENTAL CHAIR | 1 | Akash | Yoyae | NA | 3000075570 | NA | 0 | NA | 0 | NA | W
149 | Balod | Dondi | CHC | Store Room | CENTRIFUGE MACHINE | 1 | NA | NA | NA | 3000075571 | NA | 0 | NA | 0 | NA | W
150 | Balod | Dondi | CHC | Store Room | Emergency kit | 1 | NA | NA | NA | 3000075572 | NA | 0 | NA | 0 | NA | W
151 | Balod | Dondi | CHC | Store Room | ECG RECORDER | 1 | Maestros mediline ltd | RSA-20 | 61257372 | 3000075573 | NA | 0 | NA | 0 | NA | NW
152 | Balod | Dondi | CHC | Store Room | ECG RECORDER | 1 | BPL | CARDIA-T-108T | 54E5876 | 3000075574 | NA | 0 | NA | 0 | NA | NW
153 | Balod | Dondi | CHC | Store Room | SUCTION APPARATUS | 1 | NA | NA | NA | 3000075575 | NA | 0 | NA | 0 | NA | W
154 | Balod | Dondi | CHC | Store Room | FOETAL DOPPLER | 1 | LCP | Analon FM20 | NA | 3000075576 | NA | 0 | NA | 0 | NA | W
155 | Balod | Dondi | CHC | Store Room | FOETAL DOPPLER | 1 | Philips | S1R | NA | 3000075577 | 2014 | 0 | NA | 0 | NA | W
156 | Balod | Dondi | CHC | Store Room | NEEDLE DESTROYER | 1 | Saratech | S1R | 8613 | 3000075578 | NA | 0 | NA | 0 | NA | W
157 | Balod | Dondi | CHC | Store Room | NEEDLE DESTROYER | 1 | Saratech | S1R | 8612 | 3000075579 | NA | 0 | NA | 0 | NA | W
158 | Balod | Dondi | CHC | Store Room | NEEDLE DESTROYER | 1 | Saratech | S1R | 8610 | 3000075580 | NA | 0 | NA | 0 | NA | W
159 | Balod | Dondi | CHC | Store Room | HOT AIR OVEN | 1 | N.S instrument | NA | NA | 3000075581 | NA | 0 | NA | 0 | NA | W
160 | Balod | Dondi | CHC | Store Room | VDRL ROTATOR | 1 | ke | NA | NA | 3000075582 | NA | 0 | NA | 0 | NA | W
161 | Balod | Dondi | CHC | Store Room | NEEDLE DESTROYER | 1 | Saratech | S1R | 9692 | 3000075583 | NA | 0 | NA | 0 | NA | W
162 | Balod | Dondi | CHC | Store Room | NEEDLE DESTROYER | 1 | Saratech | S1R | 9693 | 3000075584 | NA | 0 | NA | 0 | NA | W
163 | Balod | Dondi | CHC | Store Room | NEEDLE DESTROYER | 1 | Saratech | S1R | 9697 | 3000075585 | NA | 0 | NA | 0 | NA | W
164 | Balod | Dondi | CHC | Store Room | NEEDLE DESTROYER | 1 | Saratech | S1R | 9691 | 3000075586 | NA | 0 | NA | 0 | NA | W
165 | Balod | Dondi | CHC | Store Room | SUCTION APPARATUS | 1 | NA | NA | NA | 3000075587 | NA | 0 | NA | 0 | NA | W
166 | Balod | Dondi | CHC | Store Room | Digital HF Surgical Unit | 1 | NA | D500 | NA | 3000075588 | NA | 0 | NA | 0 | NA | W
167 | Balod | Dondi | CHC | Store Room | SUCTION APPARATUS | 1 | NA | NA | NA | 3000075589 | NA | 0 | NA | 0 | NA | W
168 | Balod | Dondi | CHC | Store Room | BABY WEIGHING SCALE | 1 | Ramon surgical | Crown | NA | 3000075590 | NA | 0 | NA | 0 | NA | W
169 | Balod | Dondi | CHC | Store Room | BABY WEIGHING SCALE | 1 | Ramon surgical | Crown | NA | 3000075591 | NA | 0 | NA | 0 | NA | W
170 | Balod | Dondi | CHC | Store Room | BABY WEIGHING SCALE | 1 | Ramon surgical | Crown | NA | 3000075592 | NA | 0 | NA | 0 | NA | W
171 | Balod | Dondi | CHC | Store Room | BABY WEIGHING SCALE | 1 | Ramon surgical | Crown | NA | 3000075593 | NA | 0 | NA | 0 | NA | W
172 | Balod | Dondi | CHC | Store Room | BABY WEIGHING SCALE | 1 | Ramon surgical | Crown | NA | 3000075594 | NA | 0 | NA | 0 | NA | W
173 | Balod | Dondi | CHC | Store Room | BABY WEIGHING SCALE | 1 | Ramon surgical | Crown | NA | 3000075595 | NA | 0 | NA | 0 | NA | W
174 | Balod | Dondi | CHC | Store Room | SUCTION APPARATUS | 1 | NA | NA | NA | 3000075596 | NA | 0 | NA | 0 | NA | W
175 | Balod | Dondi | CHC | Store Room | SUCTION APPARATUS | 1 | NA | NA | NA | 3000075597 | NA | 0 | NA | 0 | NA | W
176 | Balod | Dondi | CHC | Store Room | SUCTION APPARATUS | 1 | NA | NA | NA | 3000075598 | NA | 0 | NA | 0 | NA | W
177 | Balod | Dondi | CHC | Store Room | SUCTION APPARATUS | 1 | NA | NA | NA | 3000075599 | NA | 0 | NA | 0 | NA | W
178 | Balod | Dondi | CHC | Store Room | Syringe Pump | 1 | fresenius Vial | Injectomatagialia | 2049x54 | 3000075600 | NA | 0 | NA | 0 | NA | W
179 | Balod | Dondi | CHC | Store Room | SPHYGMOMANOMETER (MERCURIAL) | 1 | Pioneer | NA | 375402 | 3000075601 | NA | 0 | NA | 0 | NA | W
180 | Balod | Dondi | CHC | Store Room | SPHYGMOMANOMETER (MERCURIAL) | 1 | Supreme surgico | premier | NA | 3000075602 | NA | 0 | NA | 0 | NA | W
181 | Balod | Dondi | CHC | Store Room | SPHYGMOMANOMETER (MERCURIAL) | 1 | Supreme surgico | premier | NA | 3000075603 | NA | 0 | NA | 0 | NA | W
182 | Balod | Dondi | CHC | Store Room | SPHYGMOMANOMETER (MERCURIAL) | 1 | Supreme surgico | premier | NA | 3000075604 | NA | 0 | NA | 0 | NA | NI
183 | Balod | Dondi | CHC | Store Room | SPHYGMOMANOMETER (MERCURIAL) | 1 | Supreme surgico | premier | NA | 3000075605 | NA | 0 | NA | 0 | NA | W
184 | Balod | Dondi | CHC | Store Room | SPHYGMOMANOMETER (MERCURIAL) | 1 | Supreme surgico | premier | NA | 3000075606 | NA | 0 | NA | 0 | NA | W
185 | Balod | Dondi | CHC | Store Room | SPHYGMOMANOMETER (MERCURIAL) | 1 | Supreme surgico | premier | NA | 3000075607 | NA | 0 | NA | 0 | NA | W
186 | Balod | Dondi | CHC | Store Room | PULSE OXIMETER | 1 | NA | ND-300 | 722070019 | 3000075608 | NA | 0 | NA | 0 | NA | W
187 | Balod | Dondi | CHC | Store Room | PULSE OXIMETER | 1 | NA | ND-300 | 722070029 | 3000075609 | NA | 0 | NA | 0 | NA | W
188 | Balod | Dondi | CHC | Store Room | PULSE OXIMETER | 1 | Emco meditex | 80000NA-3 | 3278-003 | 3000075610 | NA | 0 | NA | 0 | NA | W
189 | Balod | Dondi | CHC | Store Room | FOETAL DOPPLER | 1 | dipel | NA | 2004L-c008 | 3000075611 | NA | 0 | NA | 0 | NA | W
190 | Balod | Dondi | CHC | Store Room | ELECTRIC STERILIZER | 1 | NA | NA | NA | 3000075612 | NA | 0 | NA | 0 | NA | W
191 | Balod | Dondi | CHC | Store Room | ELECTRIC STERILIZER | 1 | NA | NA | NA | 3000075613 | NA | 0 | NA | 0 | NA | W
192 | Balod | Dondi | CHC | Store Room | SUCTION APPARATUS | 1 | NA | NA | NA | 3000075614 | NA | 0 | NA | 0 | NA | NW
193 | Balod | Dondi | CHC | Store Room | FOETAL DOPPLER | 1 | Harsur | NA | NA | 3000075615 | NA | 0 | NA | 0 | NA | W
194 | Balod | Dondi | CHC | Store Room | ELECTRIC STERILIZER | 1 | NA | NA | NA | 3000075616 | NA | 0 | NA | 0 | NA | W
195 | Balod | Dondi | CHC | Store Room | ELECTRIC STERILIZER | 1 | NA | NA | NA | 3000075617 | NA | 0 | NA | 0 | NA | W
196 | Balod | Dondi | CHC | Store Room | ELECTRIC STERILIZER | 1 | NA | NA | NA | 3000075618 | NA | 0 | NA | 0 | NA | W
197 | Balod | Dondi | CHC | Store Room | ELECTRIC STERILIZER | 1 | NA | NA | NA | 3000075619 | NA | 0 | NA | 0 | NA | W
198 | Balod | Dondi | CHC | RNTCP | REFRIGERATOR | 1 | Samsung | RT26H3000SE1TC | H04R4AG301119k | 3000075620 | 2014 | 0 | NA | 0 | NA | W
199 | Balod | Dondi | CHC | OT | SpSHADOWLESS OT LIGHT | 1 | NA | NA | NA | 3000075621 | NA | 0 | NA | 0 | NA | W
200 | Balod | Dondi | CHC | OT | SpSHADOWLESS OT LIGHT | 1 | NA | NA | NA | 3000075622 | NA | 0 | NA | 0 | NA | W
201 | Balod | Dondi | CHC | OT | SpSHADOWLESS OT LIGHT | 1 | NA | nA | NA | 3000075623 | NA | 0 | NA | 0 | NA | W
202 | Balod | Dondi | CHC | OT | SPHYGMOMANOMETER (MERCURIAL) | 1 | NA | NA | NA | 3000075624 | NA | 0 | NA | 0 | NA | W
203 | Balod | Dondi | CHC | OT | SUCTION APPARATUS | 1 | NA | NA | NA | 3000075625 | NA | 0 | NA | 0 | NA | W
204 | Balod | Dondi | CHC | OT | SUCTION APPARATUS | 1 | NA | oxy-500A | NA | 3000075626 | NA | 0 | NA | 0 | NA | W
205 | Balod | Dondi | CHC | OT | PULSE OXIMETER | 1 | Opto system | NA | 125-4F5009 | 3000075627 | NA | 0 | NA | 0 | NA | W
206 | Balod | Dondi | CHC | OT | ELECTRIC STERILIZER | 1 | NA | NA | NA | 3000075628 | NA | 0 | NA | 0 | NA | W
207 | Balod | Dondi | CHC | OT | ELECTRIC STERILIZER | 1 | Surgicoin Equipment | SSP-703075 | SL186109 | 3000075629 | NA | 0 | NA | 0 | NA | W
208 | Balod | Dondi | CHC | Injection Room | ELECTRIC STERILIZER | 1 | NA | NA | NA | 3000075630 | NA | 0 | NA | 0 | NA | W
209 | Balod | Dondi | CHC | Injection Room | ADULT WEIGHING MACHINE | 1 | NA | NA | NA | 3000075631 | NA | 0 | NA | 0 | NA | NW
210 | Balod | Dondi | CHC | Injection Room | NEEDLE DESTROYER | 1 | Saratech | 100VA/60VA | NA | 3000075632 | NA | 0 | NA | 0 | NA | W
211 | Balod | Dondi | CHC | Dressing Room | ELECTRIC STERILIZER | 1 | NA | NA | NA | 3000075633 | NA | 0 | NA | 0 | NA | W
212 | Balod | Dondi | CHC | Dressing Room | ELECTRIC STERILIZER | 1 | NA | NA | NA | 3000075634 | NA | 0 | NA | 0 | NA | NW
213 | Balod | Dondi | CHC | Dressing Room | ELECTRIC STERILIZER | 1 | NA | NA | NA | 3000075635 | NA | 0 | NA | 0 | NA | NW
214 | Balod | Dondi | CHC | Dressing Room | ELECTRIC STERILIZER | 1 | NA | NA | NA | 3000075636 | NA | 0 | NA | 0 | NA | W
215 | Balod | Dondi | CHC | Dressing Room | ELECTRIC STERILIZER | 1 | NA | NA | NA | 3000075637 | NA | 0 | NA | 0 | NA | W
216 | Balod | Lohara | CHC | Injection Room | NEEDLE DESTROYER | 1 | Saratech | 100VA/60VA | NA | 3000075305 | NA | 0 | NA | 0 | NA | W
217 | Balod | Lohara | CHC | Injection Room | ADULT WEIGHING MACHINE | 1 | Hardic meditech | NA | NA | 3000075304 | NA | 0 | NA | 0 | NA | W
218 | Balod | Lohara | CHC | Injection Room | SPHYGMOMANOMETER (MERCURIAL) | 1 | Supreme surgico | premier | 9813428 | 3000075303 | NA | 0 | NA | 0 | NA | W
219 | Balod | Lohara | CHC | Injection Room | SPHYGMOMANOMETER (MERCURIAL) | 1 | Diamond | Regular | 00-522 | 3000075302 | NA | 0 | NA | 0 | NA | NW
220 | Balod | Lohara | CHC | Injection Room | ELECTRIC STERILIZER | 1 | NA | NA | NA | 3000075301 | NA | 0 | NA | 0 | NA | W
221 | Balod | Lohara | CHC | OPD | SpSHADOWLESS OT LIGHT | 1 | Local | NA | NA | 3000075300 | NA | 0 | NA | 0 | NA | W
222 | Balod | Lohara | CHC | OPD | SUCTION APPARATUS | 1 | Local | NA | NA | 3000075299 | NA | 0 | NA | 0 | NA | W
223 | Balod | Lohara | CHC | Pathology Lab. | CENTRIFUGE MACHINE (4 Tubes) | 1 | remi | NA | NA | 3000075282 | NA | 0 | NA | 0 | NA | W
224 | Balod | Lohara | CHC | Pathology Lab. | CENTRIFUGE MACHINE (8 Tubes) | 1 | Local | NA | NA | 3000075281 | NA | 0 | NA | 0 | NA | W
225 | Balod | Lohara | CHC | Pathology Lab. | CENTRIFUGE MACHINE (4 Tubes) | 1 | remi | NA | NA | 3000075280 | NA | 0 | NA | 0 | NA | W
226 | Balod | Lohara | CHC | Pathology Lab. | NEEDLE DESTROYER | 1 | Saratech | NA | NA | 3000075279 | NA | 0 | NA | 0 | NA | W
227 | Balod | Lohara | CHC | Pathology Lab. | ADULT WEIGHING MACHINE | 1 | omega | OTW | 74057 | 3000075278 | NA | 0 | NA | 0 | NA | W
228 | Balod | Lohara | CHC | Pathology Lab. | MICROSCOPE (BINOCULAR) | 1 | Olympus | Magnus MLX series | 4B524640 | 3000075287 | NA | 0 | NA | 0 | NA | W
229 | Balod | Lohara | CHC | Pathology Lab. | MICROSCOPE (BINOCULAR) | 1 | Olympus | Magnus MLX series | 4B524646 | 3000075286 | NA | 0 | NA | 0 | NA | W
230 | Balod | Lohara | CHC | Pathology Lab. | CENTRIFUGE MACHINE (4 Tubes) | 1 | Remi | NA | NA | 3000075285 | NA | 0 | NA | 0 | NA | W
231 | Balod | Lohara | CHC | Pathology Lab. | REFRIGERATOR | 1 | Videocon | NA | NA | 3000075284 | NA | 0 | NA | 0 | NA | W
232 | Balod | Lohara | CHC | Pathology Lab. | GLUCOMETER | 1 | 3D Biosensor | NA | Mo3E07AD3120 | 3000075283 | NA | 0 | NA | 0 | NA | W
233 | Balod | Lohara | CHC | DELIVERY ROOM | SUCTION APPARATUS | 1 | Local | NA | NA | 3000075288 | NA | 0 | NA | 0 | NA | W
234 | Balod | Lohara | CHC | DELIVERY ROOM | FOETAL DOPPLER | 1 | dipel | DFM051 | NA | 3000075293 | NA | 0 | NA | 0 | NA | W
235 | Balod | Lohara | CHC | DELIVERY ROOM | BABY WEIGHING SCALE | 1 | Essae-Teroka | BS-250 | 25014131930 | 3000075292 | NA | 0 | NA | 0 | NA | W
236 | Balod | Lohara | CHC | DELIVERY ROOM | BABY WEIGHING SCALE | 1 | Local | NA | NA | 3000075291 | NA | 0 | NA | 0 | NA | W
237 | Balod | Lohara | CHC | DELIVERY ROOM | NEEDLE DESTROYER | 1 | Saratech | NA | NA | 3000075290 | NA | 0 | NA | 0 | NA | W
238 | Balod | Lohara | CHC | DELIVERY ROOM | PULSE OXIMETER | 1 | Local | NA | NA | 3000075289 | NA | 0 | NA | 0 | NA | W
239 | Balod | Lohara | CHC | DELIVERY ROOM | ELECTRIC STERILIZER | 1 | Local | NA | NA | 3000075298 | NA | 0 | NA | 0 | NA | W
240 | Balod | Lohara | CHC | DELIVERY ROOM | DELIVERY TABLE | 1 | Local | NA | NA | 3000075297 | NA | 0 | NA | 0 | NA | W
241 | Balod | Lohara | CHC | DELIVERY ROOM | DELIVERY TABLE | 1 | Local | NA | NA | 3000075296 | NA | 0 | NA | 0 | NA | W
242 | Balod | Lohara | CHC | DELIVERY ROOM | SpSHADOWLESS OT LIGHT | 1 | Local | NA | NA | 3000075295 | NA | 0 | NA | 0 | NA | W
243 | Balod | Lohara | CHC | DELIVERY ROOM | FOETAL DOPPLER | 1 | Local | NA | NA | 3000075294 | NA | 0 | NA | 0 | NA | W
244 | Balod | Lohara | CHC | Store Room | SPHYGMOMANOMETER (MERCURIAL) | 1 | Smart care | NA | NA | 3000075277 | NA | 0 | NA | 0 | NA | NI
245 | Balod | Lohara | CHC | Store Room | SPHYGMOMANOMETER (MERCURIAL) | 1 | Smart care | NA | NA | 3000075276 | NA | 0 | NA | 0 | NA | NI
246 | Balod | Lohara | CHC | Store Room | SPHYGMOMANOMETER (MERCURIAL) | 1 | extra care | NA | NA | 3000075275 | NA | 0 | NA | 0 | NA | NI
247 | Balod | Lohara | CHC | Store Room | SPHYGMOMANOMETER (MERCURIAL) | 1 | Namat | Blue crss | NA | 3000075274 | NA | 0 | NA | 0 | NA | NI
248 | Balod | Lohara | CHC | Store Room | SPHYGMOMANOMETER (MERCURIAL) | 1 | Namatt | NA | NA | 3000075273 | NA | 0 | NA | 0 | NA | NI
249 | Balod | Lohara | CHC | Store Room | SPHYGMOMANOMETER (MERCURIAL) | 1 | Supreme surgico | NA | NA | 3000075272 | NA | 0 | NA | 0 | NA | NI
250 | Balod | Lohara | CHC | Store Room | SUCTION APPARATUS | 1 | Local | NA | NA | 3000075271 | NA | 0 | NA | 0 | NA | NI
251 | Balod | Lohara | CHC | Store Room | SUCTION APPARATUS | 1 | Local | nA | NA | 3000075270 | NA | 0 | NA | 0 | NA | NI
252 | Balod | Lohara | CHC | Store Room | SURGICAL DIATHERMY MACHINE | 1 | Local | NA | 120704 | 3000075269 | NA | 0 | NA | 0 | NA | NI
253 | Balod | Lohara | CHC | Store Room | SUCTION APPARATUS | 1 | Local | NA | NA | 3000075268 | NA | 0 | NA | 0 | NA | NI
254 | Balod | Lohara | CHC | Store Room | SUCTION APPARATUS | 1 | Local | NA | NA | 3000075267 | NA | 0 | NA | 0 | NA | NI
255 | Balod | Lohara | CHC | Store Room | FUMIGATION MACHINE | 1 | Local | NA | NA | 3000075266 | NA | 0 | NA | 0 | NA | NI
256 | Balod | Lohara | CHC | Store Room | SURGICAL DIATHERMY MACHINE | 1 | decent | NA | NA | 3000075265 | NA | 0 | NA | 0 | NA | NI
257 | Balod | Lohara | CHC | Store Room | PULSE OXIMETER | 1 | Maestros mediline ltd | lotous-700 | 70301253 | 3000075264 | NA | 0 | NA | 0 | NA | NI
258 | Balod | Lohara | CHC | Store Room | ELECTRIC STERILIZER | 1 | Local | NA | NA | 3000075263 | NA | 0 | NA | 0 | NA | NI
259 | Balod | Lohara | CHC | Store Room | PULSE OXIMETER | 1 | Local | NA | NA | 3000075262 | NA | 0 | NA | 0 | NA | NI
260 | Balod | Lohara | CHC | Store Room | PULSE OXIMETER | 1 | NA | NA | NA | 3000075261 | NA | 0 | NA | 0 | NA | NI
261 | Balod | Lohara | CHC | Store Room | PULSE OXIMETER | 1 | NA | NA | NA | 3000075260 | NA | 0 | NA | 0 | NA | NI
262 | Balod | Lohara | CHC | Store Room | CENTRIFUGE MACHINE | 1 | remi | DHLC-G575 | DHLC-GS75 | 3000075259 | NA | 0 | NA | 0 | NA | NI
263 | Balod | Lohara | CHC | Store Room | Blood Bank REFRIGERATOR | 1 | Medi tech | NA | NA | 3000075258 | NA | 0 | NA | 0 | NA | NI
264 | Balod | Lohara | CHC | BMO Room | SPHYGMOMANOMETER (MERCURIAL) | 1 | Diamond | Regular | 0-4534 | 3000075257 | NA | 0 | NA | 0 | NA | NI
265 | Balod | Lohara | CHC | Nursing Duty Room | ELECTRIC STERILIZER | 1 | Local | NA | NA | 3000075256 | NA | 0 | NA | 0 | NA | NI
266 | Balod | Lohara | CHC | Nursing Duty Room | ELECTRIC STERILIZER | 1 | Local | NA | NA | 3000075255 | NA | 0 | NA | 0 | NA | NI
267 | Balod | Lohara | CHC | Nursing Duty Room | REFRIGERATOR | 1 | Samsung | RA23 | 03924ZA0600645A | 3000075254 | NA | 0 | NA | 0 | NA | NI
268 | Balod | Lohara | CHC | Opthalmology Dept. | SLIT LAMP | 1 | Adarsh | NA | NA | 3000075253 | NA | 0 | NA | 0 | NA | NI
269 | Balod | Deuri | CHC | Store Room | DELIVERY TABLE | 1 | Local | NA | NA | 3000075397 | NA | 0 | NA | 0 | NA | NI
270 | Balod | Deuri | CHC | Store Room | ELECTRIC STERILIZER | 1 | Local | NA | NA | 3000075396 | NA | 0 | NA | 0 | NA | NI
271 | Balod | Deuri | CHC | Store Room | AUTOCLAVE | 1 | Local | NA | NA | 3000075395 | NA | 0 | NA | 0 | NA | NI
272 | Balod | Deuri | CHC | Store Room | SPHYGMOMANOMETER (MERCURIAL) | 1 | Diamond | Deluxe | 85938 | 3000075394 | NA | 0 | NA | 0 | NA | W
273 | Balod | Deuri | CHC | DELIVERY ROOM | AUTOCLAVE | 1 | NA | NA | NA | 3000075393 | NA | 0 | NA | 0 | NA | W
274 | Balod | Deuri | CHC | DELIVERY ROOM | ELECTRIC STERILIZER | 1 | Atlas | NA | 09F10268 | 3000075392 | NA | 0 | NA | 0 | NA | W
275 | Balod | Deuri | CHC | DELIVERY ROOM | BABY WEIGHING SCALE | 1 | Essae-Teroka | BS-250 | 25014131916 | 3000075391 | NA | 0 | NA | 0 | NA | W
276 | Balod | Deuri | CHC | DELIVERY ROOM | BABY WEIGHING SCALE | 1 | Docbel | NA | NA | 3000075390 | NA | 0 | NA | 0 | NA | W
277 | Balod | Deuri | CHC | DELIVERY ROOM | FOETAL DOPPLER | 1 | Ucomin Tech | FD200D | FD2D15010482 | 3000075389 | NA | 0 | NA | 0 | NA | W
278 | Balod | Deuri | CHC | DELIVERY ROOM | SPHYGMOMANOMETER (MERCURIAL) | 1 | Supreme surgico | premier | 98134375 | 3000075388 | NA | 0 | NA | 0 | NA | W
279 | Balod | Deuri | CHC | DELIVERY ROOM | DELIVERY TABLE | 1 | Local | NA | NA | 3000075387 | NA | 0 | NA | 0 | NA | NI
280 | Balod | Deuri | CHC | DELIVERY ROOM | SUCTION APPARATUS | 1 | Shiva | NA | NA | 3000075386 | NA | 0 | NA | 0 | NA | W
281 | Balod | Deuri | CHC | DELIVERY ROOM | SUCTION APPARATUS | 1 | Local | NA | NA | 3000075385 | NA | 0 | NA | 0 | NA | W
282 | Balod | Deuri | CHC | DELIVERY ROOM | FOETAL DOPPLER | 1 | Life line | NA | NA | 3000075384 | NA | 0 | NA | 0 | NA | W
283 | Balod | Deuri | CHC | Pathology Lab. | MICROSCOPE (BINOCULAR) | 1 | Olympus | MLX-series | 4B-524552 | 3000075383 | NA | 0 | NA | 0 | NA | NW
284 | Balod | Deuri | CHC | Pathology Lab. | CENTRIFUGE MACHINE (4 Tubes) | 1 | Local | NA | NA | 3000075382 | NA | 0 | NA | 0 | NA | W
285 | Balod | Deuri | CHC | Pathology Lab. | REFRIGERATOR | 1 | Videocon | VKE204 | NA | 3000075381 | NA | 0 | NA | 0 | NA | W
286 | Balod | Deuri | CHC | Pathology Lab. | GLUCOMETER | 1 | one touch life scan | NA | SAGJR7GJ | 3000075380 | NA | 0 | NA | 0 | NA | W
287 | Balod | Deuri | CHC | Pathology Lab. | ELECTRIC STERILIZER | 1 | Local | NA | NA | 3000075379 | NA | 0 | NA | 0 | NA | W
288 | Balod | Deuri | CHC | Injection Room | SPHYGMOMANOMETER (MERCURIAL) | 1 | Diamond | Deluxe | 76324 | 3000075378 | NA | 0 | NA | 0 | NA | W
289 | Balod | Deuri | CHC | Injection Room | ADULT WEIGHING MACHINE | 1 | NA | Prestige | Hardic meditech | 3000075377 | NA | 0 | NA | 0 | NA | W
290 | Balod | Deuri | CHC | OPD | SPHYGMOMANOMETER (MERCURIAL) | 1 | Diamond | Regular | 0 3477 | 3000075376 | NA | 0 | NA | 0 | NA | W
291 | Balod | Surdongar | PHC | Injection Room | NEEDLE DESTROYER | 1 | Saratech | S1R | NA | 3000075836 | NA | 0 | NA | 0 | NA | W
292 | Balod | Surdongar | PHC | Injection Room | ELECTRIC STERILIZER | 1 | Atlas | NA | NA | 3000075837 | NA | 0 | NA | 0 | NA | W
293 | Balod | Surdongar | PHC | Injection Room | FOETAL DOPPLER | 1 | Bioplus | Table tap | NA | 3000075838 | NA | 0 | NA | 0 | NA | W
294 | Balod | Surdongar | PHC | Injection Room | FOETAL DOPPLER | 1 | dipel | DFM051 | NA | 3000075839 | NA | 0 | NA | 0 | NA | W
295 | Balod | Surdongar | PHC | Injection Room | ADULT WEIGHING MACHINE | 1 | dipel | NA | NA | 3000075840 | NA | 0 | NA | 0 | NA | W
296 | Balod | Surdongar | PHC | Pathology Lab. | SPHYGMOMANOMETER (MERCURIAL) | 1 | Diamond | Regular | NA | 3000075841 | NA | 0 | NA | 0 | NA | W
297 | Balod | Surdongar | PHC | Pathology Lab. | REFRIGERATOR | 1 | electro-lux | EDP/195 | 9 25040371103200000 | 3000075842 | NA | 0 | NA | 0 | NA | W
298 | Balod | Surdongar | PHC | Pathology Lab. | BABY WEIGHING SCALE | 1 | NA | Crown | NA | 3000075843 | NA | 0 | NA | 0 | NA | W
299 | Balod | Surdongar | PHC | Pathology Lab. | MICROSCOPE (BINOCULAR) | 1 | Olympus | MLX-B plus | NA | 3000075844 | NA | 0 | NA | 0 | NA | W
300 | Balod | Surdongar | PHC | Pathology Lab. | GLUCOMETER | 1 | Roche | NA | GU03563471 | 3000075845 | NA | 0 | NA | 0 | NA | W
301 | Balod | Surdongar | PHC | Pathology Lab. | MICROSCOPE (BINOCULAR) | 1 | MCW | MLW lab | NA | 3000075846 | NA | 0 | NA | 0 | NA | NW
302 | Balod | Chikhalakasa | PHC | Pharmacy Dept. | Ice Lined REFRIGERATOR | 1 | Vest frost | NA | 25000473 | 3000075501 | NA | 0 | NA | 0 | NA | NW
303 | Balod | Chikhalakasa | PHC | Pharmacy Dept. | Ice Lined REFRIGERATOR | 1 | Haier | NA | NA | 3000075502 | NA | 0 | NA | 0 | NA | W
304 | Balod | Chikhalakasa | PHC | Pharmacy Dept. | DEEP FREEZER | 1 | Haier | NA | NA | 3000075503 | NA | 0 | NA | 0 | NA | W
305 | Balod | Chikhalakasa | PHC | Pharmacy Dept. | DEEP FREEZER | 1 | Erispwl-d | NA | NA | 3000075504 | NA | 0 | NA | 0 | NA | W
306 | Balod | Chikhalakasa | PHC | Store Room | ELECTRIC STERILIZER | 1 | nA | NA | NA | 3000075505 | NA | 0 | NA | 0 | NA | W
307 | Balod | Chikhalakasa | PHC | Store Room | hanging Weight machine | 1 | Salter | NA | A239455 | 3000075506 | NA | 0 | NA | 0 | NA | W
308 | Balod | Chikhalakasa | PHC | Store Room | hanging Weight machine | 1 | nA | NA | A239468 | 3000075507 | NA | 0 | NA | 0 | NA | W
309 | Balod | Chikhalakasa | PHC | Store Room | hanging Weight machine | 1 | nA | NA | A240019 | 3000075508 | NA | 0 | NA | 0 | NA | W
310 | Balod | Chikhalakasa | PHC | Store Room | hanging Weight machine | 1 | nA | NA | A239458 | 3000075509 | NA | 0 | NA | 0 | NA | W
311 | Balod | Chikhalakasa | PHC | Store Room | hanging Weight machine | 1 | nA | NA | A2394-60 | 3000075510 | NA | 0 | NA | 0 | NA | NI
312 | Balod | Chikhalakasa | PHC | Store Room | hanging Weight machine | 1 | NA | NA | A239457 | 3000075511 | NA | 0 | NA | 0 | NA | W
313 | Balod | Chikhalakasa | PHC | Store Room | hanging Weight machine | 1 | nA | NA | A239467 | 3000075512 | NA | 0 | NA | 0 | NA | W
314 | Balod | Chikhalakasa | PHC | Store Room | hanging Weight machine | 1 | nA | NA | A239452 | 3000075513 | NA | 0 | NA | 0 | NA | W
315 | Balod | Chikhalakasa | PHC | Store Room | hanging Weight machine | 1 | nA | NA | A239465 | 3000075514 | NA | 0 | NA | 0 | NA | W
316 | Balod | Chikhalakasa | PHC | Store Room | hanging Weight machine | 1 | nA | NA | A240021 | 3000075515 | NA | 0 | NA | 0 | NA | W
317 | Balod | Chikhalakasa | PHC | Store Room | hanging Weight machine | 1 | NA | NA | A239459 | 3000075516 | NA | 0 | NA | 0 | NA | W
318 | Balod | Chikhalakasa | PHC | Store Room | hanging Weight machine | 1 | nA | NA | A240020 | 3000075517 | NA | 0 | NA | 0 | NA | W
319 | Balod | Chikhalakasa | PHC | Store Room | hanging Weight machine | 1 | nA | NA | A239454 | 3000075518 | NA | 0 | NA | 0 | NA | W
320 | Balod | Chikhalakasa | PHC | Store Room | NEEDLE DESTROYER | 1 | Microsil | ND-360 | 4881/03 | 3000075519 | NA | 0 | NA | 0 | NA | W
321 | Balod | Chikhalakasa | PHC | Store Room | NEEDLE DESTROYER | 1 | Microsil | ND-360 | 49031 | 3000075520 | NA | 0 | NA | 0 | NA | W
322 | Balod | Chikhalakasa | PHC | Store Room | ELECTRIC STERILIZER | 1 | NA | NA | 09f1216 | 3000075521 | NA | 0 | NA | 0 | NA | W
323 | Balod | Chikhalakasa | PHC | Store Room | VDRL ROTATOR | 1 | NA | NA | NA | 3000075522 | NA | 0 | NA | 0 | NA | W
324 | Balod | Chikhalakasa | PHC | Store Room | VDRL ROTATOR | 1 | nA | NA | NA | 3000075523 | NA | 0 | NA | 0 | NA | W
325 | Balod | Chikhalakasa | PHC | Store Room | SPHYGMOMANOMETER (MERCURIAL) | 1 | JVM THERMOMETER | NA | NA | 3000075524 | NA | 0 | NA | 0 | NA | W
326 | Balod | Chikhalakasa | PHC | Store Room | SPHYGMOMANOMETER (MERCURIAL) | 1 | Supreme surgico | premier | 98B662 | 3000075525 | NA | 0 | NA | 0 | NA | W
327 | Balod | Chikhalakasa | PHC | Store Room | SPHYGMOMANOMETER (MERCURIAL) | 1 | Supreme surgico | NA | 98135768 | 3000075526 | NA | 0 | NA | 0 | NA | W
328 | Balod | Chikhalakasa | PHC | Store Room | SUCTION APPARATUS | 1 | Local | NA | NA | 3000075527 | NA | 0 | NA | 0 | NA | NW
329 | Balod | Chikhalakasa | PHC | Store Room | SUCTION APPARATUS | 1 | Local | NA | NA | 3000075528 | NA | 0 | NA | 0 | NA | W
330 | Balod | Chikhalakasa | PHC | Store Room | SUCTION APPARATUS | 1 | Local | NA | NA | 3000075529 | NA | 0 | NA | 0 | NA | W
331 | Balod | Chikhalakasa | PHC | Store Room | SUCTION APPARATUS | 1 | NA | NA | NA | 3000075530 | NA | 0 | NA | 0 | NA | NW
332 | Balod | Chikhalakasa | PHC | Store Room | SUCTION APPARATUS | 1 | NA | NA | NA | 3000075531 | NA | 0 | NA | 0 | NA | NW
333 | Balod | Chikhalakasa | PHC | Store Room | SUCTION APPARATUS | 1 | NA | NA | NA | 3000075532 | NA | 0 | NA | 0 | NA | NW
334 | Balod | Chikhalakasa | PHC | Store Room | SUCTION APPARATUS | 1 | nA | NA | NA | 3000075533 | NA | 0 | NA | 0 | NA | NW
335 | Balod | Chikhalakasa | PHC | Pathology Lab. | MICROSCOPE (BINOCULAR) | 1 | CarlZeiss | Primo star | NA | 3000075534 | NA | 0 | NA | 0 | NA | W
336 | Balod | Chikhalakasa | PHC | Pathology Lab. | COLORIMETER | 1 | Simtronics | NA | NA | 3000075535 | NA | 0 | NA | 0 | NA | W
337 | Balod | Chikhalakasa | PHC | Pathology Lab. | NEEDLE DESTROYER | 1 | Microsil | ND-360 | 4902/03 | 3000075536 | NA | 0 | NA | 0 | NA | W
338 | Balod | Chikhalakasa | PHC | Pathology Lab. | BABY WEIGHING SCALE | 1 | Essae-Teroka | BS-250 | NA | 3000075537 | NA | 0 | NA | 0 | NA | W
339 | Balod | Chikhalakasa | PHC | Pathology Lab. | Ultra sonic doppler | 1 | dipel | DFM051 | 25014131919 | 3000075538 | NA | 0 | NA | 0 | NA | W
340 | Balod | Chikhalakasa | PHC | DELIVERY ROOM | BABY WEIGHING SCALE | 1 | Docbel | NA | NA | 3000075539 | NA | 0 | NA | 0 | NA | W
341 | Balod | Chikhalakasa | PHC | DELIVERY ROOM | SpSHADOWLESS OT LIGHT | 1 | NA | NA | NA | 3000075540 | NA | 0 | NA | 0 | NA | W
342 | Balod | Chikhalakasa | PHC | DELIVERY ROOM | ELECTRIC STERILIZER | 1 | NA | NA | NA | 3000075541 | NA | 0 | NA | 0 | NA | W
343 | Balod | Chikhalakasa | PHC | DELIVERY ROOM | SUCTION APPARATUS | 1 | nA | NA | NA | 3000075542 | NA | 0 | NA | 0 | NA | W
344 | Balod | Chikhalakasa | PHC | DELIVERY ROOM | SPHYGMOMANOMETER (MERCURIAL) | 1 | Microsil | NA | 99192036 | 3000075543 | NA | 0 | NA | 0 | NA | W
345 | Balod | Chikhalakasa | PHC | DELIVERY ROOM | NEEDLE DESTROYER | 1 | Saratech | S1R | NA | 3000075544 | NA | 0 | NA | 0 | NA | W
346 | Balod | Chikhalakasa | PHC | DELIVERY ROOM | NEEDLE DESTROYER | 1 | Saratech | S1R | NA | 3000075545 | NA | 0 | NA | 0 | NA | NW
347 | Balod | Chikhalakasa | PHC | DELIVERY ROOM | ELECTRIC STERILIZER | 1 | nA | NA | NA | 3000075546 | NA | 0 | NA | 0 | NA | NW
348 | Balod | Chikhalakasa | PHC | Injection Room | REFRIGERATOR | 1 | Godrej | NA | 3002912206 | 3000075547 | NA | 0 | NA | 0 | NA | W
349 | Balod | Chikhalakasa | PHC | Injection Room | ADULT WEIGHING MACHINE | 1 | nA | NA | NA | 3000075548 | NA | 0 | NA | 0 | NA | W
350 | Balod | Chikhalakasa | PHC | Injection Room | NEEDLE DESTROYER | 1 | Microsil | ND-360 | 4995/03 | 3000075549 | NA | 0 | NA | 0 | NA | W
351 | Balod | Chikhalakasa | PHC | Injection Room | SPHYGMOMANOMETER (MERCURIAL) | 1 | Namatt | cross deluxe | NA | 3000075550 | NA | 0 | NA | 0 | NA | W
352 | Balod | sankari | PHC | Doctor's Room | NEEDLE DESTROYER | 1 | Microsil | nd-100 | 2785106-07 | 3000075735 | NA | 0 | NA | 0 | NA | W
353 | Balod | sankari | PHC | Doctor's Room | BABY WEIGHING SCALE | 1 | Docbel | NA | NA | 3000075736 | NA | 0 | NA | 0 | NA | W
354 | Balod | sankari | PHC | DELIVERY ROOM | ELECTRIC STERILIZER | 1 | NA | NA | NA | 3000075737 | NA | 0 | NA | 0 | NA | W
355 | Balod | sankari | PHC | DELIVERY ROOM | BABY WEIGHING SCALE | 1 | kohinoor | NA | NA | 3000075738 | NA | 0 | NA | 0 | NA | W
356 | Balod | sankari | PHC | DELIVERY ROOM | AUTOCLAVE | 1 | NA | NA | NA | 3000075739 | NA | 0 | NA | 0 | NA | W
357 | Balod | sankari | PHC | Store Room | SPHYGMOMANOMETER (MERCURIAL) | 1 | Diamond | Regular | NA | 3000075740 | NA | 0 | NA | 0 | NA | NW
358 | Balod | sankari | PHC | Store Room | REFRIGERATOR | 1 | electro-lux | EEE183 | 9 2504035701901 | 3000075741 | NA | 0 | NA | 0 | NA | W
359 | Balod | sankari | PHC | OPD | SPHYGMOMANOMETER (MERCURIAL) | 1 | Diamond | Regular | NA | 3000075742 | NA | 0 | NA | 0 | NA | W
360 | Balod | sankari | PHC | OPD | SPHYGMOMANOMETER (MERCURIAL) | 1 | Supreme surgico | premier | 98135676 | 3000075743 | NA | 0 | NA | 0 | NA | W
361 | Balod | sankari | PHC | OPD | ELECTRIC STERILIZER | 1 | NA | NA | NA | 3000075744 | NA | 0 | NA | 0 | NA | NW
362 | Balod | sankari | PHC | OPD | ADULT WEIGHING MACHINE | 1 | Ramon surgical | Victoria DX | NA | 3000075745 | NA | 0 | NA | 0 | NA | NW
363 | Balod | Belaudi | PHC |  | BABY WEIGHING SCALE | 1 | Ramon surgical | crown | NA | 3000075729 | NA | 0 | NA | 0 | NA | W
364 | Balod | Belaudi | PHC |  | NEEDLE DESTROYER | 1 | Saratech | S1R | 907 | 3000075730 | NA | 0 | NA | 0 | NA | W
365 | Balod | Belaudi | PHC |  | BABY WEIGHING SCALE | 1 | NA | NA | NA | 3000075731 | NA | 0 | NA | 0 | NA | W
366 | Balod | Belaudi | PHC |  | SPHYGMOMANOMETER (MERCURIAL) | 1 | Diamond | Regular | NA | 3000075732 | NA | 0 | NA | 0 | NA | W
367 | Balod | Belaudi | PHC |  | ELECTRIC STERILIZER | 1 | NA | NA | NA | 3000075733 | NA | 0 | NA | 0 | NA | W
368 | Balod | Arjunda | CHC | X-RAY DEPT | X-RAY MACHINE 60 mA | 1 | SIEMENS | 5305 | 12869524 | 3000075882 | NA | 0 | NA | 0 | NA | W
369 | Balod | Arjunda | CHC | Pathology Lab. | CENTRIFUGE MACHINE (4 Tubes) | 1 | NA | NA | NA | 3000075883 | NA | 0 | NA | 0 | NA | W
370 | Balod | Arjunda | CHC | Pathology Lab. | MICROSCOPE (BINOCULAR) | 1 | OPLYMPUS INDIA | CH20IBIMF | 6HO5964 | 3000075884 | NA | 0 | NA | 0 | NA | W
371 | Balod | Arjunda | CHC | Pathology Lab. | GLUCOMETER | 1 | NA | NA | 4223614140019860 | 3000075896 | NA | 0 | NA | 0 | NA | W
372 | Balod | Arjunda | CHC | Pathology Lab. | Blood Cell Counter | 1 | NA | NA | NA | 3000075903 | NA | 0 | NA | 0 | NA | W
373 | Balod | Arjunda | CHC | Pathology Lab. | REFRIGERATOR | 1 | LG | NA | NA | 3000075941 | NA | 0 | NA | 0 | NA | W
374 | Balod | Arjunda | CHC | Injection Room | NEEDLE DESTROYER | 1 | Microsil | ND360 | NA | 3000075885 | NA | 0 | NA | 0 | NA | W
375 | Balod | Arjunda | CHC | Injection Room | FOETAL DOPPLER | 1 | EASY-CARE | ECFDT-106 | NA | 3000075886 | NA | 0 | NA | 0 | NA | W
376 | Balod | Arjunda | CHC | Injection Room | NEBULIZER | 1 | Omron | Comp A-1-R | 15582 | 3000075887 | NA | 0 | NA | 0 | NA | W
377 | Balod | Arjunda | CHC | Injection Room | ELECTRIC STERILIZER | 1 | NA | NA | NA | 3000075888 | NA | 0 | NA | 0 | NA | W
378 | Balod | Arjunda | CHC | Injection Room | SPHYGMOMANOMETER (MERCURIAL) | 1 | NA | DIAMOND REGULAR | NA | 3000075889 | NA | 0 | NA | 0 | NA | W
379 | Balod | Arjunda | CHC | Dressing Room | SPHYGMOMANOMETER (MERCURIAL) | 1 | Supreme Surgico | PREMIER | 8135855 | 3000075890 | NA | 0 | NA | 0 | NA | W
380 | Balod | Arjunda | CHC | Store Room | SPHYGMOMANOMETER (MERCURIAL) | 1 | Pioneerolignoshinid | NA | NA | 3000075891 | NA | 0 | NA | 0 | NA | W
381 | Balod | Arjunda | CHC | Store Room | SPHYGMOMANOMETER (MERCURIAL) | 1 | NA | NA | NA | 3000075892 | NA | 0 | NA | 0 | NA | W
382 | Balod | Arjunda | CHC | Store Room | SPHYGMOMANOMETER (MERCURIAL) | 1 | Life line | NA | NA | 3000075893 | NA | 0 | NA | 0 | NA | W
383 | Balod | Arjunda | CHC | Store Room | GLUCOMETER | 1 | Bayer consumer careAG | NA | AE5000831604 | 3000075894 | NA | 0 | NA | 0 | NA | NW
384 | Balod | Arjunda | CHC | Store Room | GLUCOMETER | 1 | Hemodiazrte science (P)Ltd | TD4223 | 422361414001717B | 3000075895 | NA | 0 | NA | 0 | NA | NW
385 | Balod | Arjunda | CHC | Store Room | BABY WEIGHING SCALE | 1 | NA | NA | NA | 3000075897 | NA | 0 | NA | 0 | NA | NW
386 | Balod | Arjunda | CHC | Store Room | NEEDLE DESTROYER | 1 | Microsil | NA | NA | 3000075898 | NA | 0 | NA | 0 | NA | NW
387 | Balod | Arjunda | CHC | Store Room | Blood Cell Counter | 1 | Durga | NA | NA | 3000075899 | NA | 0 | NA | 0 | NA | NW
388 | Balod | Arjunda | CHC | Store Room | Blood Cell Counter | 1 | NA | NA | NA | 30000758900 | NA | 0 | NA | 0 | NA | NW
389 | Balod | Arjunda | CHC | Store Room | Blood Cell Counter | 1 | NA | NA | NA | 30000758901 | NA | 0 | NA | 0 | NA | NW
390 | Balod | Arjunda | CHC | Store Room | Blood Cell Counter | 1 | Durga | NA | NA | 30000758902 | NA | 0 | NA | 0 | NA | NW
391 | Balod | Arjunda | CHC | Store Room | Clyndrical Strelizer | 1 | NA | NA | NA | 30000758904 | NA | 0 | NA | 0 | NA | NW
392 | Balod | Arjunda | CHC | Store Room | Clyndrical Strelizer | 1 | NA | NA | NA | 30000758905 | NA | 0 | NA | 0 | NA | NW
393 | Balod | Arjunda | CHC | Store Room | Clyndrical Strelizer | 1 | NA | NA | NA | 30000758906 | NA | 0 | NA | 0 | NA | NW
394 | Balod | Arjunda | CHC | Store Room | Clyndrical Strelizer | 1 | NA | NA | NA | 30000758907 | NA | 0 | NA | 0 | NA | NW
395 | Balod | Arjunda | CHC | Store Room | ELECTRIC STERILIZER | 1 | NA | NA | NA | 30000758908 | NA | 0 | NA | 0 | NA | NW
396 | Balod | Arjunda | CHC | Store Room | ELECTRIC STERILIZER | 1 | NA | NA | NA | 30000758909 | NA | 0 | NA | 0 | NA | NW
397 | Balod | Arjunda | CHC | Store Room | ELECTRIC STERILIZER | 1 | NA | NA | NA | 30000758910 | NA | 0 | NA | 0 | NA | NW
398 | Balod | Arjunda | CHC | Store Room | ELECTRIC STERILIZER | 1 | NA | NA | NA | 30000758911 | NA | 0 | NA | 0 | NA | NW
399 | Balod | Arjunda | CHC | Store Room | ELECTRIC STERILIZER | 1 | NA | NA | NA | 30000758912 | NA | 0 | NA | 0 | NA | NW
400 | Balod | Arjunda | CHC | Store Room | ELECTRIC STERILIZER | 1 | NA | NA | NA | 30000758913 | NA | 0 | NA | 0 | NA | NW
401 | Balod | Arjunda | CHC | Store Room | CENTRIFUGE MACHINE | 1 | NA | NA | NA | 30000758914 | NA | 0 | NA | 0 | NA | NW
402 | Balod | Arjunda | CHC | Store Room | CENTRIFUGE MACHINE | 1 | NA | NA | NA | 30000758915 | NA | 0 | NA | 0 | NA | NW
403 | Balod | Arjunda | CHC | Store Room | CENTRIFUGE MACHINE | 1 | NA | NA | NA | 30000758916 | NA | 0 | NA | 0 | NA | NW
404 | Balod | Arjunda | CHC | Store Room | CENTRIFUGE MACHINE | 1 | NA | NA | NA | 30000758917 | NA | 0 | NA | 0 | NA | NW
405 | Balod | Arjunda | CHC | Store Room | REFRIGERATOR | 1 | GODREJ | NA | NA | 30000758918 | 2015-03-15 | 0 | NA | 0 | NA | W
406 | Balod | Arjunda | CHC | Store Room | FOETAL DOPPLER | 1 | PIOneer | Fetal doppler01 | NA | 30000758919 | NA | 0 | NA | 0 | NA | NW
407 | Balod | Arjunda | CHC | Store Room | NEEDLE DESTROYER | 1 | SSP | NA | NA | 30000758920 | NA | 0 | NA | 0 | NA | NW
408 | Balod | Arjunda | CHC | Store Room | SpSHADOWLESS OT LIGHT | 1 | NA | NA | NA | 30000758940 | NA | 0 | NA | 0 | NA | NW
409 | Balod | Arjunda | CHC | Store Room | Warmer Machine | 1 | NA | NA | NA | 30000758921 | NA | 0 | NA | 0 | NA | W
410 | Balod | Arjunda | CHC | Store Room | SUCTION APPARATUS | 1 | PHOENIX | NA | 6423 | 30000758922 | NA | 0 | NA | 0 | NA | W
411 | Balod | Arjunda | CHC | Store Room | Cylindrical Auto clave | 1 | NA | NA | NA | 30000758923 | NA | 0 | NA | 0 | NA | W
412 | Balod | Arjunda | CHC | Store Room | ELECTRIC STERILIZER | 1 | NA | NA | NA | 30000758924 | NA | 0 | NA | 0 | NA | W
413 | Balod | Arjunda | CHC | Store Room | BABY WEIGHING SCALE | 1 | Raman Surgical | CROWN | NA | 30000758925 | NA | 0 | NA | 0 | NA | W
414 | Balod | Arjunda | CHC | DELIVERY ROOM | SpSHADOWLESS OT LIGHT | 1 | NA | EB829A | NA | 30000758926 | NA | 0 | NA | 0 | NA | W
415 | Balod | Arjunda | CHC | DELIVERY ROOM | BABY WEIGHING SCALE | 1 | Compact health Care | NA | NA | 30000758927 | NA | 0 | NA | 0 | NA | NW
416 | Balod | Arjunda | CHC | DELIVERY ROOM | BABY WEIGHING SCALE | 1 | NA | NA | NA | 30000758928 | NA | 0 | NA | 0 | NA | NW
417 | Balod | Arjunda | CHC | DELIVERY ROOM | BABY WEIGHING SCALE | 1 | NA | NA | NA | 30000758929 | NA | 0 | NA | 0 | NA | NW
418 | Balod | Arjunda | CHC | DELIVERY ROOM | SPHYGMOMANOMETER (DIGITAL) | 1 | NA | SJD BP-1002 | SJD2006 070353 | 30000758930 | NA | 0 | NA | 0 | NA | W
419 | Balod | Arjunda | CHC | DELIVERY ROOM | SPHYGMOMANOMETER (DIGITAL) | 1 | NA | SJD BP-1002 | SJD2006 070343 | 30000758931 | NA | 0 | NA | 0 | NA | W
420 | Balod | Arjunda | CHC | DELIVERY ROOM | FOETAL DOPPLER | 1 | Mediwaves inc | CROWN | NA | 30000758932 | NA | 0 | NA | 0 | NA | W
421 | Balod | Arjunda | CHC | DELIVERY ROOM | LARYNGOSCOPE | 1 | Technimen | Unicef ss | NA | 30000758933 | NA | 0 | NA | 0 | NA | W
422 | Balod | Arjunda | CHC | DELIVERY ROOM | LARYNGOSCOPE | 1 | NA | NA | NA | 30000758934 | NA | 0 | NA | 0 | NA | W
423 | Balod | Arjunda | CHC | DELIVERY ROOM | SUCTION APPARATUS | 1 | SHIVA | NA | NA | 30000758935 | NA | 0 | NA | 0 | NA | NW
424 | Balod | Arjunda | CHC | DELIVERY ROOM | SUCTION APPARATUS | 1 | SHIVA | NA | NA | 30000758936 | NA | 0 | NA | 0 | NA | NW
425 | Balod | Arjunda | CHC | DELIVERY ROOM | SUCTION APPARATUS | 1 | SHIVA | NA | NA | 30000758937 | NA | 0 | NA | 0 | NA | W
426 | Balod | Arjunda | CHC | DELIVERY ROOM | Fumigator Machin | 1 | NA | NA | NA | 30000758938 | NA | 0 | NA | 0 | NA | W
427 | Balod | Arjunda | CHC | DELIVERY ROOM | ELECTRIC STERILIZER | 1 | NA | NA | NA | 30000758939 | NA | 0 | NA | 0 | NA | W
428 | Balod | Gunderdehi | CHC | Dental Dept. | DENTAL CHAIR | 1 | Akash(chesa) | Voya E | NA | 3000075638 | 2015 | 0 | NA | 0 | NA | W
429 | Balod | Gunderdehi | CHC | Dental Dept. | ELECTRIC STERILIZER | 1 | NA | NA | NA | 3000075639 | NA | 0 | NA | 0 | NA | W
430 | Balod | Gunderdehi | CHC | OT | SUCTION APPARATUS | 1 | NA | NA | NA | 3000075640 | NA | 0 | NA | 0 | NA | W
431 | Balod | Gunderdehi | CHC | OT | PULSE OXIMETER | 1 | opto System ptc.ltd. | OXY500A | 125-ID5053 | 3000075641 | 2015 | 0 | NA | 0 | NA | W
432 | Balod | Gunderdehi | CHC | OT | BOYLE'S APPARATUS | 1 | Paul Breathing equl p. | NA | MVA 10 | 3000075642 | NA | 0 | NA | 0 | NA | W
433 | Balod | Gunderdehi | CHC | OT | SpSHADOWLESS OT LIGHT | 1 | NA | NA | NA | 3000075643 | NA | 0 | NA | 0 | NA | W
434 | Balod | Gunderdehi | CHC | OT | OT TABLE | 1 | NA | NA | NA | 3000075644 | NA | 0 | NA | 0 | NA | W
435 | Balod | Gunderdehi | CHC | OT | Cylindrical Auto clave | 1 | NA | NA | NA | 3000075645 | NA | 0 | NA | 0 | NA | W
436 | Balod | Gunderdehi | CHC | OT | Cylindrical Auto clave | 1 | NA | NA | NA | 3000075646 | NA | 0 | NA | 0 | NA | W
437 | Balod | Gunderdehi | CHC | OT | ELECTRIC STERILIZER | 1 | NA | NA | NA | 3000075647 | NA | 0 | NA | 0 | NA | NW
438 | Balod | Gunderdehi | CHC | OT | Fumigator Machin | 1 | NA | NA | NA | 3000075648 | NA | 0 | NA | 0 | NA | W
439 | Balod | Gunderdehi | CHC | OT | BOYLE'S APPARATUS | 1 | NA | NA | NA | 3000075649 | NA | 0 | NA | 0 | NA | NW
440 | Balod | Gunderdehi | CHC | OT | SPHYGMOMANOMETER (MERCURIAL) | 1 | Anita industries | NA | 383204 | 3000075650 | NA | 0 | NA | 0 | NA | W
441 | Balod | Gunderdehi | CHC | OT | LARYNGOSCOPE | 1 | NA | NA | NA | 3000075651 | NA | 0 | NA | 0 | NA | W
442 | Balod | Gunderdehi | CHC | OT | ELECTRIC STERILIZER | 1 | NA | NA | NA | 3000075652 | NA | 0 | NA | 0 | NA | NW
443 | Balod | Gunderdehi | CHC | OT | ELECTRIC STERILIZER | 1 | NA | NA | NA | 3000075653 | NA | 0 | NA | 0 | NA | NW
444 | Balod | Gunderdehi | CHC | DELIVERY ROOM | Phototherapy | 1 | PHOENIX | LEDPT100 | 1916 | 3000075654 | NA | 0 | NA | 0 | NA | W
445 | Balod | Gunderdehi | CHC | DELIVERY ROOM | Warmer Machine | 1 | NA | OCW100 | 6428 | 3000075655 | NA | 0 | NA | 0 | NA | W
446 | Balod | Gunderdehi | CHC | DELIVERY ROOM | ELECTRIC STERILIZER | 1 | NA | NA | NA | 3000075656 | NA | 0 | NA | 0 | NA | W
447 | Balod | Gunderdehi | CHC | DELIVERY ROOM | BABY WEIGHING SCALE | 1 | ESSAE | BS 250 | 2501413897 | 3000075657 | NA | 0 | NA | 0 | NA | W
448 | Balod | Gunderdehi | CHC | DELIVERY ROOM | SUCTION APPARATUS | 1 | NA | NA | NA | 3000075658 | NA | 0 | NA | 0 | NA | NW
449 | Balod | Gunderdehi | CHC | DELIVERY ROOM | NEEDLE DESTROYER | 1 | Microsil | ND100 | 27869/06-07 | 3000075659 | NA | 0 | NA | 0 | NA | W
450 | Balod | Gunderdehi | CHC | DELIVERY ROOM | SPHYGMOMANOMETER (MERCURIAL) | 1 | Diamond | NA | NA | 3000075660 | NA | 0 | NA | 0 | NA | W
451 | Balod | Gunderdehi | CHC | DELIVERY ROOM | BABY WEIGHING SCALE | 1 | NA | CROWN | NA | 3000075661 | NA | 0 | NA | 0 | NA | W
452 | Balod | Gunderdehi | CHC | DELIVERY ROOM | SUCTION APPARATUS | 1 | NA | NA | NA | 3000075662 | NA | 0 | NA | 0 | NA | W
453 | Balod | Gunderdehi | CHC | DELIVERY ROOM | FOETAL DOPPLER | 1 | VLOMIN TECH LTD | FD-200B | FD2B130403411 | 3000075663 | NA | 0 | NA | 0 | NA | W
454 | Balod | Gunderdehi | CHC | DELIVERY ROOM | Ultra sonic doppler | 1 | NA | NA | NA | 3000075664 | NA | 0 | NA | 0 | NA | NW
455 | Balod | Gunderdehi | CHC | Store Room | ELECTRIC STERILIZER | 1 | NA | NA | NA | 3000075665 | NA | 0 | NA | 0 | NA | NW
456 | Balod | Gunderdehi | CHC | Store Room | ELECTRIC STERILIZER | 1 | NA | NA | NA | 3000075666 | NA | 0 | NA | 0 | NA | NW
457 | Balod | Gunderdehi | CHC | Store Room | ELECTRIC STERILIZER | 1 | NA | NA | NA | 3000075667 | NA | 0 | NA | 0 | NA | NW
458 | Balod | Gunderdehi | CHC | Store Room | ELECTRIC STERILIZER | 1 | NA | NA | NA | 3000075668 | NA | 0 | NA | 0 | NA | NW
459 | Balod | Gunderdehi | CHC | Store Room | ELECTRIC STERILIZER | 1 | NA | NA | NA | 3000075669 | NA | 0 | NA | 0 | NA | NW
460 | Balod | Gunderdehi | CHC | Store Room | ELECTRIC STERILIZER | 1 | NA | NA | NA | 3000075670 | NA | 0 | NA | 0 | NA | NW
461 | Balod | Gunderdehi | CHC | Store Room | ELECTRIC STERILIZER | 1 | NA | NA | NA | 3000075671 | NA | 0 | NA | 0 | NA | NW
462 | Balod | Gunderdehi | CHC | Store Room | ELECTRIC STERILIZER | 1 | NA | NA | NA | 3000075672 | NA | 0 | NA | 0 | NA | NW
463 | Balod | Gunderdehi | CHC | Store Room | NEEDLE DESTROYER | 1 | Microsil | NA | NA | 3000075673 | NA | 0 | NA | 0 | NA | NW
464 | Balod | Gunderdehi | CHC | Store Room | NEEDLE DESTROYER | 1 | Microsil | NA | NA | 3000075674 | NA | 0 | NA | 0 | NA | NW
465 | Balod | Gunderdehi | CHC | Store Room | SPHYGMOMANOMETER (MERCURIAL) | 1 | NA | NA | NA | 3000075675 | NA | 0 | NA | 0 | NA | NW
466 | Balod | Gunderdehi | CHC | Store Room | SPHYGMOMANOMETER (MERCURIAL) | 1 | NA | NA | NA | 3000075676 | NA | 0 | NA | 0 | NA | NW
467 | Balod | Gunderdehi | CHC | Store Room | NEEDLE DESTROYER | 1 | Microsil | NA | NA | 3000075677 | NA | 0 | NA | 0 | NA | NW
468 | Balod | Gunderdehi | CHC | Store Room | NEEDLE DESTROYER | 1 | NA | NA | NA | 3000075678 | NA | 0 | NA | 0 | NA | NW
469 | Balod | Gunderdehi | CHC | Store Room | NEEDLE DESTROYER | 1 | NA | NA | NA | 3000075679 | NA | 0 | NA | 0 | NA | NW
470 | Balod | Gunderdehi | CHC | Store Room | NEEDLE DESTROYER | 1 | NA | NA | NA | 3000075680 | NA | 0 | NA | 0 | NA | W
471 | Balod | Gunderdehi | CHC | Store Room | NEEDLE DESTROYER | 1 | NA | NA | NA | 3000075681 | NA | 0 | NA | 0 | NA | W
472 | Balod | Gunderdehi | CHC | Store Room | NEEDLE DESTROYER | 1 | SARATECH | SIR | NA | 3000075682 | NA | 0 | NA | 0 | NA | W
473 | Balod | Gunderdehi | CHC | Store Room | NEEDLE DESTROYER | 1 | SARATECH | SIR | NA | 3000075683 | NA | 0 | NA | 0 | NA | W
474 | Balod | Gunderdehi | CHC | Store Room | NEEDLE DESTROYER | 1 | SARATECH | SIR | NA | 3000075684 | NA | 0 | NA | 0 | NA | W
475 | Balod | Gunderdehi | CHC | Store Room | NEEDLE DESTROYER | 1 | SARATECH | SIR | NA | 3000075685 | NA | 0 | NA | 0 | NA | W
476 | Balod | Gunderdehi | CHC | Store Room | NEEDLE DESTROYER | 1 | NA | SIR | NA | 3000075686 | NA | 0 | NA | 0 | NA | W
477 | Balod | Gunderdehi | CHC | Store Room | NEEDLE DESTROYER | 1 | NA | SIR | NA | 3000075687 | NA | 0 | NA | 0 | NA | W
478 | Balod | Gunderdehi | CHC | Store Room | NEEDLE DESTROYER | 1 | NA | SIR | NA | 3000075688 | NA | 0 | NA | 0 | NA | W
479 | Balod | Gunderdehi | CHC | Store Room | NEEDLE DESTROYER | 1 | NA | SIR | NA | 3000075689 | NA | 0 | NA | 0 | NA | W
480 | Balod | Gunderdehi | CHC | Store Room | ELECTRIC STERILIZER (small) | 1 | NA | NA | NA | 3000075690 | NA | 0 | NA | 0 | NA | NW
481 | Balod | Gunderdehi | CHC | Store Room | ELECTRIC STERILIZER | 1 | NA | NA | NA | 3000075691 | NA | 0 | NA | 0 | NA | NW
482 | Balod | Gunderdehi | CHC | Store Room | ELECTRIC STERILIZER | 1 | NA | NA | NA | 3000075692 | NA | 0 | NA | 0 | NA | NW
483 | Balod | Gunderdehi | CHC | Store Room | NEEDLE DESTROYER | 1 | SARATECH | NA | NA | 3000075693 | NA | 0 | NA | 0 | NA | NW
484 | Balod | Gunderdehi | CHC | Store Room | ELECTRIC STERILIZER | 1 | ATLAS | NA | NA | 3000075695 | NA | 0 | NA | 0 | NA | NW
485 | Balod | Gunderdehi | CHC | Store Room | ELECTRIC STERILIZER | 1 | NA | NA | NA | 3000075696 | NA | 0 | NA | 0 | NA | NW
486 | Balod | Gunderdehi | CHC | Store Room | ELECTRIC STERILIZER | 1 | NA | NA | NA | 3000075697 | NA | 0 | NA | 0 | NA | NW
487 | Balod | Gunderdehi | CHC | Store Room | ELECTRIC STERILIZER | 1 | NA | NA | NA | 3000075698 | NA | 0 | NA | 0 | NA | NW
488 | Balod | Gunderdehi | CHC | Store Room | ELECTRIC STERILIZER | 1 | NA | NA | NA | 3000075699 | NA | 0 | NA | 0 | NA | NW
489 | Balod | Gunderdehi | CHC | Store Room | SPHYGMOMANOMETER (MERCURIAL) | 1 | Supreme surgico | Premier | NA | 3000075700 | NA | 0 | NA | 0 | NA | NW
490 | Balod | Gunderdehi | CHC | Store Room | SPHYGMOMANOMETER (MERCURIAL) | 1 | Supreme surgico | Premier | NA | 3000075701 | NA | 0 | NA | 0 | NA | W
491 | Balod | Gunderdehi | CHC | Store Room | SPHYGMOMANOMETER (MERCURIAL) | 1 | NA | NA | NA | 3000075702 | NA | 0 | NA | 0 | NA | W
492 | Balod | Gunderdehi | CHC | Store Room | SPHYGMOMANOMETER (MERCURIAL) | 1 | NA | NA | NA | 3000075703 | NA | 0 | NA | 0 | NA | W
493 | Balod | Gunderdehi | CHC | Store Room | SPHYGMOMANOMETER (MERCURIAL) | 1 | NA | NA | NA | 3000075704 | NA | 0 | NA | 0 | NA | W
494 | Balod | Gunderdehi | CHC | Store Room | NEEDLE DESTROYER | 1 | SARATECH | SIR | NA | 3000075694 | NA | 0 | NA | 0 | NA | NW
495 | Balod | Gunderdehi | CHC | Store Room | X-RAY MACHINE | 1 | SIMENS | PHEOPHOSD | 3332 |  | NA | 0 | NA | 0 | NA | W
496 | Balod | Gunderdehi | CHC | Store Room | ELECTRIC STERILIZER | 1 | NA | NA | NA | 3000075705 | NA | 0 | NA | 0 | NA | W
497 | Balod | Gunderdehi | CHC | Store Room | NEEDLE DESTROYER | 1 | MICROSIL | ND100 | 325590 | 3000075706 | NA | 0 | NA | 0 | NA | W
498 | Balod | Gunderdehi | CHC | Pathology Lab. | MICROSCOPE (BINOCULAR) | 1 | Blisco | NA | NA | 3000075707 | NA | 0 | NA | 0 | NA | W
499 | Balod | Gunderdehi | CHC | Pathology Lab. | MICROSCOPE (BINOCULAR) | 1 | NA | NA | NA | 3000075708 | NA | 0 | NA | 0 | NA | W
500 | Balod | Gunderdehi | CHC | Pathology Lab. | NEEDLE DESTROYER | 1 | NA | ND/W | 327782 | 3000075709 | NA | 0 | NA | 0 | NA | W
501 | Balod | Gunderdehi | CHC | Pathology Lab. | CENTRIFUGE MACHINE (4 Tubes) | 1 | NA | NA | NA | 3000075710 | NA | 0 | NA | 0 | NA | W
502 | Balod | Gunderdehi | CHC | Pathology Lab. | MICROSCOPE (BINOCULAR) | 1 | NA | NA | NA | 3000075711 | NA | 0 | NA | 0 | NA | W
503 | Balod | Gunderdehi | CHC | Pathology Lab. | GLUCOMETER | 1 | Mannham Germany | ACCUCHEK ACTIVE | GU04180992 | 3000075712 | 2015 | 0 | NA | 0 | NA | W
504 | Balod | Gunderdehi | CHC | Pathology Lab. | REFRIGERATOR | 1 | Samouny | NA | 0A1L42AG306563M | 3000075713 | NA | 0 | NA | 0 | NA | W
505 | Balod | Dubchera | PHC |  | SPHYGMOMANOMETER (MERCURIAL) | 1 | Omega | Gold2000 | NA | 3000075435 | NA | 0 | NA | 0 | NA | W
506 | Balod | Dubchera | PHC |  | BABY WEIGHING SCALE | 1 | Prestige | NA | NA | 3000075434 | NA | 0 | NA | 0 | NA | W
507 | Balod | Dubchera | PHC |  | ELECTRIC STERILIZER | 1 | Local | NA | NA | 3000075433 | NA | 0 | NA | 0 | NA | W
508 | Balod | Dubchera | PHC |  | AUTOCLAVE | 1 | Local | NA | NA | 3000075432 | NA | 0 | NA | 0 | NA | W
509 | Balod | Dubchera | PHC |  | REFRIGERATOR | 1 | Uideocon | VAE 183 | NA | 3000075431 | NA | 0 | NA | 0 | NA | W
510 | Balod | Dubchera | PHC |  | Labour OT TABLE | 1 | NA | NA | NA | 3000075430 | NA | 0 | NA | 0 | NA | W
511 | Balod | Dubchera | PHC |  | BABY WEIGHING SCALE | 1 | Roman Surgical | Crown | NA | 3000075429 | NA | 0 | NA | 0 | NA | W
512 | Balod | Dubchera | PHC |  | SUCTION APPARATUS | 1 | Local | NA | NA | 3000075428 | NA | 0 | NA | 0 | NA | W
513 | Balod | Dubchera | PHC |  | ELECTRIC STERILIZER | 1 | Local | NA | NA | 3000075427 | NA | 0 | NA | 0 | NA | NI
514 | Balod | Dubchera | PHC |  | SPHYGMOMANOMETER (MERCURIAL) | 1 | Suprema Surgical | Premier | 98134326 | 3000075426 | NA | 0 | NA | 0 | NA | NI
515 | Balod | Dubchera | PHC |  | SPHYGMOMANOMETER (MERCURIAL) | 1 | Omega | Gold2000 | NA | 3000075425 | NA | 0 | NA | 0 | NA | NI
516 | Balod | Dubchera | PHC |  | BABY WEIGHING SCALE | 1 | Roman Surgical | Victaria DX | NA | 3000075424 | NA | 0 | NA | 0 | NA | NI
517 | Balod | Dubchera | PHC |  | SPHYGMOMANOMETER (MERCURIAL) | 1 | Namat | NA | 73903 | 3000075423 | NA | 0 | NA | 0 | NA | W
518 | Balod | Dubchera | PHC |  | AUTOCLAVE | 1 | Duke | NA | NA | 3000075422 | NA | 0 | NA | 0 | NA | W
519 | Balod | Kurdi | PHC | DELIVERY ROOM | ELECTRIC STERILIZER | 1 | NA | NA | NA | 3000075746 | NA | 0 | NA | 0 | NA | NW
520 | Balod | Kurdi | PHC | DELIVERY ROOM | ELECTRIC STERILIZER | 1 | NA | NA | NA | 3000075747 | NA | 0 | NA | 0 | NA | NW
521 | Balod | Kurdi | PHC | DELIVERY ROOM | BABY WEIGHING SCALE | 1 | Hardik Med Tech | NA | NA | 3000075748 | NA | 0 | NA | 0 | NA | W
522 | Balod | Kurdi | PHC | DELIVERY ROOM | BABY WEIGHING SCALE | 1 | Camry | NA | NA | 3000075749 | NA | 0 | NA | 0 | NA | W
523 | Balod | Belaudi | PHC |  | NEEDLE DESTROYER | 1 | Saratech | S1R | 8882 | 3000075734 | NA | 0 | NA | 0 | NA | W
524 | Balod | Amadula | PHC |  | BABY WEIGHING SCALE | 1 | NA | crown | NA | 3000075847 | NA | 0 | NA | 0 | NA | W
525 | Balod | Amadula | PHC |  | SUCTION APPARATUS | 1 | NA | NA | NA | 3000075848 | NA | 0 | NA | 0 | NA | W
526 | Balod | Amadula | PHC |  | ELECTRIC STERILIZER | 1 | NA | NA | NA | 3000075849 | NA | 0 | NA | 0 | NA | W
527 | Balod | Amadula | PHC |  | FOETAL DOPPLER | 1 | Bioplus | NA | NA | 3000075850 | NA | 0 | NA | 0 | NA | W
528 | Balod | Amadula | PHC |  | MICROSCOPE (BINOCULAR) | 1 | india optics | BPM-3 | NA | 3000075851 | NA | 0 | NA | 0 | NA | W
529 | Balod | Amadula | PHC |  | SPHYGMOMANOMETER (MERCURIAL) | 1 | Anita industries | SM300 | 375372 | 3000075852 | NA | 0 | NA | 0 | NA | W
530 | Balod | Amadula | PHC |  | SPHYGMOMANOMETER (MERCURIAL) | 1 | Life line | Life line Ultra | 76344 | 3000075853 | NA | 0 | NA | 0 | NA | W
531 | Balod | Amadula | PHC |  | SPHYGMOMANOMETER (MERCURIAL) | 1 | Life line | Life line Ultra | 76346 | 3000075854 | NA | 0 | NA | 0 | NA | W
532 | Balod | Amadula | PHC |  | NEEDLE DESTROYER | 1 | Microsil | ND-300 | 10312/03 | 3000075855 | NA | 0 | NA | 0 | NA | W
533 | Balod | Amadula | PHC |  | ELECTRIC STERILIZER | 1 | Atlas | NA | NA | 3000075856 | NA | 0 | NA | 0 | NA | W
534 | Balod | Amadula | PHC |  | ELECTRIC STERILIZER | 1 | NA | NA | NA | 3000075857 | NA | 0 | NA | 0 | NA | NW
535 | Balod | Amadula | PHC |  | ADULT WEIGHING MACHINE | 1 | Bhaseen health products | Suvarna | NA | 3000075858 | NA | 0 | NA | 0 | NA | W
536 | Balod | Amadula | PHC |  | BABY WEIGHING SCALE | 1 | Ramon surgical | NA | NA | 3000075859 | NA | 0 | NA | 0 | NA | W
537 | Balod | Amadula | PHC |  | REFRIGERATOR | 1 | Samsung | NA | NA | 3000075860 | NA | 0 | NA | 0 | NA | W
538 | Balod | Armarikala | PHC |  | SPHYGMOMANOMETER (MERCURIAL) | 1 | Supreme surgico | premier | 9813367 | 3000075942 | NA | 0 | NA | 0 | NA | W
539 | Balod | Bodra | PHC |  | ELECTRIC STERILIZER | 1 | Local | NA | NA | 3000075204 | NA | 0 | NA | 0 | NA | NW
540 | Balod | Bodra | PHC |  | ADULT WEIGHING MACHINE | 1 | Ramon surgical | crown | NA | 3000075203 | NA | 0 | NA | 0 | NA | W
541 | Balod | Bodra | PHC |  | ELECTRIC STERILIZER | 1 | Local | NA | NA | 3000075202 | NA | 0 | NA | 0 | NA | W
542 | Balod | Bodra | PHC |  | ELECTRIC STERILIZER | 1 | Local | NA | NA | 3000075201 | NA | 0 | NA | 0 | NA | NW
543 | Balod | Bodra | PHC |  | REFRIGERATOR | 1 | Samsung | NA | 0 944ZaD600152D | 3000075200 | NA | 0 | NA | 0 | NA | W
544 | Balod | Bodra | PHC |  | FOETAL DOPPLER | 1 | dipel | DFM051 | NA | 3000075209 | NA | 0 | NA | 0 | NA | W
545 | Balod | Bodra | PHC |  | ELECTRIC STERILIZER | 1 | Atlas | NA | NA | 3000075208 | NA | 0 | NA | 0 | NA | W
546 | Balod | Bodra | PHC |  | SPHYGMOMANOMETER (MERCURIAL) | 1 | Anita industries | NA | 383061 | 3000075207 | NA | 0 | NA | 0 | NA | NW
547 | Balod | Bodra | PHC |  | BABY WEIGHING SCALE | 1 | Ramon surgical | crown | NA | 3000075206 | NA | 0 | NA | 0 | NA | W
548 | Balod | Bodra | PHC |  | SPHYGMOMANOMETER (MERCURIAL) | 1 | Infi | NA | 0 07011 | 3000075205 | NA | 0 | NA | 0 | NA | W
549 | Balod | Bhardakala | PHC |  | SPHYGMOMANOMETER (MERCURIAL) | 1 | Life line | bela portable | 7816 | 3000075750 | NA | 0 | NA | 0 | NA | W
550 | Balod | Bhardakala | PHC |  | ADULT WEIGHING MACHINE | 1 | Hardic meditech | NA | NA | 3000075751 | NA | 0 | NA | 0 | NA | W
551 | Balod | Bhardakala | PHC |  | REFRIGERATOR | 1 | striker | 12497 | INCIo3912775 | 3000075752 | NA | 0 | NA | 0 | NA | W
552 | Balod | Bhardakala | PHC |  | ELECTRIC STERILIZER | 1 | NA | NA | NA | 3000075753 | NA | 0 | NA | 0 | NA | NW
553 | Balod | Bhardakala | PHC |  | NEEDLE DESTROYER | 1 | Saratech | S1R | 1009 | 3000075754 | NA | 0 | NA | 0 | NA | W
554 | Balod | Bhardakala | PHC |  | BABY WEIGHING SCALE | 1 | Docbel | NA | NA | 3000075755 | NA | 0 | NA | 0 | NA | W
555 | Balod | Mahud B | PHC | DELIVERY ROOM | BABY WEIGHING SCALE | 1 | NA | NA | NA | 3000075720 | NA | 0 | NA | 0 | NA | W
556 | Balod | Mahud B | PHC | DELIVERY ROOM | ELECTRIC STERILIZER | 1 | NA | NA | NA | 3000075721 | NA | 0 | NA | 0 | NA | W
557 | Balod | Mahud B | PHC | DELIVERY ROOM | INFANT RADIANT WARMER | 1 | Phoenix | OCW100 | 6426 | 3000075727 | NA | 0 | NA | 0 | NA | W
558 | Balod | Mahud B | PHC | Doctor's Room | ADULT WEIGHING MACHINE | 1 | Suvarna | NA | NA | 3000075722 | NA | 0 | NA | 0 | NA | W
559 | Balod | Mahud B | PHC | Doctor's Room | SPHYGMOMANOMETER (MERCURIAL) | 1 | Diamond | Regular | NA | 3000075723 | NA | 0 | NA | 0 | NA | W
560 | Balod | Mahud B | PHC | Doctor's Room | SPHYGMOMANOMETER (MERCURIAL) | 1 | NA | NA | NA | 3000075724 | NA | 0 | NA | 0 | NA | NW
561 | Balod | Mahud B | PHC | Doctor's Room | SPHYGMOMANOMETER (MERCURIAL) | 1 | Smart care | SCH-10B | NA | 3000075728 | NA | 0 | NA | 0 | NA | W
562 | Balod | Mahud B | PHC | Injection Room | NEEDLE DESTROYER | 1 | Microsil | nd-100 | 2723106-07 | 3000075725 | NA | 0 | NA | 0 | NA | W
563 | Balod | Kalangpur | PHC | Pathology Lab. | MICROSCOPE (BINOCULAR) | 1 | Magnus | MLXB | NA | 3000075714 | NA | 0 | NA | 0 | NA | W
564 | Balod | Kalangpur | PHC | Pathology Lab. | REFRIGERATOR | 1 | AKAI | NA | NA | 3000075715 | NA | 0 | NA | 0 | NA | W
565 | Balod | Kalangpur | PHC | DELIVERY ROOM | BABY WEIGHING SCALE | 1 | NA | NA | NA | 3000075716 | NA | 0 | NA | 0 | NA | W
566 | Balod | Kalangpur | PHC | DELIVERY ROOM | ADULT WEIGHING MACHINE | 1 | Prestige | NA | NA | 3000075717 | NA | 0 | NA | 0 | NA | W
567 | Balod | Kalangpur | PHC | DELIVERY ROOM | NEEDLE DESTROYER | 1 | Microsil | NA | NA | 3000075718 | NA | 0 | NA | 0 | NA | W
568 | Balod | Kalangpur | PHC | Dressing Room | AUTOCLAVE | 1 | NA | NA | NA | 3000075719 | NA | 0 | NA | 0 | NA | W
569 | Balod | Guredag | PHC |  | REFRIGERATOR | 1 | Whirlpool | DC1913221 | INC113806363 | 3000075252 | NA | 0 | NA | 0 | NA | W
570 | Balod | Guredag | PHC |  | ADULT WEIGHING MACHINE | 1 | doctor beliram | NA | 3F879896 | 3000075251 | NA | 0 | NA | 0 | NA | W
571 | Balod | Guredag | PHC |  | BABY WEIGHING SCALE | 1 | Docbel | NA | NA | 3000075250 | NA | 0 | NA | 0 | NA | W
572 | Balod | Guredag | PHC |  | SUCTION APPARATUS | 1 | NA | NA | NA | 3000075249 | NA | 0 | NA | 0 | NA | W
573 | Balod | Guredag | PHC |  | ELECTRIC STERILIZER | 1 | NA | NA | NA | 3000075248 | NA | 0 | NA | 0 | NA | W
574 | Balod | Guredag | PHC |  | NEEDLE DESTROYER | 1 | Microsil | ND-350 | NA | 3000075247 | NA | 0 | NA | 0 | NA | W
575 | Balod | Guredag | PHC |  | SPHYGMOMANOMETER (MERCURIAL) | 1 | Diamond | Deluxe | 23248 | 3000075245 | NA | 0 | NA | 0 | NA | W
576 | Balod | Guredag | PHC |  | AUTOCLAVE | 1 | NA | NA | NA | 3000075246 | NA | 0 | NA | 0 | NA | W
577 | Balod | Guredag | PHC |  | NEEDLE DESTROYER | 1 | Microsil | ND-350 | NA | 3000075244 | NA | 0 | NA | 0 | NA | W
578 | Balod | Guredag | PHC |  | SPHYGMOMANOMETER (MERCURIAL) | 1 | Smart care | SCH-10B | NA | 3000075243 | NA | 0 | NA | 0 | NA | W
579 | Balod | sirsida | PHC |  | BABY WEIGHING SCALE | 1 | Docbel | NA | NA | 3000075242 | NA | 0 | NA | 0 | NA | W
580 | Balod | sirsida | PHC |  | SPHYGMOMANOMETER (MERCURIAL) | 1 | omega | Gold2000 | NA | 3000075241 | NA | 0 | NA | 0 | NA | W
581 | Balod | sirsida | PHC |  | ADULT WEIGHING MACHINE | 1 | doctor beliram | NA | BB225576 | 3000075240 | NA | 0 | NA | 0 | NA | W
582 | Balod | sirsida | PHC |  | SpSHADOWLESS OT LIGHT | 1 | Local | NA | NA | 3000075239 | NA | 0 | NA | 0 | NA | W
583 | Balod | sirsida | PHC |  | SUCTION APPARATUS | 1 | Shiva | NA | NA | 3000075238 | NA | 0 | NA | 0 | NA | W
584 | Balod | sirsida | PHC |  | PULSE OXIMETER | 1 | Contech medical sys. | CMS5100 | BQ1412100037 | 3000075237 | NA | 0 | NA | 0 | NA | W
585 | Balod | sirsida | PHC |  | ECG RECORDER | 1 | Medi tech | Life guard ECG-03 | L03ABF20130877 | 3000075236 | NA | 0 | NA | 0 | NA | W
586 | Balod | sirsida | PHC |  | FOETAL DOPPLER | 1 | NA | DFMRA-001 | NA | 3000075235 | NA | 0 | NA | 0 | NA | NW
587 | Balod | sirsida | PHC |  | REFRIGERATOR | 1 | LG | GL-185 | NA | 3000075234 | NA | 0 | NA | 0 | NA | W
588 | Balod | sirsida | PHC |  | MICROSCOPE (BINOCULAR) | 1 | Olympus | MLX-series | 4B-524568 | 3000075233 | NA | 0 | NA | 0 | NA | W
589 | Balod | sirsida | PHC |  | FOETAL DOPPLER | 1 | Microsil | ID-102 | NA | 3000075232 | NA | 0 | NA | 0 | NA | W
590 | Balod | Ranchiral | PHC |  | SPHYGMOMANOMETER (MERCURIAL) | 1 | Supreme surgico | premier | 98135615 | 3000075231 | NA | 0 | NA | 0 | NA | W
591 | Balod | Ranchiral | PHC |  | SUCTION APPARATUS | 1 | Local | NA | NA | 3000075230 | NA | 0 | NA | 0 | NA | W
592 | Balod | Ranchiral | PHC |  | MICROSCOPE (BINOCULAR) | 1 | Blisco | NA | NA | 3000075229 | NA | 0 | NA | 0 | NA | W
593 | Balod | Ranchiral | PHC |  | ADULT WEIGHING MACHINE | 1 | Ramon surgical | crown | NA | 3000075228 | NA | 0 | NA | 0 | NA | W
594 | Balod | Ranchiral | PHC |  | GLUCOMETER | 1 | Bayer health care | Contour TS | 7739131 | 3000075227 | NA | 0 | NA | 0 | NA | W
595 | Balod | Ranchiral | PHC |  | FOETAL DOPPLER | 1 | Jainco | Ultrasonic microdop | NA | 3000075226 | NA | 0 | NA | 0 | NA | NW
596 | Balod | Ranchiral | PHC |  | SPHYGMOMANOMETER (MERCURIAL) | 1 | NA | Regular | 35756 | 3000075225 | NA | 0 | NA | 0 | NA | W
597 | Balod | Ranchiral | PHC |  | ADULT WEIGHING MACHINE | 1 | Ramon surgical | Victoria DX | NA | 3000075224 | NA | 0 | NA | 0 | NA | W
598 | Balod | Karhibhadar | PHC |  | GLUCOMETER | 1 | one touch life scan | NA | SAFJH0GH | 3000075459 | NA | 1 | NA | 0 | NA | W
599 | Balod | Karhibhadar | PHC |  | SPHYGMOMANOMETER (MERCURIAL) | 1 | Pioneer | NA | 375308 | 3000075458 | NA | 0 | NA | 0 | NA | W
600 | Balod | Karhibhadar | PHC |  | SPHYGMOMANOMETER (MERCURIAL) | 1 | Pioneer | NA | 375396 | 3000075457 | NA | 0 | NA | 0 | NA | NI
601 | Balod | Karhibhadar | PHC |  | FOETAL DOPPLER | 1 | Ucomin Tech | FD-200D | FD2D150101467 | 3000075456 | NA | 0 | NA | 0 | NA | NI
602 | Balod | Karhibhadar | PHC |  | SPHYGMOMANOMETER (MERCURIAL) | 1 | Diamond | Regular | 0 74102 | 3000075455 | NA | 0 | NA | 0 | NA | NW
603 | Balod | Karhibhadar | PHC |  | SPHYGMOMANOMETER (MERCURIAL) | 1 | Dr.morepen | NA | NA | 3000075454 | NA | 0 | NA | 0 | NA | NW
604 | Balod | Karhibhadar | PHC |  | SPHYGMOMANOMETER (MERCURIAL) | 1 | premier | NA | 901342-03 | 3000075453 | NA | 0 | NA | 0 | NA | NW
605 | Balod | Karhibhadar | PHC |  | SPHYGMOMANOMETER (MERCURIAL) | 1 | Diamond | Regular | 0 7407 | 3000075452 | NA | 0 | NA | 0 | NA | NW
606 | Balod | Karhibhadar | PHC |  | GLUCOMETER | 1 | Roche | Accu chek | 55309149064 | 3000075451 | NA | 0 | NA | 0 | NA | NW
607 | Balod | Karhibhadar | PHC |  | SPHYGMOMANOMETER (MERCURIAL) | 1 | NA | BK-1005 | 375371 | 3000075450 | NA | 0 | NA | 0 | NA | NI
608 | Balod | Karhibhadar | PHC |  | NEBULIZER | 1 | Hick's advance | NA | 13060783 | 3000075449 | NA | 0 | NA | 0 | NA | NI
609 | Balod | Karhibhadar | PHC |  | SPHYGMOMANOMETER (MERCURIAL) | 1 | Diamond | Regular | 0 3479 | 3000075448 | NA | 0 | NA | 0 | NA | NW
610 | Balod | Karhibhadar | PHC |  | BABY WEIGHING SCALE | 1 | Ramon surgical | crown | NA | 3000075447 | NA | 0 | NA | 0 | NA | W
611 | Balod | Karhibhadar | PHC |  | ADULT WEIGHING MACHINE | 1 | doctor beliram | GL-254AP4 | NA | 3000075444 | NA | 0 | NA | 0 | NA | W
612 | Balod | Karhibhadar | PHC |  | DELIVERY TABLE | 1 | Local | NA | 3E012995 | 3000075445 | NA | 0 | NA | 0 | NA | W
613 | Balod | Karhibhadar | PHC |  | REFRIGERATOR | 1 | LG | NA | 104NRKA001821 | 3000075446 | NA | 1 | NA | 0 | NA | W
614 | Balod | Karhibhadar | PHC |  | FOETAL DOPPLER | 1 | dipel | DFM-051 | 20071-A132 | 3000075443 | NA | 0 | NA | 0 | NA | W
615 | Balod | Karhibhadar | PHC |  | DELIVERY TABLE | 1 | Local | NA | NA | 3000075442 | NA | 0 | NA | 0 | NA | NI
616 | Balod | Karhibhadar | PHC |  | ELECTRIC STERILIZER | 1 | Local | NA | NA | 3000075441 | NA | 0 | NA | 0 | NA | W
617 | Balod | Karhibhadar | PHC |  | NEEDLE DESTROYER | 1 | Saratech | NA | NA | 3000075440 | NA | 0 | NA | 0 | NA | W
618 | Balod | Karhibhadar | PHC |  | SUCTION APPARATUS | 1 | Local | NA | NA | 3000075439 | NA | 0 | NA | 0 | NA | W
619 | Balod | Karhibhadar | PHC |  | ELECTRIC STERILIZER | 1 | NA | NA | NA | 3000075438 | NA | 0 | NA | 0 | NA | NW
620 | Balod | Karhibhadar | PHC |  | ELECTRIC STERILIZER | 1 | Atlas | NA | 09F10195 | 3000075437 | NA | 0 | NA | 0 | NA | NW
621 | Balod | Karhibhadar | PHC |  | AUTOCLAVE | 1 | NA | NA | NA | 3000075436 | NA | 0 | NA | 0 | NA | NW
622 | Balod | piperchedi | PHC |  | ELECTRIC STERILIZER | 1 | Local | NA | NA | 3000075471 | NA | 0 | NA | 0 | NA | W
623 | Balod | piperchedi | PHC |  | BABY WEIGHING SCALE | 1 | Local | NA | NA | 3000075470 | NA | 0 | NA | 0 | NA | W
624 | Balod | piperchedi | PHC |  | SUCTION APPARATUS | 1 | Local | NA | NA | 3000075469 | NA | 0 | NA | 0 | NA | W
625 | Balod | piperchedi | PHC |  | DELIVERY TABLE | 1 | Local | NA | NA | 3000075468 | NA | 0 | NA | 0 | NA | NI
626 | Balod | piperchedi | PHC |  | Ultra sonic doppler | 1 | dipel | DFM_051 | NA | 3000075467 | NA | 0 | NA | 0 | NA | W
627 | Balod | piperchedi | PHC |  | SPHYGMOMANOMETER (MERCURIAL) | 1 | Diamond | Regular | 0 3475 | 3000075466 | NA | 0 | NA | 0 | NA | W
628 | Balod | piperchedi | PHC |  | FOETAL DOPPLER | 1 | Ucomin Tech | FD-200D | FD2D150101488 | 3000075465 | 2015-01-01 | 1 | NA | 0 | NA | NI
629 | Balod | piperchedi | PHC |  | INFANT RADIANT WARMER | 1 | bajaj | PX167 room Heater | I101PH57091200535 | 3000075464 | NA | 0 | NA | 0 | NA | W
630 | Balod | piperchedi | PHC |  | SPHYGMOMANOMETER (MERCURIAL) | 1 | NA | NA | NA | 3000075463 | NA | 0 | NA | 0 | NA | W
631 | Balod | piperchedi | PHC |  | ADULT WEIGHING MACHINE | 1 | doctor beliram | NA | 3F457788 | 3000075462 | NA | 0 | NA | 0 | NA | W
632 | Balod | piperchedi | PHC |  | GLUCOMETER | 1 | SD Standard diagnastic | SD chek gold | M01c05EAA5525 | 3000075461 | NA | 0 | NA | 0 | NA | W
633 | Balod | piperchedi | PHC |  | NEEDLE DESTROYER | 1 | Microsil | ND-350 | NA | 3000075460 | NA | 0 | NA | 0 | NA | W
634 | Balod | Khursuni | PHC |  | SPHYGMOMANOMETER (MERCURIAL) | 1 | Diamond | Regular | 35765 | 3000075161 | NA | 0 | NA | 0 | NA | W
635 | Balod | Khursuni | PHC |  | ADULT WEIGHING MACHINE | 1 | Hardic meditech | Prestige | NA | 3000075160 | NA | 0 | NA | 0 | NA | NI
636 | Balod | Nahanda | PHC |  | SPHYGMOMANOMETER (MERCURIAL) | 1 | Supreme surgico | premier | 9134287 | 3000075375 | NA | 0 | NA | 0 | NA | W
637 | Balod | Nahanda | PHC |  | ELECTRIC STERILIZER | 1 | Local | NA | NA | 3000075374 | NA | 0 | NA | 0 | NA | NW
638 | Balod | Nahanda | PHC |  | REFRIGERATOR | 1 | Videocon | VAE183 | NA | 3000075373 | NA | 0 | NA | 0 | NA | W
639 | Balod | Nahanda | PHC |  | FOETAL DOPPLER | 1 | Ucomin Tech | FD-200D | FD2013101264 | 3000075372 | NA | 0 | NA | 0 | NA | W
640 | Balod | Nahanda | PHC |  | BABY WEIGHING SCALE | 1 | Ramon surgical | crown | NA | 3000075371 | NA | 0 | NA | 0 | NA | W
641 | Balod | Nahanda | PHC |  | REFRIGERATOR | 1 | Videocon | VAE183 | NA | 3000075370 | NA | 0 | NA | 0 | NA | W
642 | Balod | Nahanda | PHC |  | ADULT WEIGHING MACHINE | 1 | Ramon surgical | crown | NA | 3000075369 | NA | 0 | NA | 0 | NA | NI
643 | Balod | Nahanda | PHC |  | AUTOCLAVE | 1 | Local | NA | NA | 3000075368 | NA | 0 | NA | 0 | NA | NI
644 | Balod | Nahanda | PHC |  | NEBULIZER | 1 | Omrin health care | NA | NA | 3000075367 | NA | 0 | NA | 0 | NA | NI
645 | Balod | Nahanda | PHC |  | ELECTRIC STERILIZER | 1 | Local | NA | NA | 3000075366 | NA | 0 | NA | 0 | NA | W
646 | Balod | Nahanda | PHC |  | SPHYGMOMANOMETER (MERCURIAL) | 1 | Diamond | Regular | 14919 | 3000075365 | NA | 0 | NA | 0 | NA | NI
647 | Balod | Nahanda | PHC |  | NEEDLE DESTROYER | 1 | mcp | NA | NA | 3000075364 | NA | 0 | NA | 0 | NA | NI
648 | Balod | Nahanda | PHC |  | SUCTION APPARATUS | 1 | Bioplus | NA | NA | 3000075363 | NA | 0 | NA | 0 | NA | NI
649 | Balod | Suregaon | PHC |  | MICROSCOPE (BINOCULAR) | 1 | weswox | HL-55/66 | 63767 | 3000075416 | NA | 0 | NA | 0 | NA | W
650 | Balod | Suregaon | PHC |  | GLUCOMETER | 1 | one touch life scan | NA | SAGVQ7NL | 3000075415 | NA | 0 | NA | 0 | NA | W
651 | Balod | Suregaon | PHC |  | ELECTRIC STERILIZER | 1 | Local | NA | NA | 3000075414 | NA | 0 | NA | 0 | NA | NI
652 | Balod | Suregaon | PHC |  | NEEDLE DESTROYER | 1 | Microsil | ND-350 | 2411 | 3000075413 | NA | 0 | NA | 0 | NA | W
653 | Balod | Suregaon | PHC |  | ELECTRIC STERILIZER | 1 | Local | NA | NA | 3000075412 | NA | 0 | NA | 0 | NA | NW
654 | Balod | Suregaon | PHC |  | ADULT WEIGHING MACHINE | 1 | Prestige | NA | NA | 3000075421 | NA | 0 | NA | 0 | NA | W
655 | Balod | Suregaon | PHC |  | SPHYGMOMANOMETER (MERCURIAL) | 1 | Supreme surgico | NA | 981134286 | 3000075420 | NA | 0 | NA | 0 | NA | W
656 | Balod | Suregaon | PHC |  | BABY WEIGHING SCALE | 1 | Ramon surgical | Crown | NA | 3000075419 | NA | 0 | NA | 0 | NA | W
657 | Balod | Suregaon | PHC |  | DELIVERY TABLE | 1 | NA | NA | NA | 3000075418 | NA | 0 | NA | 0 | NA | W
658 | Balod | Suregaon | PHC |  | SUCTION APPARATUS | 1 | nA | NA | NA | 3000075417 | NA | 0 | NA | 0 | NA | W
659 | Balod | Suregaon | PHC |  | ADULT WEIGHING MACHINE | 1 | Ramon surgical | crown | NA | 3000075405 | NA | 0 | NA | 0 | NA | NW
660 | Balod | Suregaon | PHC |  | ADULT WEIGHING MACHINE | 1 | Ramon surgical | crown | NA | 3000075404 | NA | 0 | NA | 0 | NA | NW
661 | Balod | Suregaon | PHC |  | ADULT WEIGHING MACHINE | 1 | Ramon surgical | crown | NA | 3000075403 | NA | 0 | NA | 0 | NA | NW
662 | Balod | Suregaon | PHC |  | ADULT WEIGHING MACHINE | 1 | Ramon surgical | crown | NA | 3000075402 | NA | 0 | NA | 0 | NA | NW
663 | Balod | Suregaon | PHC |  | SUCTION APPARATUS | 1 | Local | NA | NA | 3000075401 | NA | 0 | NA | 0 | NA | W
664 | Balod | Suregaon | PHC |  | NEEDLE DESTROYER | 1 | Saratech | S1R | 2955 | 3000075411 | NA | 0 | NA | 0 | NA | NI
665 | Balod | Suregaon | PHC |  | NEEDLE DESTROYER | 1 | Saratech | S1R | 8450 | 3000075410 | NA | 0 | NA | 0 | NA | NI
666 | Balod | Suregaon | PHC |  | NEEDLE DESTROYER | 1 | Saratech | S1R | R787 | 3000075409 | NA | 0 | NA | 0 | NA | NI
667 | Balod | Suregaon | PHC |  | NEEDLE DESTROYER | 1 | Microsil | ND_350 | NA | 3000075408 | NA | 0 | NA | 0 | NA | NI
668 | Balod | Suregaon | PHC |  | NEEDLE DESTROYER | 1 | Microsil | ND-350 | NA | 3000075407 | NA | 0 | NA | 0 | NA | NI
669 | Balod | Suregaon | PHC |  | NEEDLE DESTROYER | 1 | Microsil | ND-350 | NA | 3000075406 | NA | 0 | NA | 0 | NA | NI
670 | Balod | Suregaon | PHC |  | BOYLE'S APPARATUS | 1 | allied | NA | NA | 3000075400 | NA | 0 | NA | 0 | NA | NI
671 | Balod | Suregaon | PHC |  | SPHYGMOMANOMETER (MERCURIAL) | 1 | Omron | HEM-7130 | 20130903749vGI | 3000075399 | NA | 0 | NA | 0 | NA | NI
672 | Balod | Suregaon | PHC |  | SPHYGMOMANOMETER (MERCURIAL) | 1 | Supreme surgico | NA | 98134525 | 3000075398 | NA | 0 | NA | 0 | NA | NI
673 | Balod | sanjaari | PHC |  | SHADOWLESS OT LIGHT | 1 | Local | NA | NA | 3000075354 | NA | 0 | NA | 0 | NA | NW
674 | Balod | sanjaari | PHC |  | BABY WEIGHING SCALE | 1 | Ramon surgical | crown | NA | 3000075353 | NA | 0 | NA | 0 | NA | W
675 | Balod | sanjaari | PHC |  | DELIVERY TABLE | 1 | Local | Na | NA | 3000075352 | NA | 0 | NA | 0 | NA | W
676 | Balod | sanjaari | PHC |  | SPHYGMOMANOMETER (MERCURIAL) | 1 | Namat | NA | 78844 | 3000075351 | NA | 0 | NA | 0 | NA | W
677 | Balod | sanjaari | PHC |  | FOETAL DOPPLER | 1 | Mahar health care | ready health care | NA | 3000075350 | NA | 0 | NA | 0 | NA | W
678 | Balod | sanjaari | PHC |  | SPHYGMOMANOMETER (MERCURIAL) | 1 | Supreme surgico | premier | 90134357 | 3000075349 | NA | 0 | NA | 0 | NA | W
679 | Balod | sanjaari | PHC |  | ADULT WEIGHING MACHINE | 1 | doctor beliram | NA | 3H503159 | 3000075348 | NA | 0 | NA | 0 | NA | W
680 | Balod | sanjaari | PHC |  | REFRIGERATOR | 1 | Videocon | VAE183 | NA | 3000075347 | NA | 0 | NA | 0 | NA | W
681 | Balod | sanjaari | PHC |  | ELECTRIC STERILIZER | 1 | NA | NA | NA | 3000075346 | NA | 0 | NA | 0 | NA | W
682 | Balod | sanjaari | PHC |  | NEEDLE DESTROYER | 1 | nulife dots | NA | NA | 3000075345 | NA | 0 | NA | 0 | NA | W
683 | Balod | sanjaari | PHC |  | ADULT WEIGHING MACHINE | 1 | doctor beliram | NA | 3H508763 | 3000075344 | NA | 0 | NA | 0 | NA | W
684 | Balod | sanjaari | PHC |  | CENTRIFUGE MACHINE (4 Tubes) | 1 | Local | NA | NA | 3000075343 | NA | 0 | NA | 0 | NA | W
685 | Balod | sanjaari | PHC |  | MICROSCOPE (BINOCULAR) | 1 | Ecoline | ECO series | NA | 3000075342 | NA | 0 | NA | 0 | NA | W
686 | Balod | sanjaari | PHC |  | GLUCOMETER | 1 | one touch life scan | NA | SAGJRKM6 | 3000075341 | NA | 0 | NA | 0 | NA | NI
687 | Balod | Balod | DH | RADIOLOGY Dept. | X-RAY MACHINE 300 mA | 1 | Allengees | 100CBN | 2K71010072-X | 3000075001 | NA | 0 | NA | 0 | NA | W
688 | Balod | Balod | DH | RADIOLOGY Dept. | X-RAY MACHINE | 1 | GE | STALLION60 | NA | 3000075002 | NA | 0 | NA | 0 | NA | W
689 | Balod | Balod | DH | RADIOLOGY Dept. | X-ray film processor | 1 | AGFA Health Care | CR10-X | 1088 | 3000075003 | NA | 0 | NA | 0 | NA | W
690 | Balod | Balod | DH | RADIOLOGY Dept. | X-ray film processor | 1 | AGFA Health Care | DRY STAR 5302 | 22769 | 3000075004 | NA | 0 | NA | 0 | NA | W
691 | Balod | Balod | DH | RADIOLOGY Dept. | X-ray film illuminator | 1 | Local | NA | NA | 3000075005 | NA | 0 | NA | 0 | NA | W
692 | Balod | Balod | DH | OT | Hydraulic OT TABLE | 1 | Local | NA | NA | 3000075006 | 2014-08-01 | 0 | NA | 0 | NA | W
693 | Balod | Balod | DH | OT | SHADOWLESS OT LIGHT | 1 | MINDRAY | Hyled 8600 | K2-45000502 | 3000075007 | NA | 0 | NA | 0 | NA | W
694 | Balod | Balod | DH | OT | BOYLE'S APPARATUS | 1 | Allied | Jupiter | 2002767 | 3000075008 | 2013-10-01 | 0 | NA | 0 | NA | W
695 | Balod | Balod | DH | OT | FUMIGATION MACHINE | 1 | Local | NA | NA | 3000075009 | NA | 0 | NA | 0 | NA | W
696 | Balod | Balod | DH | OT | SUCTION APPARATUS | 1 | Local | NA | NA | 3000075010 | NA | 0 | NA | 0 | NA | W
697 | Balod | Balod | DH | OT | SUCTION APPARATUS | 1 | Anands | NA | NA | 3000075011 | NA | 0 | NA | 0 | NA | W
698 | Balod | Balod | DH | OT | AUTOCLAVE | 1 | Local | NA | NA | 3000075012 | NA | 0 | NA | 0 | NA | W
699 | Balod | Balod | DH | OT | AUTOCLAVE | 1 | Local | NA | NA | 3000075013 | NA | 0 | NA | 0 | NA | W
700 | Balod | Balod | DH | OT | ELECTRIC STERILIZER | 1 | STERIMAX | NA | NA | 3000075014 | NA | 0 | NA | 0 | NA | W
701 | Balod | Balod | DH | OT | BOYLE'S APPARATUS | 1 | Allied | MVA-10 | NA | 3000075015 | NA | 0 | NA | 0 | NA | W
702 | Balod | Balod | DH | OT | OT TABLE | 1 | Local | NA | NA | 3000075016 | NA | 0 | NA | 0 | NA | W
703 | Balod | Balod | DH | OT | OT TABLE (Hydraulic) | 1 | UMS | NA | NA | 3000075017 | NA | 0 | NA | 0 | NA | W
704 | Balod | Balod | DH | OT | LARYNGOSCOPE | 1 | Local | NA | NA | 3000075046 | NA | 0 | NA | 0 | NA | W
705 | Balod | Balod | DH | DELIVERY ROOM | SUCTION APPARATUS | 1 | Easy Care | ECTSU-307 | NA | 3000075018 | NA | 0 | NA | 0 | NA | W
706 | Balod | Balod | DH | DELIVERY ROOM | BABY WEIGHING SCALE | 1 | RAMON SURGICAL CO. | CROWN | NA | 3000075019 | NA | 0 | NA | 0 | NA | W
707 | Balod | Balod | DH | DELIVERY ROOM | INFANT RADIANT WARMER | 1 | MEDI TRON | NA | NA | 3000075020 | NA | 0 | NA | 0 | NA | NW
708 | Balod | Balod | DH | DELIVERY ROOM | SUCTION APPARATUS | 1 | SHIVA | NA | NA | 3000075021 | NA | 0 | NA | 0 | NA | W
709 | Balod | Balod | DH | DELIVERY ROOM | Labour OT TABLE | 1 | VSM Uinod Medical Systam | NA | NA | 3000075022 | NA | 0 | NA | 0 | NA | W
710 | Balod | Balod | DH | DELIVERY ROOM | SpSHADOWLESS OT LIGHT | 1 | Local | NA | NA | 3000075023 | NA | 0 | NA | 0 | NA | W
711 | Balod | Balod | DH | DELIVERY ROOM | Labour OT TABLE | 1 | VSM Uinod Medical Systam | NA | NA | 3000075024 | NA | 0 | NA | 0 | NA | W
712 | Balod | Balod | DH | DELIVERY ROOM | ELECTRIC STERILIZER | 1 | Local | NA | NA | 3000075025 | NA | 0 | NA | 0 | NA | W
713 | Balod | Balod | DH | DELIVERY ROOM | SPHYGMOMANOMETER (MERCURIAL) | 1 | Primier | NA | 98134108 | 3000075026 | NA | 0 | NA | 0 | NA | W
714 | Balod | Balod | DH | DELIVERY ROOM | GLUCOMETER | 1 | SD Diosensor | NA | MO3D18882213 | 3000075027 | NA | 0 | NA | 0 | NA | W
715 | Balod | Balod | DH | DELIVERY ROOM | FOETAL DOPPLER | 1 | Teno care | 2D | FD2D140304484 | 3000075028 | NA | 0 | NA | 0 | NA | W
716 | Balod | Balod | DH | DELIVERY ROOM | BABY WEIGHING SCALE | 1 | RAMON SURGICAL CO. | CROWN |  | 3000075029 | NA | 0 | NA | 0 | NA | W
717 | Balod | Balod | DH | DELIVERY ROOM | INFANT RADIANT WARMER | 1 | phoenix | OCW100 | 6427 | 3000075032 | NA | 0 | NA | 0 | NA | W
718 | Balod | Balod | DH | DELIVERY ROOM | INFANT RADIANT WARMER | 1 | NA | NA | 6424 | 3000075030 | NA | 0 | NA | 0 | NA | W
719 | Balod | Balod | DH | DELIVERY ROOM | INFANT RADIANT WARMER | 1 | NA | NA | 6425 | 3000075031 | NA | 0 | NA | 0 | NA | W
720 | Balod | Balod | DH | DELIVERY ROOM | BABY PHOTOTHERAPY UNIT | 1 | phoenix | LEDPT100 | 1915 | 3000075033 | NA | 0 | NA | 0 | NA | W
721 | Balod | Balod | DH | DELIVERY ROOM | LARYNGOSCOPE | 1 | Local | NA | NA | 3000075047 | NA | 0 | NA | 0 | NA | W
722 | Balod | Balod | DH | Pathology Lab. | REFRIGERATOR | 1 | Godrej | R290/R600A BLAND | 30018 | 3000075034 | NA | 0 | NA | 0 | NA | W
723 | Balod | Balod | DH | Pathology Lab. | CENTRIFUGE MACHINE | 1 | Remi | R-8C | DHLC5768 | 3000075035 | NA | 0 | NA | 0 | NA | W
724 | Balod | Balod | DH | Pathology Lab. | INCUBATOR | 1 | Local | NA | NA | 3000075036 | NA | 0 | NA | 0 | NA | W
725 | Balod | Balod | DH | Pathology Lab. | CENTRIFUGE MACHINE | 1 | Remi | NA | NA | 3000075037 | NA | 0 | NA | 0 | NA | NW
726 | Balod | Balod | DH | Pathology Lab. | MICROSCOPE (BINOCULAR) | 1 | Columbus | MLX-DX | 4B524647 | 3000075038 | NA | 0 | NA | 0 | NA | W
727 | Balod | Balod | DH | Pathology Lab. | MICROSCOPE (BINOCULAR) | 1 | LABO MED | VISION 200 | 140570305 | 3000075039 | NA | 0 | NA | 0 | NA | W
728 | Balod | Balod | DH | Pathology Lab. | CENTRIFUGE MACHINE | 1 | Local | NA | NA | 3000075040 | NA | 0 | NA | 0 | NA | W
729 | Balod | Balod | DH | Pathology Lab. | Blood Bank REFRIGERATOR | 1 | MEDI TECH | MTBBR4 | M786525307 | 3000075041 | NA | 0 | NA | 0 | NA | W
730 | Balod | Balod | DH | Pathology Lab. | GLUCOMETER | 1 | ROCHE | Aecu chek | 55306992866 | 3000075042 | NA | 0 | NA | 0 | NA | NW
731 | Balod | Balod | DH | RADIOLOGY Dept. | Sonography Machine | 1 | GE | LOGIQ100PRO | 67209W57 | 3000075043 | NA | 0 | NA | 0 | NA | W
732 | Balod | Balod | DH | RADIOLOGY Dept. | X-ray film illuminator | 1 | Local | NA | NA | 3000075044 | NA | 0 | NA | 0 | NA | W
733 | Balod | Balod | DH | RADIOLOGY Dept. | Examination Table (Hydrometer) | 1 | VNS | NA | NA | 3000075045 | NA | 0 | NA | 0 | NA | W
734 | Balod | Balod | DH |  | SPHYGMOMANOMETER (MERCURIAL) | 1 |  | NA | 981345710 | 3000075048 | NA | 0 | NA | 0 | NA | W
735 | Balod | Balod | DH |  | REFRIGERATOR | 1 | videocon | Chill Mate | 120414260167100609 | 3000075049 | NA | 0 | NA | 0 | NA | W
736 | Balod | Balod | DH |  | NEBULIZER | 1 | hemand surgical | Areo | 1310682 | 3000075050 | NA | 0 | NA | 0 | NA | W
737 | Balod | Balod | DH |  | SPHYGMOMANOMETER (MERCURIAL) | 1 | Supreme Surgical | NA | 98134409 | 3000075051 | NA | 0 | NA | 0 | NA | W
738 | Balod | Balod | DH |  | ADULT WEIGHING MACHINE | 1 | Samso | NA | NA | 3000075052 | NA | 0 | NA | 0 | NA | NW
739 | Balod | Balod | DH | Dental Dept. | ortho pantomo graph | 1 | GME | DG10 | NA | 3000075053 | NA | 0 | NA | 0 | NA | W
740 | Balod | Balod | DH | Dental Dept. | DENTAL CHAIR | 1 | CHESA DENTAL CARE | NA | NA | 3000075054 | NA | 0 | NA | 0 | NA | W
741 | Balod | Balod | DH | Dressing Room | ELECTRIC STERILIZER | 1 | Local | NA | NA | 3000075055 | NA | 0 | NA | 0 | NA | W
742 | Balod | Balod | DH | Dressing Room | ELECTRIC STERILIZER | 1 | Local | NA | NA | 3000075056 | NA | 0 | NA | 0 | NA | W
743 | Balod | Balod | DH | Female Ward | SUCTION APPARATUS | 1 | SHIVA | NA | NA | 3000075057 | NA | 0 | NA | 0 | NA | W
744 | Balod | Balod | DH | NRC | BABY WEIGHING SCALE | 1 | Detecth | MB130 | C14014042 | 3000075058 | NA | 0 | NA | 0 | NA | W
745 | Balod | Balod | DH | NRC | REFRIGERATOR | 1 | Godrej | GDA19A2 | 1203031980 | 3000075059 | NA | 0 | NA | 0 | NA | W
746 | Balod | Balod | DH | NRC | NEBULIZER | 1 | LIFE LINE | ALFA | NA | 3000075060 | NA | 0 | NA | 0 | NA | W
747 | Balod | Balod | DH | NRC | ADULT WEIGHING MACHINE | 1 | DR BELIRAM & SONS | KUSTS | NA | 3000075061 | NA | 0 | NA | 0 | NA | W
748 | Balod | Balod | DH | Opthalmology Dept. | SLIT LAMP | 1 | APPASMY OCULAR | NA | 1511140132 | 3000075062 | 2014 | 0 | NA | 0 | NA | W
749 | Balod | Balod | DH | Opthalmology Dept. | Auto Refractometer | 1 | Matronix | Q30+ | B98502445 | 3000075063 | NA | 0 | NA | 0 | NA | W
750 | Balod | Balod | DH | Opthalmology Dept. | AUTOCLAVE | 1 | Indian Surgical | NA | NA | 3000075064 | NA | 0 | NA | 0 | NA | NI
751 | Balod | Balod | DH | Opthalmology Dept. | FUMIGATION MACHINE | 1 |  |  |  | 3000075065 | NA | 0 | NA | 0 | NA | W
752 | Balod | Balod | DH | Opthalmology Dept. | Auto perimeter | 1 | APPASMY OCULAR | AP901CTS-GIA-UTILED LIFE | 398 | 3000075066 | NA | 0 | NA | 0 | NA | W
753 | Balod | Balod | DH | Opthalmology Dept. | Electonic Eye OT Microscope | 1 | carlzeiss | NA | 6635322370 | 3000075067 | NA | 0 | NA | 0 | NA | W
754 | Balod | Balod | DH | Opthalmology Dept. | SLIT LAMP | 1 | carlzeiss | SL115CLASSICE | 11013139 | 3000075068 | NA | 0 | NA | 0 | NA | W
755 | Balod | Balod | DH | Opthalmology Dept. | Large Microscope | 1 | Moller wedel | MICROFLA | 457 | 3000075069 | NA | 0 | NA | 0 | NA | W
756 | Balod | Balod | DH | Opthalmology Dept. | INFANT RADIANT WARMER | 1 | Local | NA | NA | 3000075070 | NA | 0 | NA | 0 | NA | NI
757 | Balod | Balod | DH | Store Room | infusion pump | 1 | AKASR MED EQUIP. | TEREEMAX | TX03140890 | 3000075071 | NA | 0 | NA | 0 | NA | NI
758 | Balod | Balod | DH | Store Room | BLOOD COLLECTION MONITOR | 1 | MEDI TECH | MTBCH03 | N786525310 | 3000075072 | NA | 0 | NA | 0 | NA | NI
759 | Balod | Balod | DH | Store Room | FOETAL DOPPLER | 1 | FREFENIUS CARE | HENEO LIFE | CHLLO0971 | 3000075073 | NA | 0 | NA | 0 | NA | NI
760 | Balod | Balod | DH | Store Room | FOETAL DOPPLER | 1 |  | ABC SLL | 14034116 | 3000075074 | NA | 0 | NA | 0 | NA | NI
761 | Balod | Balod | DH | Store Room | REFRIGERATOR | 1 | KELVINATOR | NA | 63437000866 | 3000075075 | NA | 0 | NA | 0 | NA | NI
762 | Balod | Palari | PHC |  | SPHYGMOMANOMETER (MERCURIAL) | 1 | Diamond | Delux | 04430 | 3000075223 | NA | 0 | NA | 0 | NA | W
763 | Balod | Palari | PHC |  | SPHYGMOMANOMETER (MERCURIAL) | 1 | Omega | Gold 2000 | NA | 3000075222 | NA | 0 | NA | 0 | NA | NW
764 | Balod | Palari | PHC |  | CENTRIFUGE MACHINE (4 Tubes) | 1 | NA | NA | NA | 3000075221 | NA | 0 | NA | 0 | NA | W
765 | Balod | Palari | PHC |  | MICROSCOPE (BINOCULAR) | 1 | Olympus | MLX Series CH20iBIMF | 6H05953 | 3000075220 | NA | 0 | NA | 0 | NA | W
766 | Balod | Palari | PHC |  | REFRIGERATOR | 1 | Samsung 2012 | NA | NA | 3000075219 | NA | 0 | NA | 0 | NA | W
767 | Balod | Palari | PHC |  | ELECTRIC STERILIZER | 1 | Local | NA | NA | 3000075218 | NA | 0 | NA | 0 | NA | W
768 | Balod | Palari | PHC |  | ADULT WEIGHING MACHINE | 1 | Rama Surgical | Goun | NA | 3000075217 | NA | 0 | NA | 0 | NA | W
769 | Balod | Palari | PHC |  | ELECTRIC STERILIZER | 1 | Local | NA | NA | 3000075216 | NA | 0 | NA | 0 | NA | W
770 | Balod | Palari | PHC |  | ELECTRIC STERILIZER | 1 | Local | NA | NA | 3000075215 | NA | 0 | NA | 0 | NA | W
771 | Balod | Palari | PHC |  | ELECTRIC STERILIZER | 1 | Local | NA | NA | 3000075214 | NA | 0 | NA | 0 | NA | W
772 | Balod | Palari | PHC |  | ADULT WEIGHING MACHINE | 1 | NA | NA | NA | 3000075213 | NA | 0 | NA | 0 | NA | W
773 | Balod | Palari | PHC |  | FOETAL DOPPLER | 1 | NA | JTAB/52 | NA | 3000075212 | NA | 0 | NA | 0 | NA | W
774 | Balod | Palari | PHC |  | GLUCOMETER | 1 | NA | NA | 4226211470003540 | 3000075211 | NA | 0 | NA | 0 | NA | W
775 | Balod | Palari | PHC |  | GLUCOMETER | 1 | SD Biosenses | NA | NA | 3000075210 | NA | 0 | NA | 0 | NA | W
776 | Balod | Bhanwarmara | PHC |  | SPHYGMOMANOMETER (DIGITAL) | 1 | Omron | HEM7120 | 20140624525VGI | 3000075318 | NA | 0 | NA | 0 | NA | W
777 | Balod | Bhanwarmara | PHC |  | SPHYGMOMANOMETER (MERCURIAL) | 1 | Anita Indust | NA | 318836 | 3000075317 | NA | 0 | NA | 0 | NA | NW
778 | Balod | Bhanwarmara | PHC |  | SPHYGMOMANOMETER (MERCURIAL) | 1 | Diamond | Delux | 37609 | 3000075316 | NA | 0 | NA | 0 | NA | NW
779 | Balod | Bhanwarmara | PHC |  | ADULT WEIGHING MACHINE | 1 | Kohinoor | NA | NA | 3000075315 | NA | 1 | 12/2016 | 0 | NA | W
780 | Balod | Bhanwarmara | PHC |  | AUTOCLAVE | 1 | Local | NA | NA | 3000075314 | NA | 0 | NA | 0 | NA | W
781 | Balod | Bhanwarmara | PHC |  | ELECTRIC STERILIZER | 1 | Local | NA | NA | 3000075313 | NA | 0 | NA | 0 | NA | W
782 | Balod | Bhanwarmara | PHC |  | Examination light | 1 | Local | NA | NA | 3000075312 | NA | 0 | NA | 0 | NA | NW
783 | Balod | Bhanwarmara | PHC |  | SUCTION APPARATUS | 1 | NA | ECPSU307 | NA | 3000075311 | NA | 0 | NA | 0 | NA | W
784 | Balod | Bhanwarmara | PHC |  | BABY WEIGHING SCALE | 1 | Docbel Braun | NA | NA | 3000075310 | NA | 0 | NA | 0 | NA | W
785 | Balod | Bhanwarmara | PHC |  | INFANT RADIANT WARMER | 1 | Local | NA | NA | 3000075309 | NA | 0 | NA | 0 | NA | W
786 | Balod | Bhanwarmara | PHC |  | NEEDLE DESTROYER | 1 | Microsil | ND-350 | NA | 3000075308 | NA | 0 | NA | 0 | NA | W
787 | Balod | Bhanwarmara | PHC |  | FOETAL DOPPLER | 1 | Mehar | Ready Dopp Mark-II | NA | 3000075307 | NA | 0 | NA | 0 | NA | W
788 | Balod | Bhanwarmara | PHC |  | ADULT WEIGHING MACHINE | 1 | Raman Surgical | NA | NA | 3000075306 | NA | 0 | NA | 0 | NA | NW
789 | Balod | Latabod | PHC |  | NEEDLE DESTROYER | 1 | Star Atech | NA | NA | 3000075482 | NA | 0 | NA | 0 | NA | W
790 | Balod | Latabod | PHC |  | ELECTRIC STERILIZER | 1 | Atlas | NA | 09110776 | 3000075481 | NA | 0 | NA | 0 | NA | W
791 | Balod | Latabod | PHC |  | ADULT WEIGHING MACHINE | 1 | Doctro Beli Ram & Sons | Na | 3F144647 | 3000075480 | NA | 0 | NA | 0 | NA | W
792 | Balod | Latabod | PHC |  | FOETAL DOPPLER | 1 | LCP | Na | NA | 3000075479 | NA | 0 | NA | 0 | NA | NW
793 | Balod | Latabod | PHC |  | BABY WEIGHING SCALE | 1 | Ramon Surgical | Crown | NA | 3000075478 | NA | 0 | NA | 0 | NA | W
794 | Balod | Latabod | PHC |  | SUCTION APPARATUS | 1 | NA | NA | Na | 3000075477 | NA | 0 | NA | 0 | NA | W
795 | Balod | Latabod | PHC |  | FOETAL DOPPLER | 1 | Technocare | 2D | FD2D140304487 | 3000075476 | NA | 0 | NA | 0 | NA | W
796 | Balod | Latabod | PHC |  | SPHYGMOMANOMETER (MERCURIAL) | 1 | Diamond | Delux | 66505 | 3000075475 | NA | 0 | NA | 0 | NA | W
797 | Balod | Latabod | PHC |  | NEBULIZER | 1 | Ashoka | AS-01 | NA | 3000075472 | NA | 0 | NA | 0 | NA | W
798 | Balod | Latabod | PHC |  | Hydraulic OT TABLE | 1 | NA | NA | NA | 3000075474 | NA | 0 | NA | 0 | NA | W
799 | Balod | Latabod | PHC |  | Hydraulic OT TABLE | 1 | NA | Na | Na | 3000075473 | NA | 0 | NA | 0 | NA | NI
800 | Balod | Pinkapar | PHC |  | SPHYGMOMANOMETER (MERCURIAL) | 1 | Diamond | Regular | 28619 | 3000075362 | NA | 0 | NA | 0 | NA | W
801 | Balod | Pinkapar | PHC |  | ADULT WEIGHING MACHINE | 1 | Doctro Beli Ram & Sons | NA | NA | 3000075361 | NA | 0 | NA | 0 | NA | W
802 | Balod | Pinkapar | PHC |  | ELECTRIC STERILIZER | 1 | Local | NA | NA | 3000075360 | NA | 0 | NA | 0 | NA | W
803 | Balod | Pinkapar | PHC |  | INFANT RADIANT WARMER | 1 | Jain Medical Surgical | NA | NA | 3000075359 | NA | 0 | NA | 0 | NA | W
804 | Balod | Pinkapar | PHC |  | BABY WEIGHING SCALE | 1 | Ramon Surgical | Goun | NA | 3000075358 | NA | 0 | NA | 0 | NA | W
805 | Balod | Pinkapar | PHC |  | SUCTION APPARATUS | 1 | Local | NA | NA | 3000075357 | NA | 0 | NA | 0 | NA | W
806 | Balod | Pinkapar | PHC |  | Hydraulic OT TABLE | 1 | Local | NA | NA | 3000075356 | NA | 0 | NA | 0 | NA | W
807 | Balod | Pinkapar | PHC |  | REFRIGERATOR | 1 | Local | GDP195 | 1309400706 | 3000075355 | NA | 0 | NA | 0 | NA | W
808 | Balod | Aarajpuri | PHC |  | SPHYGMOMANOMETER (MERCURIAL) | 1 | Diamond | Regular | 02647 | 3000075331 | NA | 0 | NA | 0 | NA | W
809 | Balod | Aarajpuri | PHC |  | SPHYGMOMANOMETER (DIGITAL) | 1 | Omron | HEM7203 | NA | 3000075330 | NA | 0 | NA | 0 | NA | W
810 | Balod | Aarajpuri | PHC |  | REFRIGERATOR | 1 | Kevinator | KWE183 | NA | 3000075329 | NA | 0 | NA | 0 | NA | W
811 | Balod | Aarajpuri | PHC |  | ADULT WEIGHING MACHINE | 1 | Doctro Beli Ram & Sons | NA | 40811896 | 3000075328 | NA | 0 | NA | 0 | NA | W
812 | Balod | Aarajpuri | PHC |  | ELECTRIC STERILIZER | 1 | Local | NA | NA | 3000075327 | NA | 0 | NA | 0 | NA | W
813 | Balod | Aarajpuri | PHC |  | NEEDLE DESTROYER | 1 | Startech | NA | NA | 3000075326 | NA | 0 | NA | 0 | NA | W
814 | Balod | Aarajpuri | PHC |  | NEEDLE DESTROYER | 1 | Microsil | ND350 | NA | 3000075325 | NA | 0 | NA | 0 | NA | W
815 | Balod | Aarajpuri | PHC |  | INFANT RADIANT WARMER | 1 | Local | NA | NA | 3000075324 | NA | 0 | NA | 0 | NA | NW
816 | Balod | Aarajpuri | PHC |  | Labour OT TABLE | 1 | Local | NA | NA | 3000075323 | NA | 0 | NA | 0 | NA | NW
817 | Balod | Aarajpuri | PHC |  | BABY WEIGHING SCALE | 1 | Docbel Barun | NA | NA | 3000075322 | NA | 0 | NA | 0 | NA | W
818 | Balod | Aarajpuri | PHC |  | FOETAL DOPPLER | 1 | Ashok | ND101 | NA | 3000075321 | NA | 0 | NA | 0 | NA | W
819 | Balod | Aarajpuri | PHC |  | NEBULIZER | 1 | Omron | NEC25 | 664780 | 3000075320 | NA | 0 | NA | 0 | NA | W
820 | Balod | Aarajpuri | PHC |  | SUCTION APPARATUS | 1 | Shiv | NA | NA | 3000075319 | NA | 0 | NA | 0 | NA | NI
821 | Balod | Purur | PHC |  | SPHYGMOMANOMETER (MERCURIAL) | 1 | Diomond | Deluxe | 48068 | 3000075173 | NA | 0 | NA | 0 | NA | W
822 | Balod | Purur | PHC |  | SPHYGMOMANOMETER (MERCURIAL) | 1 | Anitaind | NA | 383012 | 3000075172 | NA | 0 | NA | 0 | NA | W
823 | Balod | Purur | PHC |  | ADULT WEIGHING MACHINE | 1 | Raman Surgical | Crown | NA | 3000075171 | NA | 0 | NA | 0 | NA | W
824 | Balod | Purur | PHC |  | REFRIGERATOR | 1 | Sumsung | RR191SBABSE/TL | NA | 3000075170 | NA | 0 | NA | 0 | NA | W
825 | Balod | Purur | PHC |  | NEEDLE DESTROYER | 1 | Microsil | ND-350 | NA | 3000075169 | NA | 0 | NA | 0 | NA | W
826 | Balod | Purur | PHC |  | ELECTRIC STERILIZER | 1 | Local | NA | NA | 3000075168 | NA | 0 | NA | 0 | NA | W
827 | Balod | Purur | PHC |  | ADULT WEIGHING MACHINE | 1 | Raman Surgical | NA | NA | 3000075167 | NA | 0 | NA | 0 | NA | W
828 | Balod | Purur | PHC |  | FOETAL DOPPLER | 1 | Local | NA | NA | 3000075166 | NA | 0 | NA | 0 | NA | W
829 | Balod | Purur | PHC |  | OT TABLE (Hydraulic) | 1 | Local | DFM-057 | NA | 3000075165 | NA | 0 | NA | 0 | NA | W
830 | Balod | Purur | PHC |  | FOETAL DOPPLER | 1 | Local | NA | FD2D150101468 | 3000075164 | NA | 0 | NA | 0 | NA | W
831 | Balod | Purur | PHC |  | SUCTION APPARATUS | 1 | Local | FD-200B | NA | 3000075163 | NA | 0 | NA | 0 | NA | W
832 | Balod | Purur | PHC |  | AUTOCLAVE | 1 | Local | NA | NA | 3000075162 | NA | 0 | NA | 0 | NA | NW
833 | Balod | Sankara | PHC |  | REFRIGERATOR | 1 | Godrej | R290/R6000 | 300050 | 3000075500 | NA | 0 | NA | 0 | NA | W
834 | Balod | Sankara | PHC |  | ADULT WEIGHING MACHINE | 1 | Dr.Gene | NA | BR-A9242 | 3000075499 | NA | 0 | NA | 0 | NA | W
835 | Balod | Sankara | PHC |  | SUCTION APPARATUS | 1 | Yoga+ Care | NW Serier | NA | 3000075498 | NA | 0 | NA | 0 | NA | W
836 | Balod | Sankara | PHC |  | INFANT RADIANT WARMER | 1 | Tiana | NA | NA | 3000075497 | NA | 0 | NA | 0 | NA | W
837 | Balod | Sankara | PHC |  | ELECTRIC STERILIZER | 1 |  | NA | NA | 3000075496 | NA | 0 | NA | 0 | NA | W
838 | Balod | Sankara | PHC |  | FOETAL DOPPLER | 1 | NeoCare | NA | NA | 3000075495 | NA | 0 | NA | 0 | NA | W
839 | Balod | Sankara | PHC |  | SPHYGMOMANOMETER (MERCURIAL) | 1 | Diomond | NA | 30327 | 3000075494 | NA | 0 | NA | 0 | NA | W
840 | Balod | Sankara | PHC |  | GLUCOMETER | 1 | Onetuech | NA | Sagbpnhj | 3000075493 | NA | 0 | NA | 0 | NA | W
841 | Balod | Sankara | PHC |  | SPHYGMOMANOMETER (MERCURIAL) | 1 | Prumier | NA | 88102024 | 3000075492 | NA | 0 | NA | 0 | NA | NW
842 | Balod | Sankara | PHC |  | SPHYGMOMANOMETER (MERCURIAL) | 1 | Namat | NA | NA | 3000075491 | NA | 0 | NA | 0 | NA | NW
843 | Balod | Sankara | PHC |  | NEBULIZER | 1 | Hicks Adwance Corp | NA | 13060-234 | 3000075490 | NA | 0 | NA | 0 | NA | NW
844 | Balod | Sankara | PHC |  | NEBULIZER | 1 | BIO Plus | NA | NA | 3000075489 | NA | 0 | NA | 0 | NA | NW
845 | Balod | Sankara | PHC |  | NEEDLE DESTROYER | 1 | Microsil | MD-350 | 1785 | 3000075488 | NA | 0 | NA | 0 | NA | NW
846 | Balod | Sankara | PHC |  | FOETAL DOPPLER | 1 | Lifex | NA | NA | 3000075487 | NA | 0 | NA | 0 | NA | NW
847 | Balod | Purur | PHC |  | ADULT WEIGHING MACHINE | 1 |  | NA | NA | 3000075486 | NA | 0 | NA | 0 | NA | NW
848 | Balod | Purur | PHC |  | Hydraulic OT TABLE | 1 | Smartcare | NA | NA | 3000075485 | NA | 0 | NA | 0 | NA | W
849 | Balod | Purur | PHC |  | NEEDLE DESTROYER | 1 |  | NA | NA | 3000075484 | NA | 0 | NA | 0 | NA | W
850 | Balod | Purur | PHC |  | SPHYGMOMANOMETER (MERCURIAL) | 1 |  | Deluxe | 30344 | 3000075483 | NA | 0 | NA | 0 | NA | W
851 | Balod | Mangchwa | PHC |  | SPHYGMOMANOMETER (MERCURIAL) | 1 | Bharin sons | NA | 269074 | 3000075340 | NA | 0 | NA | 0 | NA | W
852 | Balod | Mangchwa | PHC |  | FOETAL DOPPLER | 1 | MCP | NA | NA | 3000075339 | NA | 0 | NA | 0 | NA | W
853 | Balod | Mangchwa | PHC |  | BABY WEIGHING SCALE | 1 | Raman Surgical | Crown | NA | 3000075338 | NA | 0 | NA | 0 | NA | W
854 | Balod | Mangchwa | PHC |  | NEEDLE DESTROYER | 1 | Stan Atceh | 100 V 60 | NA | 3000075337 | NA | 0 | NA | 0 | NA | W
855 | Balod | Mangchwa | PHC |  | MICROSCOPE (BINOCULAR) | 1 | Lobored | Vision2000 | NA | 3000075336 | NA | 0 | NA | 0 | NA | W
856 | Balod | Mangchwa | PHC |  | REFRIGERATOR | 1 | Eletrolux | EBE203 | NA | 3000075335 | NA | 0 | NA | 0 | NA | W
857 | Balod | Mangchwa | PHC |  | SUCTION APPARATUS | 1 |  | NA | NA | 3000075334 | NA | 0 | NA | 0 | NA | W
858 | Balod | Mangchwa | PHC |  | SUCTION APPARATUS | 1 |  | NA | NA | 3000075333 | NA | 0 | NA | 0 | NA | W
859 | Balod | Mangchwa | PHC |  | NEEDLE DESTROYER | 1 | Stan Atceh | Electric | NA | 3000075332 | NA | 0 | NA | 0 | NA | NW
860 | Balod | Ghotia | PHC |  | SPHYGMOMANOMETER (MERCURIAL) | 1 |  | Dimond Deluxe | NA | 3000075861 | NA | 0 | NA | 0 | NA | W
861 | Balod | Ghotia | PHC |  | REFRIGERATOR | 1 | Eletrolux |  | NA | 3000075862 | NA | 0 | NA | 0 | NA | W
862 | Balod | Ghotia | PHC |  | SPHYGMOMANOMETER (MERCURIAL) | 1 |  | Dimond Regular | NA | 3000075863 | NA | 0 | NA | 0 | NA | W
863 | Balod | Ghotia | PHC |  | Ultra sonic doppler | 1 |  | DFM-051 | NA | 3000075864 | NA | 0 | NA | 0 | NA | W
864 | Balod | Ghotia | PHC |  | BABY WEIGHING SCALE | 1 | Raman Surgical | Crown | NA | 3000075865 | NA | 0 | NA | 0 | NA | W
865 | Balod | Ghotia | PHC |  | ADULT WEIGHING MACHINE | 1 | Hardik medicet |  | NA | 3000075866 | NA | 0 | NA | 0 | NA | W
866 | Balod | Ghotia | PHC |  | MICROSCOPE (BINOCULAR) | 1 |  |  | NA | 3000075867 | NA | 0 | NA | 0 | NA | NW
867 | Balod | Ghotia | PHC |  | CENTRIFUGE MACHINE | 1 |  |  | NA | 3000075868 | NA | 0 | NA | 0 | NA | NW
868 | Balod | Ghotia | PHC |  | Digital Photo Color Machine | 1 | Simtronic |  | NA | 3000075869 | NA | 0 | NA | 0 | NA | NW
869 | Balod | Ghotia | PHC |  | MICROSCOPE (BINOCULAR) | 1 | Caslziess | Primostar | 3116013060 | 3000075870 | NA | 0 | NA | 0 | NA | W
870 | Balod | Ghotia | PHC |  | NEEDLE DESTROYER | 1 |  |  | NA | 3000075871 | NA | 0 | NA | 0 | NA | W
871 | Balod | Ghotia | PHC |  | ELECTRIC STERILIZER | 1 |  |  | NA | 3000075872 | NA | 0 | NA | 0 | NA | W
872 | Balod | Ghotia | PHC |  | BABY WEIGHING SCALE | 1 |  | Crown | NA | 3000075873 | NA | 0 | NA | 0 | NA | W
873 | Balod | Ghotia | PHC |  | ELECTRIC STERILIZER | 1 |  |  | 940270 | 3000075874 | NA | 0 | NA | 0 | NA | W
874 | Balod | Ghotia | PHC |  | ELECTRIC STERILIZER | 1 |  |  | NA | 3000075875 | NA | 0 | NA | 0 | NA | NW
875 | Balod | Ghotia | PHC |  | ELECTRIC STERILIZER | 1 |  |  | NA | 3000075876 | NA | 0 | NA | 0 | NA | NW
876 | Balod | Ghotia | PHC |  | NEEDLE DESTROYER | 1 |  | ND-350 | 2154 | 3000075877 | NA | 0 | NA | 0 | NA | W
877 | Balod | Ghotia | PHC |  | NEEDLE DESTROYER | 1 |  | SIR | 8820 | 3000075878 | NA | 0 | NA | 0 | NA | W
878 | Balod | Ghotia | PHC |  | NEEDLE DESTROYER | 1 |  | SIR | 8822 | 3000075879 | NA | 0 | NA | 0 | NA | W
879 | Balod | Ghotia | PHC |  | NEEDLE DESTROYER | 1 |  |  | NA | 3000075880 | NA | 0 | NA | 0 | NA | W
880 | Balod | Ghotia | PHC |  | SUCTION APPARATUS | 1 |  |  | NA | 3000075881 | NA | 0 | NA | 0 | NA | W
881 | Baloda Bazar | Dist.Hospital | DH | DELIVERY ROOM | ELECTRIC STERILIZER | 1 | Atlas | 5022 | CML1718961 | 3000074434 | NA | 0 | NA | 0 | NA | W
882 | Baloda Bazar | Dist.Hospital | DH | DELIVERY ROOM | ELECTRIC STERILIZER | 1 | Local Make | NA | NA | 3000074435 | NA | 0 | NA | 0 | NA | W
883 | Baloda Bazar | Dist.Hospital | DH | DELIVERY ROOM | OXYGEN CONCENTRATOR | 1 | Dee Enterprizes | Plus Oc2 | NA | 3000074436 | 2014-10-08 | 1 | 2015-10-07 | 0 | NA | W
884 | Baloda Bazar | Dist.Hospital | DH | DELIVERY ROOM | INFANT RADIANT WARMER | 1 | Criti care | NA | NA | 3000074437 | 2015-03-03 | 1 | 2016-03-03 | 0 | NA | W
885 | Baloda Bazar | Dist.Hospital | DH | DELIVERY ROOM | INFANT RADIANT WARMER | 1 | Criti care | NA | NA | 3000074438 | NA | 0 | NA | 0 | NA | W
886 | Baloda Bazar | Dist.Hospital | DH | DELIVERY ROOM | NEEDLE DESTROYER | 1 | SaraTech | S1R | NA | 3000074439 | NA | 0 | NA | 0 | NA | W
887 | Baloda Bazar | Dist.Hospital | DH | DELIVERY ROOM | FOETAL DOPPLER | 1 | Easycare | NA | Ecf DT 106 | 3000074440 | 2015-04-01 | 1 | 2016-03-01 | 0 | NA | W
888 | Baloda Bazar | Dist.Hospital | DH | DELIVERY ROOM | FOETAL DOPPLER | 1 | MEDIGOLD | NA | CM/L 0196043 | 3000074441 | NA | 0 | NA | 0 | NA | W
889 | Baloda Bazar | Dist.Hospital | DH | OT | Air ELECTRIC STERILIZER Machine | 1 | Tropo | Tropo | LK430109 | 3000074220 | NA | 0 | NA | 0 | NA | W
890 | Baloda Bazar | Dist.Hospital | DH | OT | SPHYGMOMANOMETER (MERCURIAL) | 1 | Diamond | 344 | Cm/L0196043 | 3000074219 | 2015-05-18 | 0 | NA | 0 | NA | W
891 | Baloda Bazar | Dist.Hospital | DH | OT | BOYLE'S APPARATUS | 1 | Alliod medical Limited |  | 6521824142 | 3000074218 | 2015-04-04 | 0 | NA | 0 | NA | W
892 | Baloda Bazar | Dist.Hospital | DH | OT | SHADOWLESS OT LIGHT | 1 | Dee Enterprizes | CMI219 | NA | 3000074217 | 2014-09-17 | 1 | 2015-09-17 | 0 | NA | W
893 | Baloda Bazar | Dist.Hospital | DH | OT | SUCTION APPARATUS | 1 | G I | 220V | NA | 3000074214 | 2014-11-01 | 1 | 2015-11-01 | 0 | NA | W
894 | Baloda Bazar | Dist.Hospital | DH | OT | OT TABLE (Hydraulic) | 1 | NA | NA | NA | 3000074216 | NA | 0 | NA | 0 | NA | W
895 | Baloda Bazar | Dist.Hospital | DH | OT | Air ELECTRIC STERILIZER Machine | 1 | NA | 220 VAC | NA | 3000074215 | NA | 0 | NA | 0 | NA | W
896 | Baloda Bazar | Dist.Hospital | DH | OT | NEEDLE DESTROYER | 1 | NA | NA | NA | 3000074211 | NA | 0 | NA | 0 | NA | W
897 | Baloda Bazar | Dist.Hospital | DH | OT | MICROSCOPE (BINOCULAR) | 1 | CARL ZEISS | OPMIIFRPRO | 6635322393 | 3000074212 | 2012-07-01 | 0 | NA | 0 | NA | W
898 | Baloda Bazar | Dist.Hospital | DH | OT | MICROSCOPE (BINOCULAR) | 1 | CARL ZEISS | Local | NA | No Bar Code | NA | 0 | NA | 0 | NA | W
899 | Baloda Bazar | Dist.Hospital | DH | OT | MULTIPARA PATIENT MONITOR | 1 | Philips | MP 30 | NA | 3000074800 | 2005-07-02 | 0 | NA | 0 | NA | W
900 | Baloda Bazar | Dist.Hospital | DH | OT | FUMIGATION MACHINE | 1 | NA | NA | NA | 3000074799 | NA | 0 | NA | 0 | NA | W
901 | Baloda Bazar | Dist.Hospital | DH | DELIVERY ROOM | Vacuum Extractor | 1 | NA | NA | NA | 3000074798 | NA | 0 | NA | 0 | NA | W
902 | Baloda Bazar | Dist.Hospital | DH | DELIVERY ROOM | ELECTRIC STERILIZER | 1 | NA | NA | NA | 3000074797 | NA | 0 | NA | 0 | NA | NW
903 | Baloda Bazar | Dist.Hospital | DH | DELIVERY ROOM | NEEDLE DESTROYER | 1 | NA | NA | NA | 3000074796 | NA | 0 | NA | 0 | NA | NW
904 | Baloda Bazar | Dist.Hospital | DH | DELIVERY ROOM | NEBULIZER | 1 | BIO Plus | IPSO | 171212 | 3000074795 | 2005-07-02 | 0 | NA | 0 | NA | NW
905 | Baloda Bazar | Dist.Hospital | DH | DELIVERY ROOM | ADULT WEIGHING MACHINE | 1 | NA | NA | NA | 3000074794 | 2005-07-03 | 0 | NA | 0 | NA | NW
906 | Baloda Bazar | Dist.Hospital | DH | DELIVERY ROOM | SPHYGMOMANOMETER (MERCURIAL) | 1 | Diamond | NA | NA | 3000074793 | NA | 0 | NA | 0 | NA | NW
907 | Baloda Bazar | Dist.Hospital | DH | OT | NEEDLE DESTROYER | 1 | SaraTech | S1R | NA | 3000074213 | NA | 0 | NA | 0 | NA | W
908 | Baloda Bazar | Dist.Hospital | DH | OT | SUCTION APPARATUS | 1 | Shiva | NA | NA | 3000074210 | NA | 0 | NA | 0 | NA | W
909 | Baloda Bazar | Dist.Hospital | DH | RADIOLOGY Dept. | X-RAY MACHINE 300 mA | 1 | SIEMENS | F3 | 3321 | 3000074203 | NA | 0 | NA | 0 | NA | W
910 | Baloda Bazar | Dist.Hospital | DH | OPD | ECG RECORDER | 1 | Minre | R3 | FK-45003225 | 3000074801 | 2014-05-25 | 1 | 2017-05-01 | 0 | NA | W
911 | Baloda Bazar | Dist.Hospital | DH | OPD | Emergency kit | 1 | MEDISYS | MER | ERK130008 | 3000074802 | NA | 1 | 2015-09-01 | 0 | NA | NI
912 | Baloda Bazar | Dist.Hospital | DH | OPD | ULTASOUND DIAGNOSTIC MACHINE | 1 | Mindray | DC-N3 | 6D-4A002414 | 3000074803 | NA | 1 | 2015-11-01 | 0 | NA | NI
913 | Baloda Bazar | Dist.Hospital | DH | OPD | DEFIBRILLATOR | 1 | NA | NA | NA | 3000074804 | NA | 0 | NA | 0 | NA | NI
914 | Baloda Bazar | Dist.Hospital | DH | Blood Bank (Store) | Blood Bag BLOOD BAG TUBE SEALER | 1 | LabTop | LTS 106 | 14034133 | 3000074443 | NA | 0 | NA | 0 | NA | NI
915 | Baloda Bazar | Dist.Hospital | DH | Blood Bank (Store) | Blood Bank REFRIGERATOR | 1 | Meditech | MppF01 | M-786525323 | 3000074444 | 2014-08-01 | 1 | 2017-08-01 | 0 | NA | NI
916 | Baloda Bazar | Dist.Hospital | DH | Blood Bank (Store) | Blood Bank REFRIGERATOR | 1 | Meditech | MppF01 | M-786525324 | 3000074445 | 2014-08-01 | 1 | 2017-08-01 | 0 | NA | NI
917 | Baloda Bazar | Dist.Hospital | DH | Blood Bank (Store) | BLOOD COLLECTION MONITOR | 1 | Bagree | Hemol Llight | 2HL00972 | 3000074446 | NA | 0 | NA | 0 | NA | NI
918 | Baloda Bazar | Dist.Hospital | DH | Blood Bank (Store) | CENTRIFUGE MACHINE (8 Tubes) | 1 | REMI | R-8CW R-81 | DHLC-5772 | 3000074447 | NA | 1 | 2016-04-01 | 0 | NA | NI
919 | Baloda Bazar | Dist.Hospital | DH | Blood Bank (Store) | MICROSCOPE (BINOCULAR) | 1 | Scienhfic | Labomed2000 | MCMB 494 | 3000074448 | NA | 1 | 2016-04-01 | 0 | NA | NI
920 | Baloda Bazar | Dist.Hospital | DH | Blood Bank (Store) | REFRIGERATOR | 1 | Meditech | MTBBR2 | M 786525323 | 3000074449 | NA | 1 | 2016-04-01 | 0 | NA | NI
921 | Baloda Bazar | Dist.Hospital | DH | Blood Bank (Store) | REFRIGERATOR | 1 | Meditech | MTBBR4 | M 786525322 | 3000074450 | NA | 1 | 2016-04-01 | 0 | NA | NI
922 | Baloda Bazar | Dist.Hospital | DH | Store Room | SPHYGMOMANOMETER (MERCURIAL) | 1 | DIAMond | NA | NA | 3000074805 | NA | 0 | NA | 0 | NA | W
923 | Baloda Bazar | Dist.Hospital | DH | Store Room | SPHYGMOMANOMETER (MERCURIAL) | 1 | DIAMond | NA | NA | 3000074806 | NA | 0 | NA | 0 | NA | NW
924 | Baloda Bazar | Dist.Hospital | DH | Store Room | SPHYGMOMANOMETER (MERCURIAL) | 1 | DIAMond | NA | NA | 3000074807 | NA | 0 | NA | 0 | NA | NW
925 | Baloda Bazar | Dist.Hospital | DH | Store Room | SPHYGMOMANOMETER (MERCURIAL) | 1 | DIAMond | NA | NA | 3000074808 | NA | 0 | NA | 0 | NA | NW
926 | Baloda Bazar | Dist.Hospital | DH | Store Room | SPHYGMOMANOMETER (MERCURIAL) | 1 | DIAMond | NA | NA | 3000074809 | NA | 0 | NA | 0 | NA | NW
927 | Baloda Bazar | Dist.Hospital | DH | Pathology Lab. | REFRIGERATOR | 1 | Whirlpool | 11662 | INC 101102870 | 3000074204 | 2012-10-01 | 0 | NA | 0 | NA | W
928 | Baloda Bazar | Dist.Hospital | DH | Pathology Lab. | MICROSCOPE (BINOCULAR) | 1 | CARL ZEISS | Pritrostar | 3116013070 | 3000074205 | NA | 0 | NA | 0 | NA | NW
929 | Baloda Bazar | Dist.Hospital | DH | Pathology Lab. | MICROSCOPE (BINOCULAR) | 1 | CARL ZEISS | Pritrostar | 3116011729 | 3000074209 | NA | 0 | NA | 0 | NA | NW
930 | Baloda Bazar | Dist.Hospital | DH | Pathology Lab. | PHOTO COLORIMETER | 1 | Labtronics | LT 112 | 201308067 | 3000074208 | NA | 0 | NA | 0 | NA | W
931 | Baloda Bazar | Dist.Hospital | DH | Pathology Lab. | CENTRIFUGE MACHINE | 1 | Hettich | D-78532 | NA | 3000074207 | NA | 0 | NA | 0 | NA | W
932 | Baloda Bazar | Dist.Hospital | DH | Pathology Lab. | NEEDLE DESTROYER | 1 | SaraTech | S1R | NA | 3000074206 | NA | 0 | NA | 0 | NA | W
933 | Baloda Bazar | Dist.Hospital | DH | Pathology Lab. | HOT AIR OVEN | 1 | Local Make |  | NA | 3000074202 | NA | 0 | NA | 0 | NA | NW
934 | Baloda Bazar | CHC Bhatapara | CHC | DELIVERY ROOM | INFANT RADIANT WARMER | 1 | Phoenix | NA | NA | 3000074453 | 2015-06-01 | 1 | 2018-06-01 | 0 | NA | W
935 | Baloda Bazar | CHC Bhatapara | CHC | DELIVERY ROOM | ADULT WEIGHING MACHINE | 1 | Essae | BS 250 | 25014131783 | 3000074454 | 2015-01-01 | 1 | 2016-01-01 | 0 | NA | W
936 | Baloda Bazar | CHC Bhatapara | CHC | DELIVERY ROOM | OXYGEN CONCENTRATOR | 1 | Aspen | 20276 | Mnmzjsd 20276 | 3000074455 | 2015-03-01 | 1 | 2016-03-01 | 0 | NA | W
937 | Baloda Bazar | CHC Bhatapara | CHC | DELIVERY ROOM | INFANT RADIANT WARMER | 1 | Phoenix | NA | NA | 3000074456 | 2015-06-01 | 1 | 2018-06-01 | 0 | NA | W
938 | Baloda Bazar | CHC Bhatapara | CHC | DELIVERY ROOM | BABY PHOTOTHERAPY UNIT | 1 | Phoenix | NA | 1914 | 3000074457 | 2015-04-01 | 1 | 2016-04-01 | 0 | NA | W
939 | Baloda Bazar | CHC Bhatapara | CHC | DELIVERY ROOM | FOETAL DOPPLER | 1 | LCP | NA | NA | 3000074458 | 2015-02-01 | 1 | 2016-02-01 | 0 | NA | W
940 | Baloda Bazar | CHC Bhatapara | CHC | DELIVERY ROOM | NEEDLE DESTROYER | 1 | SaraTech | S1R | NA | 3000074459 | NA | 0 | NA | 0 | NA | W
941 | Baloda Bazar | CHC Bhatapara | CHC | OT | NEEDLE DESTROYER | 1 | Microsil | NA | NA | 3000074460 | NA | 0 | NA | 0 | NA | NW
942 | Baloda Bazar | CHC Bhatapara | CHC | OT | INFANT RADIANT WARMER | 1 | Phoenix | 800W | 6419 | 3000074461 | 2015-04-01 | 1 | 2018-04-01 | 0 | NA | W
943 | Baloda Bazar | CHC Bhatapara | CHC | OT | INFANT RADIANT WARMER | 1 | S S | 1723 | NA | 3000074462 | 2015-06-01 | 1 | 2018-06-01 | 0 | NA | W
944 | Baloda Bazar | CHC Bhatapara | CHC | OT | SUCTION APPARATUS | 1 | Shiva | NA | NA | 3000074463 | 2015-04-01 | 1 | 2016-04-01 | 0 | NA | W
945 | Baloda Bazar | CHC Bhatapara | CHC | OT | SUCTION APPARATUS | 1 | Shiva | NA | NA | 3000074464 | 2015-04-01 | 1 | 2016-04-01 | 0 | NA | W
946 | Baloda Bazar | CHC Bhatapara | CHC | OT | OXYGEN CONCENTRATOR | 1 | Aspen | 28629 | NA | 3000074465 | 2015-03-01 | 1 | 2016-03-01 | 0 | NA | W
947 | Baloda Bazar | CHC Bhatapara | CHC | OT | AUTOCLAVE | 1 | Dexco | NA | NA | 3000074466 | 2008-08-01 | 0 | NA | 0 | NA | NW
948 | Baloda Bazar | CHC Bhatapara | CHC | OT | ELECTRIC STERILIZER | 1 | Atlas | NA | 09F8790 | 3000074467 | NA | 0 | NA | 0 | NA | W
949 | Baloda Bazar | CHC Bhatapara | CHC | OT | FUMIGATION MACHINE | 1 | NA | NA | NA | 3000074468 | 2015-02-01 | 1 | 2016-02-01 | 0 | NA | NW
950 | Baloda Bazar | CHC Bhatapara | CHC | OT | AUTOCLAVE | 1 | NA | NA | NA | 3000074469 | 2008-08-01 | 0 | NA | 0 | NA | W
951 | Baloda Bazar | CHC Bhatapara | CHC | OT | AUTOCLAVE | 1 | Dexco | NA | NA | 3000074470 | 2008-08-01 | 0 | NA | 0 | NA | W
952 | Baloda Bazar | CHC Bhatapara | CHC | OT | BOYLE'S APPARATUS | 1 | Medi Line | ESAB | NA | 3000074471 | 2009-03-01 | 0 | NA | 0 | NA | W
953 | Baloda Bazar | CHC Bhatapara | CHC | OT | SHADOWLESS OT LIGHT | 1 | NA | NA | NA | 3000074472 | 2010-11-01 | 0 | NA | 0 | NA | W
954 | Baloda Bazar | CHC Bhatapara | CHC | OT | SHADOWLESS OT LIGHT | 1 | NA | NA | NA | 3000074473 | 2010-11-01 | 0 | NA | 0 | NA | W
955 | Baloda Bazar | CHC Bhatapara | CHC | OT | OT TABLE (Hydraulic) | 1 | NA | NA | NA | 3000074474 | 2010-12-01 | 0 | NA | 0 | NA | W
956 | Baloda Bazar | CHC Bhatapara | CHC | OT | OT TABLE (Hydraulic) | 1 | Nerula | 52-0500 | 520500/2009 | 3000074475 | 2015-07-01 | 0 | NA | 0 | NA | W
957 | Baloda Bazar | CHC Bhatapara | CHC | OT | OT TABLE (Hydraulic) | 1 | NA | NA | NA | 3000074476 | 2012-12-01 | 0 | NA | 0 | NA | W
958 | Baloda Bazar | CHC Bhatapara | CHC | OT | BABY PHOTOTHERAPY UNIT | 1 | Phoenix | IPX 3 | 1601 | 3000074477 | 2015-04-01 | 1 | NA | 0 | NA | W
959 | Baloda Bazar | CHC Bhatapara | CHC | OT | REFRIGERATOR | 1 | Godrej | NA | NA | 3000074478 | 2010-04-01 | 0 | NA | 0 | NA | W
960 | Baloda Bazar | CHC Bhatapara | CHC | OT | REFRIGERATOR | 1 | Samsong | Bifresh RT31M | 00084ZAX34/02zm | 3000074479 | 2008-03-01 | 0 | NA | 0 | NA | W
961 | Baloda Bazar | CHC Bhatapara | CHC | Pathology Lab. | VDRL ROTATOR | 1 | NA | NA | NA | 3000074480 | 2015-04-01 | 1 | 2016-04-01 | 0 | NA | W
962 | Baloda Bazar | CHC Bhatapara | CHC | Pathology Lab. | CENTRIFUGE MACHINE (4 Tubes) | 1 | NA | NA | NA | 3000074481 | 2015-02-01 | 1 | 2016-02-01 | 0 | NA | W
963 | Baloda Bazar | CHC Bhatapara | CHC | Pathology Lab. | Bacteriological INCUBATOR | 1 | NA | NA | NA | 3000074482 | 2015-04-01 | 1 | 2016-04-01 | 0 | NA | W
964 | Baloda Bazar | CHC Bhatapara | CHC | Pathology Lab. | NEEDLE DESTROYER | 1 | SaraTech | S1R | NA | 3000074483 | NA | 0 | NA | 0 | NA | W
965 | Baloda Bazar | CHC Bhatapara | CHC | Pathology Lab. | MICROSCOPE (BINOCULAR) | 1 | Olympus | MLXB | 519762 | 3000074484 | 2010-04-01 | 0 | NA | 0 | NA | W
966 | Baloda Bazar | CHC Bhatapara | CHC | Pathology Lab. | MICROSCOPE (BINOCULAR) | 1 | RADICAL | RMH4B | 03E328 | 3000074485 | 2012-10-01 | 0 | NA | 0 | NA | W
967 | Baloda Bazar | CHC Bhatapara | CHC | Pathology Lab. | COLORIMETER | 1 | Bioter | C01 | 2152 | 3000074486 | 2015-07-01 | 1 | NA | 0 | NA | W
968 | Baloda Bazar | CHC Bhatapara | CHC | Pathology Lab. | REFRIGERATOR | 1 | Godrej | GDE123BXTM | NA | 3000074487 | 2014-08-01 | 1 | 2015-08-01 | 0 | NA | W
969 | Baloda Bazar | CHC Bhatapara | CHC | Pathology Lab. | REFRIGERATOR | 1 | VIDEOCON |  | 12040726-0110202722 | 3000074488 | 2011-06-01 | 0 | NA | 0 | NA | W
970 | Baloda Bazar | CHC Bhatapara | CHC | BLOOD BANK | REFRIGERATOR | 1 | LG | LG305VVGu | NA | 3000074489 | 2013-03-01 | 0 | NA | 0 | NA | W
971 | Baloda Bazar | CHC Bhatapara | CHC | BLOOD BANK | REFRIGERATOR | 1 | York | 578 | 09BD408 | 3000074490 | 2015-04-01 | 1 | 2016-04-01 | 0 | NA | W
972 | Baloda Bazar | CHC Bhatapara | CHC | Dental Dept. | ELECTRIC STERILIZER | 1 | REXBO |  | NA | 3000074492 | NA | 0 | NA | 0 | NA | W
973 | Baloda Bazar | CHC Bhatapara | CHC | Dental Dept. | DENTAL CHAIR | 1 | Chesa | Boyvz | NA | 3000074491 | 2015-05-01 | 1 | 2016-05-01 | 0 | NA | W
974 | Baloda Bazar | CHC Bhatapara | CHC | RADIOLOGY Dept. | X-RAY MACHINE 300 mA | 1 | SIEMENS | 5480 | 3742 | 3000074493 | 2012-02-01 | 0 | NA | 0 | NA | W
975 | Baloda Bazar | CHC Bhatapara | CHC | RADIOLOGY Dept. | Keratometer | 1 | NA | NA | NA | 3000074494 | 2005-05-01 | 0 | NA | 0 | NA | W
976 | Baloda Bazar | CHC Bhatapara | CHC | RADIOLOGY Dept. | BOYLE'S APPARATUS | 1 | ME | NA | NA | 3000074495 | 2009-03-01 | 0 | NA | 0 | NA | W
977 | Baloda Bazar | CHC Bhatapara | CHC | RADIOLOGY Dept. | MICROSCOPE (MONOCULAR) | 1 | HS | NA | NA | 3000074496 | NA | 0 | NA | 0 | NA | W
978 | Baloda Bazar | CHC Bhatapara | CHC | RADIOLOGY Dept. | SLIT LAMP | 1 | NA | H-Z | 5010029 -020519 | 3000074497 | 2010-05-01 | 0 | NA | 0 | NA | W
979 | Baloda Bazar | CHC Bhatapara | CHC | Opthalmology Dept. | SLIT LAMP | 1 | APPA SWAMY | 307 | 431781-40066 | 3000074498 | 2010-05-01 | 0 | NA | 0 | NA | W
980 | Baloda Bazar | CHC Bhatapara | CHC | Opthalmology Dept. | PULSE OXIMETER | 1 | APPA SWAMY | AP901 | 397 | 3000074499 | 2013-05-01 | 0 | NA | 0 | NA | W
981 | Baloda Bazar | CHC Simga | CHC | OT | OT TABLE (Hydraulic) | 1 | NA | NA | NA | 3000074530 | NA | 0 | NA | 0 | NA | W
982 | Baloda Bazar | CHC Simga | CHC | OT | OT TABLE (Hydraulic) | 1 | NA | NA | NA | 3000074531 | NA | 0 | NA | 0 | NA | W
983 | Baloda Bazar | CHC Simga | CHC | OT | OT TABLE (Hydraulic) | 1 | NA | NA | NA | 3000074532 | 2015-03-01 | 1 | 2016-03-01 | 0 | NA | NW
984 | Baloda Bazar | CHC Simga | CHC | OT | SHADOWLESS OT LIGHT | 1 | NA | NA | NA | 3000074533 | NA | 0 | NA | 0 | NA | W
985 | Baloda Bazar | CHC Simga | CHC | OT | Air ELECTRIC STERILIZER Machine | 1 | QA | Tropo | 2K430 | 3000074534 | NA | 0 | NA | 0 | NA | W
986 | Baloda Bazar | CHC Simga | CHC | OT | AUTOCLAVE | 1 | NA | NA | NA | 3000074535 | NA | 0 | NA | 0 | NA | NW
987 | Baloda Bazar | CHC Simga | CHC | OT | ELECTRIC STERILIZER | 1 | Atlas | NA | 09E8856 | 3000074536 | NA | 0 | NA | 0 | NA | NW
988 | Baloda Bazar | CHC Simga | CHC | OT | FUMIGATION MACHINE | 1 | NA | NA | NA | 3000074537 | NA | 0 | NA | 0 | NA | NW
989 | Baloda Bazar | CHC Simga | CHC | OT | ELECTRIC STERILIZER | 1 | NA | NA | NA | 3000074538 | NA | 0 | NA | 0 | NA | NI
990 | Baloda Bazar | CHC Simga | CHC | OT | NEEDLE DESTROYER | 1 | SaraTech | S1R | NA | 3000074539 | 2014-04-01 | 0 | NA | 0 | NA | W
991 | Baloda Bazar | CHC Simga | CHC | OT | SHADOWLESS OT LIGHT | 1 | NA | NA | NA | 3000074540 | NA | 0 | NA | 0 | NA | NW
992 | Baloda Bazar | CHC Simga | CHC | OT | SHADOWLESS OT LIGHT | 1 | NA | NA | NA | 3000074541 | NA | 0 | NA | 0 | NA | NW
993 | Baloda Bazar | CHC Simga | CHC | OT | SHADOWLESS OT LIGHT | 1 | NA | NA | NA | 3000074542 | NA | 0 | NA | 0 | NA | NW
994 | Baloda Bazar | CHC Simga | CHC | Pathology Lab. | MICROSCOPE (BINOCULAR) | 1 | NA | NA | NA | 3000074543 | 2012-04-01 | 0 | NA | 0 | NA | W
995 | Baloda Bazar | CHC Simga | CHC | RADIOLOGY Dept. | X-RAY MACHINE 300 mA | 1 | MEDITRONICS | Dignox300 | 5Fo61 | 3000074548 | 2010-08-01 | 0 | NA | 0 | NA | NW
996 | Baloda Bazar | CHC Simga | CHC | Pathology Lab. | CENTRIFUGE MACHINE | 1 | NA | NA | NA | 3000074544 | 2012-04-01 | 0 | NA | 0 | NA | W
997 | Baloda Bazar | CHC Simga | CHC | Pathology Lab. | ELECTRIC STERILIZER | 1 | NA | NA | NA | 3000074545 | 2010-05-01 | 0 | NA | 0 | NA | W
998 | Baloda Bazar | CHC Simga | CHC | Pathology Lab. | VDRL ROTATOR | 1 | NA | NA | NA | 3000074546 | 2012-04-01 | 0 | NA | 0 | NA | W
999 | Baloda Bazar | CHC Simga | CHC | Pathology Lab. | Bacteriological INCUBATOR | 1 | NA | NA | NA | 3000074547 | 2012-04-01 | 0 | NA | 0 | NA | W
1000 | Baloda Bazar | CHC Simga | CHC | Pathology Lab. | GLUCOMETER | 1 | NA | NA | GC12519278 | 3000074549 | 2013-03-01 | 0 | NA | 0 | NA | W
1001 | Baloda Bazar | CHC Simga | CHC | DELIVERY ROOM | MICROSCOPE (BINOCULAR) | 1 | Bioxl | NA | 2001206 | 3000074550 | 2013-04-01 | 0 | NA | 0 | NA | NW
1002 | Baloda Bazar | CHC Simga | CHC | DELIVERY ROOM | ELECTRIC STERILIZER | 1 | REXCO | NA | NA | 3000074551 | NA | 0 | NA | 0 | NA | W
1003 | Baloda Bazar | CHC Simga | CHC | DELIVERY ROOM | SUCTION APPARATUS | 1 | Shiva | NA | NA | 3000074552 | 2012-06-01 | 0 | NA | 0 | NA | W
1004 | Baloda Bazar | CHC Simga | CHC | DELIVERY ROOM | INFANT RADIANT WARMER | 1 | Galtron | NA | 14L1205 | 3000074553 | 2012-04-01 | 0 | NA | 0 | NA | W
1005 | Baloda Bazar | CHC Simga | CHC | DELIVERY ROOM | OXYGEN CONCENTRATOR | 1 | Philips | NA | NA | 3000074554 | 2012-04-01 | 0 | NA | 0 | NA | W
1006 | Baloda Bazar | CHC Simga | CHC | Opthalmology Dept. | DENTAL CHAIR | 1 | Chesa | Boyvz | NA | 3000074555 | 2015-02-01 | 1 | 2016-02-01 | 0 | NA | W
1007 | Baloda Bazar | CHC Simga | CHC | Opthalmology Dept. | ELECTRIC STERILIZER | 1 | NA | NA | NA | 3000074556 | NA | 0 | NA | 0 | NA | W
1008 | Baloda Bazar | CHC Bilaigarh | CHC | Pathology Lab. | NEEDLE DESTROYER | 1 | SaraTech | S1R | NA | 3000074319 | 2004-06-01 | 0 | NA | 0 | NA | W
1009 | Baloda Bazar | CHC Bilaigarh | CHC | Pathology Lab. | PHOTO COLORIMETER | 1 | Labtronics | LT 112 | 201302084 | 3000074320 | 2014-08-01 | 0 | 2015-08-01 | 0 | NA | W
1010 | Baloda Bazar | CHC Bilaigarh | CHC | Pathology Lab. | CENTRIFUGE MACHINE (4 Tubes) | 1 | Local Make | NA | NA | 3000074321 | NA | 0 | NA | 0 | NA | W
1011 | Baloda Bazar | CHC Bilaigarh | CHC | Pathology Lab. | Bacteriological INCUBATOR | 1 | Local Make | NA | NA | 3000074322 | 2015-06-01 | 1 | 2016-06-01 | 0 | NA | W
1012 | Baloda Bazar | CHC Bilaigarh | CHC | Pathology Lab. | MICROSCOPE (BINOCULAR) | 1 | Olympus | NA | 519702 | 3000074323 | 2010-10-01 | 0 | NA | 0 | NA | W
1013 | Baloda Bazar | CHC Bilaigarh | CHC | Pathology Lab. | GLUCOMETER | 1 | ACCUCHEK | PER Forma | 553083-70201 | 3000074324 | NA | 0 | NA | 0 | NA | W
1014 | Baloda Bazar | CHC Bilaigarh | CHC | Pathology Lab. | REFRIGERATOR | 1 | LG | 195 RL4 | 14416 | 3000074325 | 2014-12-01 | 0 | NA | 0 | NA | W
1015 | Baloda Bazar | CHC Bilaigarh | CHC | Pathology Lab. | VDRL ROTATOR | 1 | Local Make | NA | NA | 3000074326 | NA | 0 | NA | 0 | NA | NW
1016 | Baloda Bazar | CHC Bilaigarh | CHC | Pathology Lab. | Colorimeter (digi) | 1 | Simtronics | NA | NA | 3000074327 | NA | 0 | NA | 0 | NA | NW
1017 | Baloda Bazar | CHC Bilaigarh | CHC | Pathology Lab. | VDRL ROTATOR | 1 | NA | NA | NA | 3000074328 | NA | 0 | NA | 0 | NA | NW
1018 | Baloda Bazar | CHC Bilaigarh | CHC | Pathology Lab. | Colorimeter (digi) | 1 | Simtronics | NA | NA | 3000074329 | NA | 0 | NA | 0 | NA | NW
1019 | Baloda Bazar | CHC Bilaigarh | CHC | Pathology Lab. | ELECTRO PHORESIS MACHINE | 1 | Systronics | 610 | 1518 | 3000074330 | NA | 0 | NA | 0 | NA | NW
1020 | Baloda Bazar | CHC Bilaigarh | CHC | IPD | OXYGEN CONCENTRATOR | 1 | Philips | K3B | A03304H20039 | 3000074331 | 2015-03-01 | 1 | 2016-03-01 | 0 | NA | W
1021 | Baloda Bazar | CHC Bilaigarh | CHC | IPD | SUCTION APPARATUS | 1 | Shiva | NA | NA | 3000074332 | 2013-06-01 | 0 | NA | 0 | NA | W
1022 | Baloda Bazar | CHC Bilaigarh | CHC | IPD | SPHYGMOMANOMETER (MERCURIAL) | 1 | Saitlife | NA | NA | 3000074333 | NA | 0 | NA | 0 | NA | W
1023 | Baloda Bazar | CHC Bilaigarh | CHC | IPD | PULSE OXIMETER | 1 | Electrolic | MD300C29 | NA | 3000074334 | 2015-03-01 | 1 | 2016-03-01 | 0 | NA | W
1024 | Baloda Bazar | CHC Bilaigarh | CHC | IPD | NEBULIZER | 1 | BIO Plus | APG | 171212 | 3000074335 | 2015-01-01 | 1 | 2016-01-01 | 0 | NA | W
1025 | Baloda Bazar | CHC Bilaigarh | CHC | OT | OT TABLE (Hydraulic) | 1 | NA | NA | NA | 3000074336 | NA | 0 | NA | 0 | NA | W
1026 | Baloda Bazar | CHC Bilaigarh | CHC | OT | OT TABLE (Hydraulic) | 1 | NA | NA | NA | 3000074337 | NA | 0 | NA | 0 | NA | NW
1027 | Baloda Bazar | CHC Bilaigarh | CHC | OT | OT TABLE (Hydraulic) | 1 | NA | NA | 2K430023 | 3000074338 | 2014-01-01 | 0 | NA | 0 | NA | W
1028 | Baloda Bazar | CHC Bilaigarh | CHC | OT | Air ELECTRIC STERILIZER Machine | 1 | QA | Tropo | NA | 3000074339 | 2013-06-01 | 0 | NA | 0 | NA | W
1029 | Baloda Bazar | CHC Bilaigarh | CHC | OT | FUMIGATION MACHINE | 1 | NA | NA | NA | 3000074340 | NA | 0 | NA | 0 | NA | W
1030 | Baloda Bazar | CHC Bilaigarh | CHC | OT | SHADOWLESS OT LIGHT | 1 | NA | NA | NA | 3000074341 | NA | 0 | NA | 0 | NA | W
1031 | Baloda Bazar | CHC Bilaigarh | CHC | OT | SHADOWLESS OT LIGHT | 1 | NA | NA | NA | 3000074342 | NA | 0 | NA | 0 | NA | W
1032 | Baloda Bazar | CHC Bilaigarh | CHC | OT | SHADOWLESS OT LIGHT | 1 | NA | NA | NA | 3000074343 | NA | 0 | NA | 0 | NA | W
1033 | Baloda Bazar | CHC Bilaigarh | CHC | OT | SHADOWLESS OT LIGHT | 1 | NA | NA | NA | 3000074344 | NA | 0 | NA | 0 | NA | NW
1034 | Baloda Bazar | CHC Bilaigarh | CHC | OT | SHADOWLESS OT LIGHT | 1 | NA | NA | NA | 3000074345 | NA | 0 | NA | 0 | NA | NW
1035 | Baloda Bazar | CHC Bilaigarh | CHC | OT | SHADOWLESS OT LIGHT | 1 | NA | NA | 405NRGF231263 | 3000074347 | NA | 0 | NA | 0 | NA | NW
1036 | Baloda Bazar | CHC Bilaigarh | CHC | Store Room | AUTOCLAVE | 1 | NA | NA | NA | No Bar Code | NA | 1 | NA | 0 | NA | W
1037 | Baloda Bazar | CHC Bilaigarh | CHC | Store Room | REFRIGERATOR | 1 | LG | NA | NA | No Bar Code | NA | 0 | NA | 0 | NA | NI
1038 | Baloda Bazar | CHC Bilaigarh | CHC | Store Room | BABY PHOTOTHERAPY UNIT | 1 | Local Make | NA | NA | No Bar Code | NA | 0 | NA | 0 | NA | NI
1039 | Baloda Bazar | CHC Bilaigarh | CHC | Pathology Lab. | MICROSCOPE (MONOCULAR) | 1 | NA | NA | NA | 3000074346 | 2014-10-01 | 1 | 2016-10-01 | 0 | NA | W
1040 | Baloda Bazar | CHC Bilaigarh | CHC | DELIVERY ROOM | NEEDLE DESTROYER | 1 | SaraTech | S1R | NA | 3000074348 | 2015-01-01 | 1 | 2016-01-01 | 0 | NA | W
1041 | Baloda Bazar | CHC Bilaigarh | CHC | DELIVERY ROOM | ADULT WEIGHING MACHINE | 1 | Essae | BS 250 | 25014131815 | 3000074349 | 2015-01-01 | 1 | 2016-01-01 | 0 | NA | W
1042 | Baloda Bazar | CHC Bilaigarh | CHC | DELIVERY ROOM | INFANT RADIANT WARMER | 1 | Infancy Care | Open Care Warmer | NA | 3000074350 | 2015-01-01 | 1 | 2016-01-01 | 0 | NA | W
1043 | Baloda Bazar | CHC Bilaigarh | CHC | DELIVERY ROOM | SPHYGMOMANOMETER (MERCURIAL) | 1 | Saitlife | NA | NA | 3000074351 | 2015-01-01 | 1 | 2016-01-01 | 0 | NA | W
1044 | Baloda Bazar | CHC Bilaigarh | CHC | DELIVERY ROOM | ELECTRIC STERILIZER | 1 | NA | NA | NA | 3000074352 | 2015-01-01 | 1 | 2016-01-01 | 0 | NA | W
1045 | Baloda Bazar | CHC Bilaigarh | CHC | OPD | NEEDLE DESTROYER | 1 | SaraTech | S1R | NA | 3000074353 | 2015-01-01 | 1 | 2016-01-01 | 0 | NA | W
1046 | Baloda Bazar | CHC Bilaigarh | CHC | OPD | ELECTRIC STERILIZER | 1 | Atlas | NA | 09F95600 | 3000074354 | 2015-01-01 | 1 | 2016-01-01 | 0 | NA | W
1047 | Baloda Bazar | CHC Bilaigarh | CHC | OPD | SPHYGMOMANOMETER (MERCURIAL) | 1 | Saitlife | NA | NA | 3000074355 | 2015-01-01 | 1 | 2016-01-01 | 0 | NA | W
1048 | Baloda Bazar | CHC Bilaigarh | CHC | OPD | FOETAL DOPPLER | 1 | Euro Care | 1 | NA | 3000074356 | 2015-01-01 | 1 | 2016-01-01 | 0 | NA | W
1049 | Baloda Bazar | CHC Bilaigarh | CHC | Store Room | PULSE OXIMETER | 1 | NA | YK80A | NA | 3000074357 | NA | 1 | 2016-01-01 | 0 | NA | NI
1050 | Baloda Bazar | CHC Bilaigarh | CHC | Store Room | SPHYGMOMANOMETER (MERCURIAL) | 1 | Saitlife | NA | NA | 3000074358 | 2015-01-01 | 1 | 2016-01-01 | 0 | NA | NW
1051 | Baloda Bazar | CHC Bilaigarh | CHC | Store Room | SPHYGMOMANOMETER (MERCURIAL) | 1 | MCP | NA | CM/L8677709 | 3000074359 | 2015-01-01 | 1 | 2016-01-01 | 0 | NA | NW
1052 | Baloda Bazar | CHC Bilaigarh | CHC | Store Room | NEBULIZER | 1 | Raxneb | RN07 | NA | 3000074360 | NA | 1 | 2016-01-01 | 0 | NA | NI
1053 | Baloda Bazar | CHC Bilaigarh | CHC | Store Room | NEBULIZER | 1 | Raxneb | RN07 | NA | 3000074361 | NA | 1 | 2016-01-01 | 0 | NA | NI
1054 | Baloda Bazar | CHC Bilaigarh | CHC | Store Room | FOETAL DOPPLER | 1 | Euro Care | 1 | NA | 3000074362 | NA | 1 | 2016-01-01 | 0 | NA | NI
1055 | Baloda Bazar | CHC Kasdol | CHC | Store Room | INFANT RADIANT WARMER | 1 | NA | Inan | NA | 3000074260 | NA | 0 | NA | 0 | NA | W
1056 | Baloda Bazar | CHC Kasdol | CHC | Store Room | INFANT RADIANT WARMER | 1 | NA | NA | NA | 3000074286 | NA | 0 | NA | 0 | NA | NI
1057 | Baloda Bazar | CHC Kasdol | CHC | Store Room | ELECTRIC STERILIZER | 1 | NA | NA | 919178 | 3000074262 | NA | 0 | NA | 0 | NA | W
1058 | Baloda Bazar | CHC Kasdol | CHC | Store Room | SUCTION APPARATUS | 1 | Shiva | NA | NA | 3000074261 | NA | 0 | NA | 0 | NA | W
1059 | Baloda Bazar | CHC Kasdol | CHC | Store Room | SHADOWLESS OT LIGHT | 1 | NA | NA | NA | 3000074263 | NA | 0 | NA | 0 | NA | NW
1060 | Baloda Bazar | CHC Kasdol | CHC | Store Room | SUCTION APPARATUS | 1 | Shiva | NA | NA | 3000074302 | NA | 0 | NA | 0 | NA | NW
1061 | Baloda Bazar | CHC Kasdol | CHC | Store Room | SUCTION APPARATUS | 1 | Shiva | NA | NA | 3000074303 | NA | 0 | NA | 0 | NA | NW
1062 | Baloda Bazar | CHC Kasdol | CHC | Store Room | SUCTION APPARATUS | 1 | NA | NA | NA | 3000074304 | NA | 0 | NA | 0 | NA | NW
1063 | Baloda Bazar | CHC Kasdol | CHC | Store Room | SUCTION APPARATUS | 1 | NA | NA | NA | 3000074305 | NA | 0 | NA | 0 | NA | NW
1064 | Baloda Bazar | CHC Kasdol | CHC | Store Room | SUCTION APPARATUS | 1 | NA | NA | NA | 3000074306 | NA | 0 | NA | 0 | NA | NW
1065 | Baloda Bazar | CHC Kasdol | CHC | Store Room | SUCTION APPARATUS | 1 | NA | NA | NA | 3000074307 | NA | 0 | NA | 0 | NA | NW
1066 | Baloda Bazar | CHC Kasdol | CHC | Store Room | AUTOCLAVE | 1 | NA | NA | NA | 3000074308 | NA | 0 | NA | 0 | NA | NW
1067 | Baloda Bazar | CHC Kasdol | CHC | Store Room | SUCTION APPARATUS | 1 | Shiva | NA | NA | 3000074309 | NA | 0 | NA | 0 | NA | NW
1068 | Baloda Bazar | CHC Kasdol | CHC | Store Room | SUCTION APPARATUS | 1 | Shiva | NA | NA | 3000074310 | NA | 0 | NA | 0 | NA | NW
1069 | Baloda Bazar | CHC Kasdol | CHC | Store Room | SUCTION APPARATUS | 1 | Shiva | NA | NA | 3000074311 | NA | 0 | NA | 0 | NA | NW
1070 | Baloda Bazar | CHC Kasdol | CHC | Store Room | SUCTION APPARATUS | 1 | Shiva | NA | NA | 3000074312 | NA | 0 | NA | 0 | NA | NI
1071 | Baloda Bazar | CHC Kasdol | CHC | Store Room | SUCTION APPARATUS | 1 | Shiva | NA | NA | 3000074313 | NA | 0 | NA | 0 | NA | NI
1072 | Baloda Bazar | CHC Kasdol | CHC | Store Room | SUCTION APPARATUS | 1 | Shiva | NA | NA | 3000074314 | NA | 0 | NA | 0 | NA | NI
1073 | Baloda Bazar | CHC Kasdol | CHC | Store Room | SUCTION APPARATUS | 1 | NA | NA | NA | 3000074300 | 2015-03-01 | 0 | 2016-03-01 | 0 | NA | NW
1074 | Baloda Bazar | CHC Kasdol | CHC | RADIOLOGY Dept. | X-RAY MACHINE | 1 | Allengers | MARS30kb | 2K141130085-Bx-HF | 3000074285 | 2015-04-01 | 0 | 2018-04-01 | 0 | NA | NW
1075 | Baloda Bazar | CHC Kasdol | CHC | Store Room | SPHYGMOMANOMETER (DIGITAL) | 1 | Perfecxa | NA | NA | 3000074245 | 2015-03-01 | 0 | 2016-03-01 | 0 | NA | NW
1076 | Baloda Bazar | CHC Kasdol | CHC | Store Room | ADULT WEIGHING MACHINE | 1 | Essae | BS 250 Bab | 600006036 | 3000074288 | 2014-03-01 | 1 | 2017-03-01 | 0 | NA | W
1077 | Baloda Bazar | CHC Kasdol | CHC | Store Room | SPHYGMOMANOMETER (MERCURIAL) | 1 | Saitlife | NA | NA | 3000074784 | 2015-03-01 | 1 | 2016-03-01 | 0 | NA | NW
1078 | Baloda Bazar | CHC Kasdol | CHC | Store Room | ELECTRIC STERILIZER | 1 | Rexco | NA | NA | 3000074287 | NA | 0 | NA | 0 | NA | NI
1079 | Baloda Bazar | CHC Kasdol | CHC | Store Room | ELECTRIC STERILIZER | 1 | Rexco | NA | NA | 3000074289 | NA | 0 | NA | 0 | NA | NW
1080 | Baloda Bazar | CHC Kasdol | CHC | Store Room | FOETAL DOPPLER | 1 | Euro Care | NA | NA | 3000074290 | NA | 0 | NA | 0 | NA | NI
1081 | Baloda Bazar | CHC Kasdol | CHC | Store Room | ELECTRIC STERILIZER | 1 | REXCO | NA | NA | 3000074291 | NA | 0 | NA | 0 | NA | W
1082 | Baloda Bazar | CHC Kasdol | CHC | OT | OXYGEN CONCENTRATOR | 1 | Philips | K3B | A03304H20015 | 3000074266 | 2015-03-01 | 1 | 2016-03-01 | 0 | NA | W
1083 | Baloda Bazar | CHC Kasdol | CHC | OT | BOYLE'S APPARATUS | 1 | Prime | NA | M009E004901 | 3000074267 | 2013-01-01 | 0 | NA | 0 | NA | W
1084 | Baloda Bazar | CHC Kasdol | CHC | OT | SHADOWLESS OT LIGHT | 1 | NA | NA | NA | 3000074268 | NA | 0 | NA | 0 | NA | W
1085 | Baloda Bazar | CHC Kasdol | CHC | OT | OT TABLE (Hydraulic) | 1 | Local Make | NA | NA | 3000074269 | 2015-05-01 | 1 | 2016-05-01 | 0 | NA | NW
1086 | Baloda Bazar | CHC Kasdol | CHC | OT | OT TABLE (Hydraulic) | 1 | NA | NA | NA | 3000074270 | NA | 0 | NA | 0 | NA | NW
1087 | Baloda Bazar | CHC Kasdol | CHC | OT | AUTOCLAVE | 1 | SNR | NA | NA | 3000074278 | NA | 0 | NA | 0 | NA | W
1088 | Baloda Bazar | CHC Kasdol | CHC | OT | AUTOCLAVE | 1 | NA | NA | NA | 3000074277 | NA | 0 | NA | 0 | NA | NW
1089 | Baloda Bazar | CHC Kasdol | CHC | OT | AUTOCLAVE | 1 | NA | NA | NA | 3000074276 | NA | 0 | NA | 0 | NA | NW
1090 | Baloda Bazar | CHC Kasdol | CHC | OT | AUTOCLAVE | 1 | NA | NA | NA | 3000074275 | NA | 0 | NA | 0 | NA | NW
1091 | Baloda Bazar | CHC Kasdol | CHC | OT | Row Meter | 1 | NA | NA | NA | 3000074274 | NA | 0 | NA | 0 | NA | W
1092 | Baloda Bazar | CHC Kasdol | CHC | OT | SHADOWLESS OT LIGHT | 1 | NA | NA | NA | 3000074265 | NA | 0 | NA | 0 | NA | NI
1093 | Baloda Bazar | CHC Kasdol | CHC | Pathology Lab. | NEEDLE DESTROYER | 1 | SaraTech | S1R | NA | 3000074255 | NA | 0 | NA | 0 | NA | W
1094 | Baloda Bazar | CHC Kasdol | CHC | Blood Bank (Store) | Blood Bank REFRIGERATOR | 1 | Meditech | MppF01 | M-786525328 | 3000074279 | 2014-08-01 | 1 | 2017-08-01 | 0 | NA | W
1095 | Baloda Bazar | CHC Kasdol | CHC | Blood Bank (Store) | REFRIGERATOR | 1 | Haier | HRD1905 | BS0921E8000Pipcu | 3000074280 | 2015-04-01 | 0 | NA | 0 | NA | W
1096 | Baloda Bazar | CHC Kasdol | CHC | Blood Bank (Store) | CENTRIFUGE MACHINE (8 Tubes) | 1 | REMI | R-8C | 0042DHLC-6563 | 3000074281 | 2014-04-01 | 1 | 2017-04-01 | 0 | NA | W
1097 | Baloda Bazar | CHC Kasdol | CHC | Store Room | ELECTRIC STERILIZER | 1 | Atlas | NA | 09E8970 | 3000074787 | NA | 0 | NA | 0 | NA | W
1098 | Baloda Bazar | CHC Kasdol | CHC | Store Room | CENTRIFUGE MACHINE | 1 | Local Make | NA | NA | 3000074786 | NA | 0 | NA | 0 | NA | NW
1099 | Baloda Bazar | CHC Kasdol | CHC | Store Room | Photo Electrolic | 1 | Aimil | 5 | 5078 | 3000074785 | NA | 0 | NA | 0 | NA | NW
1100 | Baloda Bazar | CHC Kasdol | CHC | Pathology Lab. | GLUCOMETER | 1 | SD BIOSEN | OlGM11 | M03F10AA5797 | 3000074254 | 2014-12-01 | 0 | NA | 0 | NA | W
1101 | Baloda Bazar | CHC Kasdol | CHC | HIV Room | REFRIGERATOR | 1 | Godrej | GDE23BXEM | 1410271463 | 3000074256 | 2015-03-01 | 1 | 2016-03-01 | 0 | NA | W
1102 | Baloda Bazar | CHC Kasdol | CHC | Doctor's Room | SPHYGMOMANOMETER (MERCURIAL) | 1 | DIAMond | Deluxe | CM/L3806160 | 3000074246 | 2015-01-01 | 0 | NA | 0 | NA | NW
1103 | Baloda Bazar | CHC Kasdol | CHC | Pathology Lab. | SLIT LAMP | 1 | MSOC | NT-110 | 0100290020-591 | 3000074252 | 2014-04-01 | 0 | NA | 0 | NA | W
1104 | Baloda Bazar | CHC Kasdol | CHC | BLOOD BANK | MICROSCOPE (BINOCULAR) | 1 | WFSWOX | HL-55/66 | 63703 | 3000074253 | 2014-04-01 | 0 | NA | 0 | NA | W
1105 | Baloda Bazar | CHC Kasdol | CHC | Pathology Lab. | MICROSCOPE (BINOCULAR) | 1 | 0lympus | MLXB | 519537 | 3000074251 | NA | 1 | 2017-04-01 | 0 | NA | W
1106 | Baloda Bazar | CHC Kasdol | CHC | Pathology Lab. | VDRL ROTATOR | 1 | REMI | RS-12 | Mwom97 | 3000074250 | NA | 0 | NA | 0 | NA | W
1107 | Baloda Bazar | CHC Kasdol | CHC | Pathology Lab. | PHOTO COLORIMETER | 1 | Labtronics | LT 112 | 201308062 | 3000074249 | NA | 0 | NA | 0 | NA | W
1108 | Baloda Bazar | CHC Kasdol | CHC | Pathology Lab. | Bacteriological INCUBATOR | 1 | Local Make | NA | NA | 3000074247 | NA | 0 | NA | 0 | NA | W
1109 | Baloda Bazar | CHC Kasdol | CHC | Pathology Lab. | CENTRIFUGE MACHINE (4 Tubes) | 1 | Local Make | NA | NA | 3000074248 | NA | 0 | NA | 0 | NA | W
1110 | Baloda Bazar | CHC Kasdol | CHC | Pathology Lab. | MICROSCOPE (BINOCULAR) | 1 | 0lympus | MLXB | 518618 | 3000074788 | 2009-05-01 | 0 | NA | 0 | NA | NW
1111 | Baloda Bazar | CHC Kasdol | CHC | IPD | ELECTRIC STERILIZER | 1 | Atlas | 250V AC | 09E8799 | 3000074257 | NA | 0 | NA | 0 | NA | W
1112 | Baloda Bazar | CHC Kasdol | CHC | IPD | NEEDLE DESTROYER | 1 | SaraTech | S1R | 3116 | 3000074258 | NA | 0 | NA | 0 | NA | W
1113 | Baloda Bazar | CHC Kasdol | CHC | IPD | OXYGEN CONCENTRATOR | 1 | Inva Care | NA | NA | 3000074265 | NA | 0 | NA | 0 | NA | W
1114 | Baloda Bazar | CHC Kasdol | chc | IPD | OXYGEN CONCENTRATOR | 1 | Shiva | na | NA | 3000074259 | NA | 0 | NA | 0 | NA | W
1115 | Baloda Bazar | CHC Kasdol | CHC | IPD | SUCTION APPARATUS | 1 | Shiva | NA | NA | 3000074264 | 2015-01-01 | 1 | 2016-01-01 | 0 | NA | W
1116 | Baloda Bazar | CHC Kasdol | CHC | IPD | ELECTRIC STERILIZER | 1 | Shiva | Local | NA | 3000074273 | 2015-06-01 | 1 | 2016-01-01 | 0 | NA | W
1117 | Baloda Bazar | CHC Kasdol | CHC | OT | SHADOWLESS OT LIGHT | 1 | Local Make | NA | NA | 3000074790 | NA | 0 | NA | 0 | NA | W
1118 | Baloda Bazar | CHC Kasdol | CHC | OT | OT TABLE (Hydraulic) | 1 | Local Make | NA | NA | 3000074789 | NA | 0 | NA | 0 | NA | W
1119 | Baloda Bazar | CHC Kasdol | CHC | OT | SUCTION APPARATUS | 1 | Meditech | NA | NA | 3000074272 | NA | 0 | NA | 0 | NA | W
1120 | Baloda Bazar | CHC Kasdol | CHC | Store Room | Air ELECTRIC STERILIZER Machine | 1 | NA | NA | NA | 3000074293 | NA | 0 | NA | 0 | NA | NW
1121 | Baloda Bazar | CHC Kasdol | CHC | Store Room | Air ELECTRIC STERILIZER Machine | 1 | NA | NA | NA | 3000074294 | NA | 0 | NA | 0 | NA | NW
1122 | Baloda Bazar | CHC Kasdol | CHC | Store Room | SHADOWLESS OT LIGHT | 1 | NA | NA | NA | 3000074295 | NA | 1 | 2015-12-01 | 0 | NA | NI
1123 | Baloda Bazar | CHC Kasdol | CHC | Store Room | SHADOWLESS OT LIGHT | 1 | NA | NA | NA | 3000074296 | NA | 1 | 2015-12-01 | 0 | NA | NI
1124 | Baloda Bazar | CHC Kasdol | CHC | Store Room | SHADOWLESS OT LIGHT | 1 | NA | NA | NA | 3000074297 | NA | 1 | 2015-12-01 | 0 | NA | NI
1125 | Baloda Bazar | CHC Kasdol | CHC | Store Room | SHADOWLESS OT LIGHT | 1 | NA | NA | NA | 3000074298 | NA | 1 | 2015-12-01 | 0 | NA | NI
1126 | Baloda Bazar | CHC Kasdol | CHC | Store Room | CENTRIFUGE MACHINE | 1 | NA | NA | NA | 3000074292 | NA | 0 | NA | 0 | NA | NI
1127 | Baloda Bazar | CHC Kasdol | CHC | Store Room | AUTOCLAVE | 1 | NA | NA | NA | 3000074315 | NA | 1 | 2015-12-01 | 0 | NA | NI
1128 | Baloda Bazar | CHC Kasdol | CHC | Store Room | SUCTION APPARATUS | 1 | NA | NA | NA | 3000074316 | NA | 0 | NA | 0 | NA | NI
1129 | Baloda Bazar | CHC Kasdol | CHC | Store Room | SUCTION APPARATUS | 1 | NA | NA | NA | 3000074317 | NA | 0 | NA | 0 | NA | NI
1130 | Baloda Bazar | CHC Kasdol | CHC | Store Room | SUCTION APPARATUS | 1 | NA | NA | NA | 3000074318 | NA | 0 | NA | 0 | NA | NI
1131 | Baloda Bazar | CHC Kasdol | CHC | Store Room | SUCTION APPARATUS | 1 | NA | NA | NA | 3000074301 | NA | 0 | NA | 0 | NA | NI
1132 | Baloda Bazar | CHC Kasdol | CHC | Store Room | SUCTION APPARATUS | 1 | NA | NA | NA | 3000074792 | NA | 0 | NA | 0 | NA | NI
1133 | Baloda Bazar | CHC Kasdol | CHC | Store Room | Colorimeter (digi) | 1 | Scientex | NA | 6121129 | 3000074791 | NA | 0 | NA | 0 | NA | NI
1134 | Baloda Bazar | CHC Kasdol | CHC | Store Room | SPHYGMOMANOMETER (MERCURIAL) | 1 | Local Make | NA | NA | 3000074284 | 2014-12-01 | 1 | 2015-12-01 | 0 | NA | NW
1135 | Baloda Bazar | CHC Kasdol | CHC | Store Room | NEBULIZER | 1 | Raxneb | RN07 | NA | 3000074282 | NA | 1 | 2015-12-01 | 0 | NA | NI
1136 | Baloda Bazar | CHC Kasdol | CHC | Store Room | NEBULIZER | 1 | Raxneb | RN07 | NA | 3000074283 | 2014-12-01 | 1 | 2015-12-01 | 0 | NA | NW
1137 | Baloda Bazar | Datan (Palari) | PHC | Doctor's Room | SPHYGMOMANOMETER (MERCURIAL) | 1 | Diamond | NA | NA | 3000074708 | NA | 0 | NA | 0 | NA | W
1138 | Baloda Bazar | Datan (Palari) | PHC | Doctor's Room | NEEDLE DESTROYER | 1 | SaraTech | S1R | NA | 3000074709 | NA | 0 | NA | 0 | NA | W
1139 | Baloda Bazar | Datan (Palari) | PHC | DELIVERY ROOM | ELECTRIC STERILIZER | 1 | REXCO | NA | NA | 3000074710 | NA | 0 | NA | 0 | NA | W
1140 | Baloda Bazar | Damakhedha | PHC | Pathology Lab. | MICROSCOPE (BINOCULAR) | 1 | LABOMED | 2000 | NA | 3000074557 | 2014-04-01 | 0 | NA | 0 | NA | W
1141 | Baloda Bazar | Damakhedha | PHC | Pathology Lab. | CENTRIFUGE MACHINE (4 Tubes) | 1 | Local Make | NA | NA | 3000074558 | NA | 0 | NA | 0 | NA | W
1142 | Baloda Bazar | Damakhedha | PHC | Pathology Lab. | GLUCOMETER | 1 | CONTOUR TS | NA | 7464395 | 3000074559 | 2014-05-01 | 0 | NA | 0 | NA | W
1143 | Baloda Bazar | Damakhedha | PHC | DELIVERY ROOM | ELECTRIC STERILIZER | 1 | REXCO | NA | NA | 3000074560 | NA | 0 | NA | 0 | NA | W
1144 | Baloda Bazar | Damakhedha | PHC | DELIVERY ROOM | FOETAL DOPPLER | 1 | IMPLE | 1 | NA | 3000074561 | 2015-06-01 | 1 | 2016-06-01 | 0 | NA | W
1145 | Baloda Bazar | Damakhedha | PHC | DELIVERY ROOM | SUCTION APPARATUS | 1 | Shiva | NA | NA | 3000074562 | 2015-06-01 | 1 | 2016-06-01 | 0 | NA | W
1146 | Baloda Bazar | Damakhedha | PHC | Store Room | SUCTION APPARATUS | 1 | Shiva | NA | NA | 3000074563 | NA | 0 | NA | 0 | NA | W
1147 | Baloda Bazar | Damakhedha | PHC | Store Room | NEBULIZER | 1 | MHC | NA | NA | 3000074564 | NA | 0 | NA | 0 | NA | W
1148 | Baloda Bazar | Damakhedha | PHC | Store Room | NEEDLE DESTROYER | 1 | SaraTech | S1R | NA | 3000074565 | NA | 0 | NA | 0 | NA | W
1149 | Baloda Bazar | Damakhedha | PHC | Doctor's Room | SPHYGMOMANOMETER (MERCURIAL) | 1 | DYNASURE | NA | DBP 042013 | 3000074566 | NA | 0 | NA | 0 | NA | W
1150 | Baloda Bazar | Damakhedha | PHC | Doctor's Room | REFRIGERATOR | 1 | LG | 285 BMGB | NA | 3000074567 | 2014-04-01 | 0 | NA | 0 | NA | W
1151 | Baloda Bazar | Pawani | PHC | Doctor's Room | SPHYGMOMANOMETER (MERCURIAL) | 1 | SAI + LIFE | NA | NA | 3000074375 | 2015-01-01 | 1 | 2016-01-01 | 0 | NA | W
1152 | Baloda Bazar | Pawani | PHC | Doctor's Room | SPHYGMOMANOMETER (MERCURIAL) | 1 | RYCOM | DXJ-211 | NA | 3000074376 | NA | 0 | NA | 0 | NA | W
1153 | Baloda Bazar | Pawani | PHC | Pathology Lab. | PHOTO COLORIMETER | 1 | Labtronics | LT 112 | 2014100491122 | 3000074377 | 2015-02-01 | 0 | NA | 0 | NA | W
1154 | Baloda Bazar | Pawani | PHC | Pathology Lab. | CENTRIFUGE MACHINE | 1 | REMI | NA | NA | 3000074378 | 2015-02-01 | 0 | NA | 0 | NA | W
1155 | Baloda Bazar | Pawani | PHC | Pathology Lab. | MICROSCOPE (BINOCULAR) | 1 | ALAN | BM66I | NA | 3000074379 | 2015-02-01 | 0 | NA | 0 | NA | W
1156 | Baloda Bazar | Pawani | PHC | Dressing Room | NEEDLE DESTROYER | 1 | SaraTech | S1R | NA | 3000074380 | NA | 0 | NA | 0 | NA | W
1157 | Baloda Bazar | Pawani | PHC | Dressing Room | ELECTRIC STERILIZER | 1 | Atlas | NA | 919556 | 3000074381 | NA | 0 | NA | 0 | NA | W
1158 | Baloda Bazar | Pawani | PHC | IPD | SUCTION APPARATUS | 1 | Shiva | NA | NA | 3000074382 | NA | 0 | NA | 0 | NA | NI
1159 | Baloda Bazar | Pawani | PHC | DELIVERY ROOM | NEEDLE DESTROYER | 1 | SaraTech | S1R | NA | 3000074383 | NA | 0 | NA | 0 | NA | W
1160 | Baloda Bazar | Pawani | PHC | Store Room | FOETAL DOPPLER | 1 | Euro Care | NA | NA | 3000074384 | NA | 1 | 2016-01-01 | 0 | NA | NI
1161 | Baloda Bazar | Pawani | PHC | Store Room | NEBULIZER | 1 | Raxneb | RN-07 | RB 09142782 | 3000074385 | 2015-01-01 | 1 | 2016-01-01 | 0 | NA | W
1162 | Baloda Bazar | Pawani | PHC | Store Room | INFANT RADIANT WARMER | 1 | Infancy Care | Open Care Warmer | NA | 3000074386 | NA | 1 | 2018-03-01 | 0 | NA | NI
1163 | Baloda Bazar | Pawani | PHC | Store Room | ELECTRIC STERILIZER | 1 | NA | NA | NA | 3000074387 | NA | 0 | NA | 0 | NA | NW
1164 | Baloda Bazar | Pawani | PHC | Store Room | ELECTRIC STERILIZER | 1 | NA | NA | NA | 3000074388 | NA | 0 | NA | 0 | NA | NW
1165 | Baloda Bazar | Bhatgaon | PHC | Doctor's Room | SPHYGMOMANOMETER (MERCURIAL) | 1 | Diamond | NA | NA | 3000074389 | NA | 0 | NA | 0 | NA | W
1166 | Baloda Bazar | Bhatgaon | PHC | Pathology Lab. | PHOTO COLORIMETER | 1 | Labtronics | LT 112 | 201406009 | 3000074390 | 2015-04-01 | 0 | NA | 0 | NA | W
1167 | Baloda Bazar | Bhatgaon | PHC | Pathology Lab. | CENTRIFUGE MACHINE | 1 | REMI | NA | NA | 3000074391 | 2015-04-01 | 0 | NA | 0 | NA | W
1168 | Baloda Bazar | Bhatgaon | PHC | Pathology Lab. | MICROSCOPE (BINOCULAR) | 1 | NA | NA | NA | 3000074392 | 2015-04-01 | 0 | NA | 0 | NA | W
1169 | Baloda Bazar | Bhatgaon | PHC | Pathology Lab. | GLUCOMETER | 1 | NA | NA | NA | 3000074393 | 2015-04-01 | 0 | NA | 0 | NA | W
1170 | Baloda Bazar | Bhatgaon | PHC | IPD | NEEDLE DESTROYER | 1 | HL | NA | NA | 3000074394 | NA | 0 | NA | 0 | NA | W
1171 | Baloda Bazar | Bhatgaon | PHC | IPD | NEBULIZER | 1 | Raxneb | RN-07 | RB 09142830 | 3000074395 | NA | 0 | NA | 0 | NA | NI
1172 | Baloda Bazar | Bhatgaon | PHC | IPD | NEEDLE DESTROYER | 1 | SaraTech | S1R | NA | 3000074396 | NA | 0 | NA | 0 | NA | NI
1173 | Baloda Bazar | Bhatgaon | PHC | IPD | SUCTION APPARATUS | 1 | SHIVA | NA | NA | 3000074397 | NA | 0 | NA | 0 | NA | NI
1174 | Baloda Bazar | Bhatgaon | PHC | DELIVERY ROOM | INFANT RADIANT WARMER | 1 | Infancy Care | Open Care Warmer | NA | 3000074398 | 2014-04-01 | 1 | 2017-04-01 | 0 | NA | W
1175 | Baloda Bazar | Bhatgaon | PHC | DELIVERY ROOM | SUCTION APPARATUS | 1 | Shiva | NA | NA | 3000074399 | 2015-04-01 | 1 | 2016-04-01 | 0 | NA | W
1176 | Baloda Bazar | Bhatgaon | PHC | DELIVERY ROOM | ELECTRIC STERILIZER | 1 | Atlas | NA | 09F9157 | 3000074400 | NA | 0 | NA | 0 | NA | NW
1177 | Baloda Bazar | Bhatgaon | PHC | DELIVERY ROOM | FOETAL DOPPLER | 1 | Euro Care | 1 | NA | 3000074401 | 2015-06-01 | 1 | 2016-06-01 | 0 | NA | W
1178 | Baloda Bazar | Rajadevri | PHC | Pathology Lab. | GLUCOMETER | 1 | ROCHE | IVD | 55308371088 | 3000074237 | 2013-04-01 | 0 | NA | 0 | NA | W
1179 | Baloda Bazar | Rajadevri | PHC | DELIVERY ROOM | OXYGEN CONCENTRATOR | 1 | AKAS | 5 DPN | AD 05130079 | 3000074238 | 2014-10-01 | 0 | NA | 0 | NA | W
1180 | Baloda Bazar | Rajadevri | PHC | Pharmacy Dept. | NEEDLE DESTROYER | 1 | SaraTech | S1R | 2961 | 3000074239 | NA | 0 | NA | 0 | NA | NW
1181 | Baloda Bazar | Rajadevri | PHC | Pharmacy Dept. | NEEDLE DESTROYER | 1 | HAFM 0 SAFE | HL | 991 | 3000074240 | NA | 0 | NA | 0 | NA | NW
1182 | Baloda Bazar | Rajadevri | PHC | Pharmacy Dept. | ELECTRIC STERILIZER | 1 | Atlas | NA | NA | 3000074241 | NA | 0 | NA | 0 | NA | NW
1183 | Baloda Bazar | Rajadevri | PHC | Pharmacy Dept. | SPHYGMOMANOMETER (DIGITAL) | 1 | Diamond | 0 YSTER | 17 | 3000074242 | 2014-10-01 | 1 | 2015-10-01 | 0 | NA | W
1184 | Baloda Bazar | Rajadevri | PHC | Pharmacy Dept. | SPHYGMOMANOMETER (MERCURIAL) | 1 | SAI + LIFE | NA | NA | 3000074243 | NA | 0 | NA | 0 | NA | NW
1185 | Baloda Bazar | Rajadevri | PHC | Pharmacy Dept. | SPHYGMOMANOMETER (MERCURIAL) | 1 | NAMATT | NA | 51724 | 3000074244 | NA | 0 | NA | 0 | NA | W
1186 | Baloda Bazar | Rajadevri | PHC | Pharmacy Dept. | REFRIGERATOR | 1 | CHILLMATE | FDS | 390 41426010 3827000 | No Bar Code | 2014-06-01 | 0 | NA | 0 | NA | W
1187 | Baloda Bazar | Barnawapara | PHC | Store Room | SUCTION APPARATUS | 1 | SHIVA |  | NA | 3000074221 | NA | 1 | 2016-06-01 | 0 | NA | NI
1188 | Baloda Bazar | Barnawapara | PHC | DELIVERY ROOM | SUCTION APPARATUS | 1 | ANAND Enterprizes | 7B | NA | 3000074222 | NA | 0 | NA | 0 | NA | W
1189 | Baloda Bazar | Barnawapara | PHC | OPD | SPHYGMOMANOMETER (DIGITAL) | 1 | Diamond | 0 yester | NA | 3000074223 | NA | 0 | NA | 0 | NA | W
1190 | Baloda Bazar | Barnawapara | PHC | OPD | SPHYGMOMANOMETER (MERCURIAL) | 1 | Diamond |  | NA | 3000074224 | NA | 0 | NA | 0 | NA | NW
1191 | Baloda Bazar | Barnawapara | PHC | OPD | NEEDLE DESTROYER | 1 | SaraTech | S1R | NA | 3000074225 | NA | 0 | NA | 0 | NA | W
1192 | Baloda Bazar | Kattgi | PHC | Doctor's Room | SPHYGMOMANOMETER (MERCURIAL) | 1 | Diamond | NA | NA | 3000074729 | 2014-08-01 | 1 | NA | 0 | NA | W
1193 | Baloda Bazar | Kattgi | PHC | DELIVERY ROOM | SUCTION APPARATUS | 1 | Shiva | NA | NA | 3000074730 | 2015-05-01 | 1 | 2016-05-01 | 0 | NA | W
1194 | Baloda Bazar | Kattgi | PHC | DELIVERY ROOM | SUCTION APPARATUS | 1 | SHIVA | NA | NA | 3000074731 | 2015-05-01 | 1 | 2016-05-01 | 0 | NA | W
1195 | Baloda Bazar | Kattgi | PHC | DELIVERY ROOM | ELECTRIC STERILIZER | 1 | Local Make | NA | NA | 3000074732 | 2010-06-01 | 0 | NA | 0 | NA | NW
1196 | Baloda Bazar | Kattgi | PHC | DELIVERY ROOM | OT TABLE (Hydraulic) | 1 | NA | NA | NA | 3000074733 | NA | 0 | NA | 0 | NA | NW
1197 | Baloda Bazar | Kattgi | PHC | Pathology Lab. | MICROSCOPE (BINOCULAR) | 1 | NA | NA | NA | 3000074734 | 2010-05-01 | 0 | NA | 0 | NA | W
1198 | Baloda Bazar | Kattgi | PHC | Pathology Lab. | CENTRIFUGE MACHINE (4 Tubes) | 1 | Local Make | NA | NA | 3000074735 | NA | 0 | NA | 0 | NA | W
1199 | Baloda Bazar | Kattgi | PHC | Pathology Lab. | NEEDLE DESTROYER | 1 | Local Make | NA | NA | 3000074736 | 2010-08-01 | 0 | NA | 0 | NA | NW
1200 | Baloda Bazar | Kattgi | PHC | Pathology Lab. | VDRL ROTATOR | 1 | Local Make | NA | NA | 3000074737 | 2015-06-01 | 1 | 2016-06-01 | 0 | NA | W
1201 | Baloda Bazar | Kattgi | PHC | Pathology Lab. | GLUCOMETER | 1 | ACCUCHEK | IUD | 553083 74068 | 3000074738 | 2010-05-01 | 1 | NA | 0 | NA | W
1202 | Baloda Bazar | Kattgi | PHC | Pathology Lab. | MICROSCOPE (BINOCULAR) | 1 | Olympus | KLXB | 518593 | 3000074739 | 2010-10-01 | 0 | NA | 0 | NA | NW
1203 | Baloda Bazar | Kattgi | PHC | Pathology Lab. | NEEDLE DESTROYER | 1 | SaraTech | S1R | NA | 3000074740 | 2009-08-01 | 0 | NA | 0 | NA | NW
1204 | Baloda Bazar | Kattgi | PHC | Pathology Lab. | NEEDLE DESTROYER | 1 | SaraTech | S1R | NA | 3000074741 | 2009-08-01 | 0 | NA | 0 | NA | NW
1205 | Baloda Bazar | Rohara | PHC | Doctor's Room | SPHYGMOMANOMETER (MERCURIAL) | 1 | Diamond | NA | NA | 3000074568 | 2015-04-01 | 1 | 2016-04-01 | 0 | NA | W
1206 | Baloda Bazar | Rohara | PHC | Doctor's Room | SPHYGMOMANOMETER (DIGITAL) | 1 | Citizen | CH 432 B | NA | 3000074569 | 2013-03-01 | 0 | NA | 0 | NA | W
1207 | Baloda Bazar | Rohara | PHC | Doctor's Room | REFRIGERATOR | 1 | Electrolux | 240 V | 51205063242 | 3000074570 | 2013-04-01 | 0 | NA | 0 | NA | W
1208 | Baloda Bazar | Rohara | PHC | Injection Room | NEEDLE DESTROYER | 1 | SaraTech | S1R | NA | 3000074571 | NA | 0 | NA | 0 | NA | W
1209 | Baloda Bazar | Rohara | PHC | Injection Room | DEEP FREEZER | 1 | NA | NA | BP07 F4EO NOB2ABE0093 | 3000074572 | 2005-07-04 | 0 | NA | 0 | NA | NW
1210 | Baloda Bazar | Rohara | PHC | Injection Room | DEEP FREEZER | 1 | NA | 220 V | 91308068 | 3000074573 | 2005-07-04 | 0 | NA | 0 | NA | W
1211 | Baloda Bazar | Rohara | PHC | DELIVERY ROOM | SUCTION APPARATUS | 1 | Shiva | NA | NA | 3000074574 | 2015-04-01 | 1 | 2016-04-01 | 0 | NA | W
1212 | Baloda Bazar | Rohara | PHC | DELIVERY ROOM | NEBULIZER | 1 | Alphaneb | 230 V | 92237032015 | 3000074575 | 2015-05-01 | 1 | 2016-05-01 | 0 | NA | W
1213 | Baloda Bazar | Rohara | PHC | DELIVERY ROOM | FOETAL DOPPLER | 1 | Euro Care | 1 | NA | 3000074576 | 2015-06-01 | 1 | 2016-06-01 | 0 | NA | W
1214 | Baloda Bazar | Rohara | PHC | Store Room | SPHYGMOMANOMETER (MERCURIAL) | 1 | NAMATT | NA | 51748 | 3000074592 | NA | 0 | NA | 0 | NA | W
1215 | Baloda Bazar | Rohara | PHC | Store Room | SPHYGMOMANOMETER (MERCURIAL) | 1 | NAMATT | NA | 51694 | 3000074593 | NA | 0 | NA | 0 | NA | W
1216 | Baloda Bazar | Rohara | PHC | Store Room | SUCTION APPARATUS | 1 | SHIVA | NA | NA | 3000074594 | 2015-06-01 | 1 | 2016-06-01 | 0 | NA | W
1217 | Baloda Bazar | Rohara | PHC | DELIVERY ROOM | ELECTRIC STERILIZER | 1 | Atlas | NA | 09 F9064 | 3000074577 | NA | 0 | NA | 0 | NA | W
1218 | Baloda Bazar | Rohara | PHC | DELIVERY ROOM | AUTOCLAVE | 1 | SNR | NA | NA | 3000074578 | NA | 0 | NA | 0 | NA | W
1219 | Baloda Bazar | Rohara | PHC | DELIVERY ROOM | GLUCOMETER | 1 | ONE TOUCH | NA | SACNGOVF | 3000074579 | 2005-07-05 | 0 | NA | 0 | NA | W
1220 | Baloda Bazar | Rohara | PHC | DELIVERY ROOM | CENTRIFUGE MACHINE (4 Tubes) | 1 | NA | 250 V | NA | 3000074580 | NA | 0 | NA | 0 | NA | W
1221 | Baloda Bazar | Rohara | PHC | DELIVERY ROOM | GLUCOMETER | 1 | ONE TOUCH | NA | SACWH BB B | 3000074581 | 2005-07-05 | 0 | NA | 0 | NA | W
1222 | Baloda Bazar | Rohara | PHC | DELIVERY ROOM | SPHYGMOMANOMETER (DIGITAL) | 1 | Citizen | CH 432 B | 32111414 | 3000074582 | 2005-07-05 | 0 | NA | 0 | NA | W
1223 | Baloda Bazar | Rohara | PHC | Store Room | SUCTION APPARATUS | 1 | Shiva | NA | NA | 3000074583 | 2015-06-01 | 1 | 2016-06-01 | 0 | NA | NW
1224 | Baloda Bazar | Rohara | PHC | Store Room | ELECTRIC STERILIZER | 1 | NA | NA | NA | 3000074584 | NA | 0 | NA | 0 | NA | NI
1225 | Baloda Bazar | Rohara | PHC | Store Room | VDRL ROTATOR | 1 | NA | NA | NA | 3000074585 | NA | 0 | NA | 0 | NA | NI
1226 | Baloda Bazar | Rohara | PHC | Store Room | ELECTRIC STERILIZER | 1 | NA | NA | NA | 3000074586 | NA | 0 | NA | 0 | NA | NW
1227 | Baloda Bazar | Rohara | PHC | Store Room | ELECTRIC STERILIZER | 1 | NA | NA | NA | 3000074587 | NA | 0 | NA | 0 | NA | NW
1228 | Baloda Bazar | Rohara | PHC | Store Room | ELECTRIC STERILIZER | 1 | NA | NA | NA | 3000074588 | NA | 0 | NA | 0 | NA | NW
1229 | Baloda Bazar | Rohara | PHC | Store Room | ELECTRIC STERILIZER | 1 | NA | NA | NA | 3000074589 | NA | 0 | NA | 0 | NA | NW
1230 | Baloda Bazar | Rohara | PHC | Store Room | ELECTRIC STERILIZER | 1 | NA | NA | NA | 3000074590 | NA | 0 | NA | 0 | NA | NW
1231 | Baloda Bazar | Rohara | PHC | Store Room | SUCTION APPARATUS | 1 | Shiva | NA | NA | 3000074591 | NA | 0 | NA | 0 | NA | NW
1232 | Baloda Bazar | Rohara | PHC | Store Room | NEEDLE DESTROYER | 1 | SaraTech | S1R | NA | 3000074595 | NA | 0 | NA | 0 | NA | NW
1233 | Baloda Bazar | Rohanshi | PHC | Doctor's Room | SPHYGMOMANOMETER (MERCURIAL) | 1 | Diamond | NA | NA | 3000074669 | NA | 0 | NA | 0 | NA | W
1234 | Baloda Bazar | Rohanshi | PHC | Injection Room | INFANT RADIANT WARMER | 1 | Infancy Care | Open Care Warmer | NA | 3000074670 | 2013-12-01 | 0 | 2016-12-01 | 0 | NA | W
1235 | Baloda Bazar | Rohanshi | PHC | Injection Room | NEBULIZER | 1 | Medel | NA | 63729 | 3000074671 | 2010-10-01 | 0 | NA | 0 | NA | W
1236 | Baloda Bazar | Rohanshi | PHC | Injection Room | NEEDLE DESTROYER | 1 | Microsil | NA | NA | 3000074672 | NA | 0 | NA | 0 | NA | W
1237 | Baloda Bazar | Rohanshi | PHC | Injection Room | FOETAL DOPPLER | 1 | Scure | FD-401 | FD2D 131012482 | 3000074673 | 2007-03-01 | 0 | NA | 0 | NA | W
1238 | Baloda Bazar | Rohanshi | PHC | Pathology Lab. | CENTRIFUGE MACHINE | 1 | NA | NA | NA | 3000074674 | 2013-03-01 | 0 | NA | 0 | NA | W
1239 | Baloda Bazar | Rohanshi | PHC | Pathology Lab. | NEEDLE DESTROYER | 1 | SaraTech | S1R | NA | 3000074675 | NA | 0 | NA | 0 | NA | W
1240 | Baloda Bazar | Rohanshi | PHC | Pathology Lab. | GLUCOMETER | 1 | CONTOUR TS | TS | 612221 | 3000074676 | 2013-03-01 | 0 | NA | 0 | NA | W
1241 | Baloda Bazar | Rohanshi | PHC | Pathology Lab. | MICROSCOPE (BINOCULAR) | 1 | LABOMED | 200 | NA | 3000074677 | 2013-03-01 | 0 | NA | 0 | NA | W
1242 | Baloda Bazar | Rohanshi | PHC | Pathology Lab. | OXYGEN CONCENTRATOR | 1 | ASPEN | OC2 Plus | NA | 3000074678 | 2013-12-01 | 0 | NA | 0 | NA | W
1243 | Baloda Bazar | Rohanshi | PHC | Doctor's Room | SPHYGMOMANOMETER (MERCURIAL) | 1 | Nutec | 9 | NGM - NB - 36568 | 3000074679 | NA | 0 | NA | 0 | NA | W
1244 | Baloda Bazar | Rohanshi | PHC | Doctor's Room | REFRIGERATOR | 1 | Godrej | GDA19A1 | 1207030308 | 3000074680 | 2015-01-04 | 0 | NA | 0 | NA | W
1245 | Baloda Bazar | Bitkuli | PHC | Doctor's Room | SPHYGMOMANOMETER (MERCURIAL) | 1 | Diamond | NA | NA | 3000074529 | NA | 0 | NA | 0 | NA | W
1246 | Baloda Bazar | Bitkuli | PHC | Pathology Lab. | NEEDLE DESTROYER | 1 | SaraTech | S1R | NA | 3000074528 | NA | 0 | NA | 0 | NA | NW
1247 | Baloda Bazar | Bitkuli | PHC | Pathology Lab. | CENTRIFUGE MACHINE | 1 | Local Make | NA | NA | 3000074527 | NA | 0 | NA | 0 | NA | W
1248 | Baloda Bazar | Bitkuli | PHC | Pathology Lab. | GLUCOMETER | 1 | ACCUCHEK | NA | NA | 3000074526 | 2013-06-01 | 0 | NA | 0 | NA | W
1249 | Baloda Bazar | Bitkuli | PHC | Pathology Lab. | NEBULIZER | 1 | NA | RN 07 | NA | 3000074525 | 2015-03-01 | 1 | 2016-03-01 | 0 | NA | W
1250 | Baloda Bazar | Bitkuli | PHC | Pathology Lab. | ELECTRIC STERILIZER | 1 | Atlas | NA | NA | 3000074524 | NA | 0 | NA | 0 | NA | W
1251 | Baloda Bazar | Bitkuli | PHC | DELIVERY ROOM | SUCTION APPARATUS | 1 | Shiva | NA | NA | 3000074523 | 2015-03-01 | 1 | 2016-03-01 | 0 | NA | W
1252 | Baloda Bazar | Bitkuli | PHC | Pathology Lab. | MICROSCOPE (BINOCULAR) | 1 | Olympus | MLXB | NA | 3000074522 | 2010-10-01 | 0 | NA | 0 | NA | W
1253 | Baloda Bazar | Bitkuli | PHC | DELIVERY ROOM | INFANT RADIANT WARMER | 1 | Infancy Care | Open Care Warmer | NA | 3000074521 | 2015-03-01 | 1 | 2018-03-01 | 0 | NA | W
1254 | Baloda Bazar | Mopka | PHC | Pathology Lab. | MICROSCOPE (BINOCULAR) | 1 | Olympus | MLXB | NA | 3000074520 | 2010-10-01 | 0 | NA | 0 | NA | W
1255 | Baloda Bazar | Mopka | PHC | Pathology Lab. | GLUCOMETER | 1 | ACCUCHEK | NA | NA | 3000074519 | 2013-06-01 | 0 | NA | 0 | NA | W
1256 | Baloda Bazar | Mopka | PHC | Pathology Lab. | CENTRIFUGE MACHINE | 1 | Local Make | NA | NA | 3000074518 | 2015-01-01 | 0 | NA | 0 | NA | W
1257 | Baloda Bazar | Mopka | PHC | DELIVERY ROOM | NEEDLE DESTROYER | 1 | SaraTech | S1R | NA | 3000074517 | NA | 0 | NA | 0 | NA | W
1258 | Baloda Bazar | Mopka | PHC | DELIVERY ROOM | SUCTION APPARATUS | 1 | Shiva | NA | NA | 3000074516 | 2015-04-01 | 0 | 2016-04-01 | 0 | NA | W
1259 | Baloda Bazar | Mopka | PHC | Injection Room | SPHYGMOMANOMETER (MERCURIAL) | 1 | Diamond | NA | NA | 3000074515 | NA | 0 | NA | 0 | NA | W
1260 | Baloda Bazar | Mopka | PHC | Injection Room | ELECTRIC STERILIZER | 1 | Atlas | NA | NA | 3000074514 | 2015-02-07 | 0 | NA | 0 | NA | NW
1261 | Baloda Bazar | Mopka | PHC | Injection Room | SPHYGMOMANOMETER (MERCURIAL) | 1 | Diamond | NA | NA | 3000074513 | NA | 0 | NA | 0 | NA | W
1262 | Baloda Bazar | Palari | CHC | DELIVERY ROOM | NEEDLE DESTROYER | 1 | Microsil | Ind 350 | 3234 | 3000074002 | 2008-04-01 | 0 | NA | 0 | NA | W
1263 | Baloda Bazar | Palari | CHC | DELIVERY ROOM | FOETAL DOPPLER | 1 | Lifex | NA | 212 | 3000074003 | NA | 0 | NA | 0 | NA | W
1264 | Baloda Bazar | Palari | CHC | DELIVERY ROOM | SUCTION APPARATUS | 1 | Shiva | NA | NA | 3000074004 | NA | 0 | NA | 0 | NA | W
1265 | Baloda Bazar | Palari | CHC | DELIVERY ROOM | OXYGEN CONCENTRATOR | 1 | Aspen | OC2 Plus | M2J 5D20373 | 3000074005 | 2011-07-01 | 0 | NA | 0 | NA | W
1266 | Baloda Bazar | Palari | CHC | DELIVERY ROOM | BABY PHOTOTHERAPY UNIT | 1 | Infancy Care | Open Care Warmer | NA | 3000074006 | NA | 0 | NA | 0 | NA | W
1267 | Baloda Bazar | Palari | CHC | DELIVERY ROOM | INFANT RADIANT WARMER | 1 | Infancy Care | Open Care Warmer | NA | 3000074007 | 2014-04-01 | 0 | NA | 0 | NA | W
1268 | Baloda Bazar | Palari | CHC | DELIVERY ROOM | ELECTRIC STERILIZER | 1 | Atlas | NA | 09 F8928 | 3000074008 | NA | 0 | NA | 0 | NA | W
1269 | Baloda Bazar | Palari | CHC | DELIVERY ROOM | SHADOWLESS OT LIGHT | 1 | NA | NA | NA | 3000074009 | NA | 0 | NA | 0 | NA | W
1270 | Baloda Bazar | Palari | CHC | DELIVERY ROOM | FOETAL DOPPLER | 1 | Scure | FD 401 | FD2D 140507430 | 3000074010 | NA | 0 | NA | 0 | NA | W
1271 | Baloda Bazar | Palari | CHC | DELIVERY ROOM | SPHYGMOMANOMETER (DIGITAL) | 1 | Dynamic | DMOSURE | DEP 072014 | 3000074011 | NA | 0 | NA | 0 | NA | W
1272 | Baloda Bazar | Palari | CHC | DELIVERY ROOM | BABY WEIGHING SCALE | 1 | Raman Surgical | Crown | Mechnical | 3000074012 | NA | 0 | NA | 0 | NA | W
1273 | Baloda Bazar | Palari | CHC | OT | OT TABLE (Hydraulic) | 1 | Omex | NA | NA | 3000074013 | 2008-08-01 | 0 | NA | 0 | NA | W
1274 | Baloda Bazar | Palari | CHC | OT | OT TABLE (Hydraulic) | 1 | Omex | NA | NA | 3000074014 | 2008-08-01 | 0 | NA | 0 | NA | W
1275 | Baloda Bazar | Palari | CHC | OT | SHADOWLESS OT LIGHT | 1 | Omex | NA | NA | 3000074015 | 2011-03-01 | 0 | NA | 0 | NA | W
1276 | Baloda Bazar | Palari | CHC | OT | SHADOWLESS OT LIGHT | 1 | Omex | NA | NA | 3000074016 | 2008-06-01 | 0 | NA | 0 | NA | W
1277 | Baloda Bazar | Palari | CHC | OT | SUCTION APPARATUS | 1 | Shiva | NA | NA | 3000074017 | NA | 0 | NA | 0 | NA | W
1278 | Baloda Bazar | Palari | CHC | OT | SPHYGMOMANOMETER (DIGITAL) | 1 | Omex | HCM 7120 | 2013090372 VGI | 3000074018 | 2013-05-01 | 0 | NA | 0 | NA | W
1279 | Baloda Bazar | Palari | CHC | OT | MULTIPARA PATIENT MONITOR | 1 | Schiller | truscope mini | M009 E00 7811 | 3000074019 | NA | 0 | NA | 0 | NA | W
1280 | Baloda Bazar | Palari | CHC | OT | Air ELECTRIC STERILIZER Machine | 1 | Tropo | NA | NA | 3000074020 | NA | 0 | NA | 0 | NA | W
1281 | Baloda Bazar | Palari | CHC | OT | AUTOCLAVE | 1 | NA | NA | NA | 3000074021 | NA | 0 | NA | 0 | NA | W
1282 | Baloda Bazar | Palari | CHC | OT | INFANT RADIANT WARMER | 1 | Infancy Care | Open Care Warmer | NA | 3000074022 | NA | 0 | NA | 0 | NA | NW
1283 | Baloda Bazar | Palari | CHC | OT | CENTRIFUGE MACHINE (4 Tubes) | 1 | Local Make | NA | NA | 3000074023 | NA | 0 | NA | 0 | NA | NW
1284 | Baloda Bazar | Palari | CHC | OT | NEEDLE DESTROYER | 1 | Microsil | MD350 | 1049 | 3000074024 | NA | 0 | NA | 0 | NA | W
1285 | Baloda Bazar | Palari | CHC | OT | NEEDLE DESTROYER | 1 | SaraTech | S1R | NA | 3000074025 | NA | 0 | NA | 0 | NA | W
1286 | Baloda Bazar | Palari | CHC | OT | Air ELECTRIC STERILIZER Machine | 1 | Local Make | NA | NA | 3000074026 | NA | 0 | NA | 0 | NA | NW
1287 | Baloda Bazar | Palari | CHC | OT | SHADOWLESS OT LIGHT | 1 | Omex | NA | NA | 3000074027 | NA | 0 | NA | 0 | NA | W
1288 | Baloda Bazar | Palari | CHC | OT | SURGICAL DIATHERMY MACHINE | 1 | Local Make | NA | AX250 | 3000074028 | NA | 0 | NA | 0 | NA | NW
1289 | Baloda Bazar | Palari | CHC | OT | Air ELECTRIC STERILIZER Machine | 1 | Local Make | NA | NA | 3000074029 | NA | 0 | NA | 0 | NA | NW
1290 | Baloda Bazar | Palari | CHC | Pathology Lab. | Colorimeter (digi) | 1 | Beacon Diagnostic | Octa 1 Plus | 17863 | 3000074030 | NA | 0 | NA | 0 | NA | W
1291 | Baloda Bazar | Palari | CHC | Pathology Lab. | CENTRIFUGE MACHINE (4 Tubes) | 1 | REMI | NA | NA | 3000074031 | NA | 0 | NA | 0 | NA | W
1292 | Baloda Bazar | Palari | CHC | Pathology Lab. | Bacteriological INCUBATOR | 1 | Thermo State | NA | NA | 3000074032 | NA | 0 | NA | 0 | NA | W
1293 | Baloda Bazar | Palari | CHC | Pathology Lab. | PHOTO COLORIMETER | 1 | NA | O 10 | 5110 | 3000074033 | NA | 0 | NA | 0 | NA | W
1294 | Baloda Bazar | Palari | CHC | Pathology Lab. | MICROSCOPE (BINOCULAR) | 1 | NA | NA | 140973360 | 3000074034 | NA | 0 | NA | 0 | NA | W
1295 | Baloda Bazar | Palari | CHC | Pathology Lab. | NEEDLE DESTROYER | 1 | NA | MD350 | NA | 3000074035 | NA | 0 | NA | 0 | NA | W
1296 | Baloda Bazar | Palari | CHC | Pathology Lab. | GLUCOMETER | 1 | RMD Medicals | Glucocare Sensc | RMDBO 27186 | 3000074036 | NA | 0 | NA | 0 | NA | W
1297 | Baloda Bazar | Palari | CHC | Pathology Lab. | GLUCOMETER | 1 | RMD Medicals | Glucocare Sensc | RMDBO 19556 | 3000074037 | NA | 0 | NA | 0 | NA | W
1298 | Baloda Bazar | Suhela | PHC | Injection Room | ELECTRIC STERILIZER | 1 | Atlas | NA | 09 E8776 | 3000074613 | NA | 0 | NA | 0 | NA | W
1299 | Baloda Bazar | Suhela | PHC | Injection Room | NEEDLE DESTROYER | 1 | SaraTech | S1R | NA | 3000074614 | NA | 0 | NA | 0 | NA | W
1300 | Baloda Bazar | Suhela | PHC | Injection Room | Air ELECTRIC STERILIZER Machine | 1 | NA | NA | NA | 3000074615 | 2009-06-01 | 0 | NA | 0 | NA | W
1301 | Baloda Bazar | Suhela | PHC | DELIVERY ROOM | ELECTRIC STERILIZER | 1 | Atlas | NA | 09 F9574 | 3000074616 | NA | 0 | NA | 0 | NA | W
1302 | Baloda Bazar | Suhela | PHC | DELIVERY ROOM | SHADOWLESS OT LIGHT | 1 | NA | NA | NA | 3000074617 | 2009-03-01 | 0 | NA | 0 | NA | W
1303 | Baloda Bazar | Suhela | PHC | DELIVERY ROOM | FOETAL DOPPLER | 1 | MCOMIN | NA | NA | 3000074618 | NA | 0 | NA | 0 | NA | W
1304 | Baloda Bazar | Suhela | PHC | Store Room | NEBULIZER | 1 | RAXON | RN 07 | RB-09142772 | 3000074619 | 2015-04-01 | 1 | 2016-04-01 | 0 | NA | W
1305 | Baloda Bazar | Suhela | PHC | Store Room | ELECTRIC STERILIZER | 1 | NA | NA | NA | 3000074620 | NA | 0 | NA | 0 | NA | NW
1306 | Baloda Bazar | Suhela | PHC | Store Room | NEEDLE DESTROYER | 1 | SaraTech | S1R | NA | 3000074621 | 2015-04-01 | 1 | 2016-04-01 | 0 | NA | W
1307 | Baloda Bazar | Suhela | PHC | Opthalmology Dept. | SUCTION APPARATUS | 1 | Shiva | NA | NA | 3000074622 | 2015-04-01 | 1 | 2016-04-01 | 0 | NA | W
1308 | Baloda Bazar | Suhela | PHC | Opthalmology Dept. | REFRIGERATOR | 1 | LG | LG-195 RL4 | NA | 3000074623 | 2012-03-01 | 0 | NA | 0 | NA | NW
1309 | Baloda Bazar | Suhela | PHC | Pathology Lab. | MICROSCOPE (BINOCULAR) | 1 | Olympus | NA | 519656 | 3000074624 | NA | 0 | NA | 0 | NA | NW
1310 | Baloda Bazar | Suhela | PHC | Pathology Lab. | CENTRIFUGE MACHINE (6 Tubes) | 1 | NA | NA | NA | 3000074625 | NA | 0 | NA | 0 | NA | NW
1311 | Baloda Bazar | Suhela | PHC | Pathology Lab. | GLUCOMETER | 1 | Akkiscan | Zee+6267 | MT 00014112 | 3000074626 | NA | 0 | NA | 0 | NA | NW
1312 | Baloda Bazar | Suhela | PHC | Doctor's Room | SPHYGMOMANOMETER (DIGITAL) | 1 | Micro life | BP 3 BG1 | 13131560 | 3000074627 | 2014-09-01 | 1 | 2015-09-01 | 0 | NA | NW
1313 | Baloda Bazar | Sarsiwa | PHC | Doctor's Room | INFANT RADIANT WARMER | 1 | Infancy Care | Open Care Warmer | NA | 3000074416 | 2013-01-01 | 0 | NA | 0 | NA | NW
1314 | Baloda Bazar | Sarsiwa | PHC | Doctor's Room | OXYGEN CONCENTRATOR | 1 | LSC | OC1 PLUS | NA | 3000074418 | NA | 0 | NA | 0 | NA | W
1315 | Baloda Bazar | Sarsiwa | PHC | Doctor's Room | NEBULIZER | 1 | ASHOKA | AS- 01 | NA | 3000074419 | 2014-04-01 | 0 | NA | 0 | NA | NW
1316 | Baloda Bazar | Sarsiwa | PHC | Doctor's Room | SUCTION APPARATUS | 1 | Shiva | NA | NA | 3000074420 | 2015-03-01 | 1 | 2016-03-01 | 0 | NA | W
1317 | Baloda Bazar | Sarsiwa | PHC | Doctor's Room | SPHYGMOMANOMETER (MERCURIAL) | 1 | NAMATT | NA | 51882 | 3000074421 | 2007-08-01 | 0 | NA | 0 | NA | W
1318 | Baloda Bazar | Sarsiwa | PHC | Doctor's Room | FOETAL DOPPLER | 1 | BIO Plus | NA | NA | 3000074422 | 2014-08-01 | 1 | NA | 0 | NA | W
1319 | Baloda Bazar | Sarsiwa | PHC | Doctor's Room | OT TABLE (Hydraulic) | 1 | NA | NA | NA | 3000074423 | 2014-12-01 | 1 | 2015-12-01 | 0 | NA | W
1320 | Baloda Bazar | Sarsiwa | PHC | Doctor's Room | REFRIGERATOR | 1 | Haier | BRCB | DS03 C27 NOOPIB 480130 | 3000074424 | 2015-01-04 | 1 | NA | 0 | NA | W
1321 | Baloda Bazar | Sarsiwa | PHC | Pathology Lab. | MICROSCOPE (BINOCULAR) | 1 | OLYMPUS | NA | 518652 | 3000074425 | NA | 0 | NA | 0 | NA | W
1322 | Baloda Bazar | Sarsiwa | PHC | Pathology Lab. | GLUCOMETER | 1 | ACCUCHEK | GC | GC 110029 | 3000074426 | 2015-03-01 | 1 | 2016-03-01 | 0 | NA | W
1323 | Baloda Bazar | Sarsiwa | PHC | Pathology Lab. | CENTRIFUGE MACHINE | 1 | NA | NA | NA | 3000074427 | NA | 0 | NA | 0 | NA | W
1324 | Baloda Bazar | Sarsiwa | PHC | Pathology Lab. | NEEDLE DESTROYER | 1 | HL | NA | NA | 3000074428 | 2006-04-01 | 0 | NA | 0 | NA | W
1325 | Baloda Bazar | Sarsiwa | PHC | Doctor's Room | SPHYGMOMANOMETER (MERCURIAL) | 1 | DIAMOND | NA | CML-0196043 | 3000074429 | 2015-06-01 | 1 | 2016-06-01 | 0 | NA | W
1326 | Baloda Bazar | Sarsiwa | PHC | Doctor's Room | SPHYGMOMANOMETER (MERCURIAL) | 1 | EPITE | NA | CML-0896172 | 3000074430 | 2006-06-01 | 0 | NA | 0 | NA | W
1327 | Baloda Bazar | Sarsiwa | PHC | Doctor's Room | PULSE OXIMETER | 1 | YASH | 80 A | 801140939682 | 3000074431 | 2015-03-01 | 1 | 2016-03-01 | 0 | NA | W
1328 | Baloda Bazar | Sarsiwa | PHC | Doctor's Room | NEEDLE DESTROYER | 1 | NA | NA | NA | 3000074432 | 2009-06-01 | 0 | NA | 0 | NA | NW
1329 | Baloda Bazar | Sarsiwa | PHC | DELIVERY ROOM | GLUCOMETER | 1 | SD BIOSEN | OlGM11 | M03 F10AA3828 | 3000074433 | 2014-02-01 | 0 | NA | 0 | NA | W
1330 | Baloda Bazar | Lachhanpur | PHC | DELIVERY ROOM | INFANT RADIANT WARMER | 1 | Infancy Care | Open Care Warmer | NA | 3000074681 | NA | 0 | NA | 1 | NA | W
1331 | Baloda Bazar | Lachhanpur | PHC | DELIVERY ROOM | OXYGEN CONCENTRATOR | 1 | ASPEN | OCL Plus | NA | 3000074682 | NA | 0 | NA | 0 | NA | W
1332 | Baloda Bazar | Lachhanpur | PHC | DELIVERY ROOM | SUCTION APPARATUS | 1 | Shiva | NA | NA | 3000074683 | 2015-03-01 | 1 | 2016-03-01 | 0 | NA | W
1333 | Baloda Bazar | Lachhanpur | PHC | DELIVERY ROOM | FOETAL DOPPLER | 1 | MCP | NA | NA | 3000074684 | 2015-03-01 | 1 | 2016-03-01 | 0 | NA | W
1334 | Baloda Bazar | Lachhanpur | PHC | DELIVERY ROOM | FOETAL DOPPLER | 1 | SCURE | FD-401 | FD2 D 13101 2477 | 3000074685 | 2007-04-01 | 1 | NA | 0 | NA | W
1335 | Baloda Bazar | Lachhanpur | PHC | Injection Room | NEEDLE DESTROYER | 1 | SaraTech | S1R | NA | 3000074686 | NA | 0 | NA | 0 | NA | W
1336 | Baloda Bazar | Lachhanpur | PHC | Injection Room | ELECTRIC STERILIZER | 1 | NA | NA | NA | 3000074687 | NA | 0 | NA | 0 | NA | W
1337 | Baloda Bazar | Lachhanpur | PHC | IPD | SUCTION APPARATUS | 1 | NA | NA | NA | 3000074688 | NA | 0 | NA | 0 | NA | NI
1338 | Baloda Bazar | Lachhanpur | PHC | IPD | SHADOWLESS OT LIGHT | 1 | NA | NA | NA | 3000074689 | NA | 0 | NA | 0 | NA | NI
1339 | Baloda Bazar | Lachhanpur | PHC | IPD | AUTOCLAVE | 1 | NA | NA | NA | 3000074690 | 2015-03-01 | 1 | 2016-03-01 | 0 | NA | NW
1340 | Baloda Bazar | Lachhanpur | PHC | IPD | ELECTRIC STERILIZER | 1 | NA | NA | NA | 3000074691 | NA | 1 | 2016-03-01 | 0 | NA | NI
1341 | Baloda Bazar | Lachhanpur | PHC | IPD | ELECTRIC STERILIZER | 1 | NA | NA | NA | 3000074692 | NA | 1 | 2016-03-01 | 0 | NA | NI
1342 | Baloda Bazar | Lachhanpur | PHC | IPD | ELECTRIC STERILIZER | 1 | NA | NA | NA | 3000074693 | NA | 1 | 2016-03-01 | 0 | NA | NI
1343 | Baloda Bazar | Lachhanpur | PHC | IPD | ELECTRIC STERILIZER | 1 | NA | NA | NA | 3000074694 | 2015-03-01 | 1 | 2016-03-01 | 0 | NA | W
1344 | Baloda Bazar | Lachhanpur | PHC | Doctor's Room | SPHYGMOMANOMETER (MERCURIAL) | 1 | DIAMOND | NA | NA | 3000074695 | NA | 0 | NA | 0 | NA | W
1345 | Baloda Bazar | Lachhanpur | PHC | Doctor's Room | SPHYGMOMANOMETER (DIGITAL) | 1 | OMRON | CE 0197 | 20120614296 VG | 3000074696 | NA | 0 | NA | 0 | NA | W
1346 | Baloda Bazar | Lachhanpur | PHC | Doctor's Room | REFRIGERATOR | 1 | Godrej | CDA 19A1 | 1208031096 | 3000074697 | NA | 0 | NA | 0 | NA | W
1347 | Baloda Bazar | Lachhanpur | PHC | Pathology Lab. | MICROSCOPE (BINOCULAR) | 1 | LABOMED | 2000 | NA | 3000074698 | NA | 0 | NA | 0 | NA | W
1348 | Baloda Bazar | Lachhanpur | PHC | Pathology Lab. | CENTRIFUGE MACHINE | 1 | REMI | NA | NA | 3000074699 | NA | 0 | NA | 0 | NA | W
1349 | Baloda Bazar | Lachhanpur | PHC | Pathology Lab. | NEEDLE DESTROYER | 1 | SaraTech | S1R | NA | 3000074700 | NA | 0 | NA | 0 | NA | W
1350 | Baloda Bazar | Lachhanpur | PHC | Pathology Lab. | GLUCOMETER | 1 | ONE TOUCH | 344 | SAGVZNBT | 3000074701 | NA | 0 | NA | 0 | NA | W
1351 | Baloda Bazar | Lachhanpur | PHC | Pathology Lab. | GLUCOMETER | 1 | CONTOUR TS | TS | 6123604 | 3000074702 | 2007-10-01 | 0 | NA | 0 | NA | NW
1352 | Baloda Bazar | Kosmandi | PHC | Doctor's Room | SPHYGMOMANOMETER (MERCURIAL) | 1 | Diamond | NA | NA | 3000074703 | NA | 0 | NA | 0 | NA | NW
1353 | Baloda Bazar | Kosmandi | PHC | Doctor's Room | REFRIGERATOR | 1 | Godrej | GDA19A1 | 120803111 | 3000074704 | NA | 0 | NA | 0 | NA | NW
1354 | Baloda Bazar | Kosmandi | PHC | Doctor's Room | NEEDLE DESTROYER | 1 | SaraTech | S1R | NA | 3000074705 | NA | 0 | NA | 0 | NA | NW
1355 | Baloda Bazar | Kosmandi | PHC | Doctor's Room | ELECTRIC STERILIZER | 1 | REXCO | NA | NA | 3000074707 | NA | 0 | NA | 0 | NA | NW
1356 | Baloda Bazar | Gidhpuri | PHC | Pathology Lab. | MICROSCOPE (BINOCULAR) | 1 | LABOMED | NA | NA | 3000074638 | 2014-12-01 | 1 | 2015-12-01 | 0 | NA | W
1357 | Baloda Bazar | Gidhpuri | PHC | Pathology Lab. | NEEDLE DESTROYER | 1 | Microsil | NA | NA | 3000074639 | NA | 0 | NA | 0 | NA | W
1358 | Baloda Bazar | Gidhpuri | PHC | Pathology Lab. | CENTRIFUGE MACHINE (4 Tubes) | 1 | COSLAB | NA | NA | 3000074640 | 2014-12-01 | 1 | 2015-12-01 | 0 | NA | W
1359 | Baloda Bazar | Gidhpuri | PHC | Pathology Lab. | GLUCOMETER | 1 | ONE TOUCH | NA | SAFJTK 04 | 3000074641 | 2013-08-01 | 0 | NA | 0 | NA | W
1360 | Baloda Bazar | Gidhpuri | PHC | Pathology Lab. | REFRIGERATOR | 1 | Godrej | GDA19A1 | 1208031113 | 3000074643 | 2014-01-01 | 0 | NA | 0 | NA | W
1361 | Baloda Bazar | Gidhpuri | PHC | Doctor's Room | ELECTRIC STERILIZER | 1 | REXCO | NA | NA | 3000074644 | NA | 0 | NA | 0 | NA | W
1362 | Baloda Bazar | Gidhpuri | PHC | Doctor's Room | NEEDLE DESTROYER | 1 | Microsil | NA | NA | 3000074645 | NA | 0 | NA | 0 | NA | W
1363 | Baloda Bazar | Gidhpuri | PHC | Doctor's Room | ELECTRIC STERILIZER | 1 | Local Make | NA | NA | 3000074646 | NA | 0 | NA | 0 | NA | W
1364 | Baloda Bazar | Gidhpuri | PHC | Doctor's Room | SPHYGMOMANOMETER (MERCURIAL) | 1 | SAI + LIFE | NA | NA | 3000074647 | NA | 0 | NA | 0 | NA | W
1365 | Baloda Bazar | Gidhpuri | PHC | Store Room | SUCTION APPARATUS | 1 | Shiva | NA | NA | 3000074648 | NA | 0 | NA | 0 | NA | NW
1366 | Baloda Bazar | Gidhpuri | PHC | Store Room | SPHYGMOMANOMETER (MERCURIAL) | 1 | MCP | NA | 11 K 1040 | 3000074649 | NA | 0 | NA | 0 | NA | W
1367 | Baloda Bazar | Gidhpuri | PHC | DELIVERY ROOM | INFANT RADIANT WARMER | 1 | Infancy Care | Open Care Warmer | NA | 3000074650 | 2014-11-01 | 1 | 2017-11-01 | 0 | NA | W
1368 | Baloda Bazar | Gidhpuri | PHC | DELIVERY ROOM | OXYGEN CONCENTRATOR | 1 | ASPEN | OC2 Plus | NA | 3000074651 | 2014-11-01 | 1 | 2015-11-01 | 0 | NA | W
1369 | Baloda Bazar | Gidhpuri | PHC | DELIVERY ROOM | SPHYGMOMANOMETER (DIGITAL) | 1 | OMRON | NA | 20130400726 VGI | 3000074652 | NA | 0 | NA | 0 | NA | W
1370 | Baloda Bazar | Gidhpuri | PHC | DELIVERY ROOM | FOETAL DOPPLER | 1 | SCURE | FD-401 | FD 2D 131012473 | 3000074653 | NA | 0 | NA | 0 | NA | W
1371 | Baloda Bazar | Gidhpuri | PHC | DELIVERY ROOM | NEEDLE DESTROYER | 1 | SaraTech | S1R | NA | 3000074654 | NA | 0 | NA | 0 | NA | W
1372 | Baloda Bazar | Gidhpuri | PHC | Doctor's Room | NEBULIZER | 1 | Gene | Accuneb DX | NA | 3000074655 | NA | 0 | NA | 0 | NA | W
1373 | Baloda Bazar | Odan | PHC | Doctor's Room | SPHYGMOMANOMETER (MERCURIAL) | 1 | SAI + LIFE | NA | NA | 3000074656 | 2015-04-01 | 1 | 2016-04-01 | 0 | NA | NW
1374 | Baloda Bazar | Odan | PHC | Doctor's Room | NEEDLE DESTROYER | 1 | Microsil | NA | NA | 3000074657 | NA | 0 | NA | 0 | NA | W
1375 | Baloda Bazar | Odan | PHC | DELIVERY ROOM | SUCTION APPARATUS | 1 | NA | NA | NA | 3000074658 | 2015-02-01 | 1 | 2016-02-01 | 0 | NA | W
1376 | Baloda Bazar | Odan | PHC | DELIVERY ROOM | NEEDLE DESTROYER | 1 | SaraTech | S1R | NA | 3000074659 | NA | 0 | NA | 0 | NA | W
1377 | Baloda Bazar | Odan | PHC | DELIVERY ROOM | NEBULIZER | 1 | BIO Plus | NA | NA | 3000074660 | 2014-05-01 | 0 | NA | 0 | NA | W
1378 | Baloda Bazar | Odan | PHC | DELIVERY ROOM | ELECTRIC STERILIZER | 1 | REXCO | NA | NA | 3000074661 | 2015-04-01 | 1 | 2016-04-01 | 0 | NA | W
1379 | Baloda Bazar | Odan | PHC | DELIVERY ROOM | SPHYGMOMANOMETER (MERCURIAL) | 1 | DIAMOND | NA | NA | 3000074662 | NA | 0 | NA | 0 | NA | W
1380 | Baloda Bazar | Odan | PHC | Pathology Lab. | MICROSCOPE (BINOCULAR) | 1 | LABOMED | NA | NA | 3000074663 | 2014-10-01 | 1 | 2015-10-01 | 0 | NA | W
1381 | Baloda Bazar | Odan | PHC | Pathology Lab. | NEEDLE DESTROYER | 1 | HL | S1R | NA | 3000074664 | NA | 0 | NA | 0 | NA | W
1382 | Baloda Bazar | Odan | PHC | Pathology Lab. | CENTRIFUGE MACHINE (4 Tubes) | 1 | NA | NA | NA | 3000074665 | NA | 0 | NA | 0 | NA | W
1383 | Baloda Bazar | Odan | PHC | Pathology Lab. | GLUCOMETER | 1 | CONTOUR TS | TS | 6201575 | 3000074666 | NA | 0 | NA | 0 | NA | W
1384 | Baloda Bazar | Odan | PHC | Store Room | FOETAL DOPPLER | 1 | NA | 1 | NA | 3000074667 | NA | 1 | 2016-04-01 | 0 | NA | NI
1385 | Baloda Bazar | Odan | PHC | Store Room | AUTOCLAVE | 1 | NA | NA | NA | 3000074668 | NA | 1 | 2016-04-01 | 0 | NA | NI
1386 | Baloda Bazar | Sonakhan | PHC | Doctor's Room | SPHYGMOMANOMETER (MERCURIAL) | 1 | DIAMOND | DEL UX | CML 3806160 | 3000074226 | 2013-09-01 | 0 | NA | 0 | NA | W
1387 | Baloda Bazar | Sonakhan | PHC | Pathology Lab. | MICROSCOPE (MONOCULAR) | 1 | LABOMED | NA | 885843 | 3000074227 | 2013-04-01 | 0 | NA | 0 | NA | W
1388 | Baloda Bazar | Sonakhan | PHC | Pathology Lab. | NEEDLE DESTROYER | 1 | SaraTech | S1R | NA | 3000074228 | NA | 0 | NA | 0 | NA | W
1389 | Baloda Bazar | Sonakhan | PHC | Pathology Lab. | SPHYGMOMANOMETER (DIGITAL) | 1 | DIAMOND | OYSTER | 0 0 0 1 8 | 3000074229 | 2013-10-01 | 0 | NA | 0 | NA | W
1390 | Baloda Bazar | Sonakhan | PHC | DELIVERY ROOM | FOETAL DOPPLER | 1 | BPM | DIGIDOP 2 | NA | 3000074230 | 2013-10-01 | 0 | NA | 0 | NA | W
1391 | Baloda Bazar | Sonakhan | PHC | DELIVERY ROOM | INFANT RADIANT WARMER | 1 | ZEAL | NA | NA | 3000074231 | 2013-10-01 | 0 | NA | 0 | NA | W
1392 | Baloda Bazar | Sonakhan | PHC | DELIVERY ROOM | SUCTION APPARATUS | 1 | ANAND Enterprizes | 7B | 0 0 0 4 5 | 3000074232 | 2013-10-01 | 0 | NA | 0 | NA | W
1393 | Baloda Bazar | Sonakhan | PHC | Store Room | OXYGEN CONCENTRATOR | 1 | AKAS | 5DPN | AD05130108 | 3000074233 | NA | 0 | NA | 0 | NA | NI
1394 | Baloda Bazar | Sonakhan | PHC | Store Room | REFRIGERATOR | 1 | AKAI | SSGRAY | SITIWD | 3000074234 | NA | 0 | NA | 0 | NA | NW
1395 | Baloda Bazar | Sonakhan | PHC | Store Room | SUCTION APPARATUS | 1 | SHIVA | NA | NA | 3000074235 | NA | 1 | 2016-04-01 | 0 | NA | NI
1396 | Baloda Bazar | Sonakhan | PHC | Store Room | SUCTION APPARATUS | 1 | Shiva | NA | NA | 3000074236 | NA | 1 | 2016-04-01 | 0 | NA | NI
1397 | Baloda Bazar | Jarve | PHC | OPD | SPHYGMOMANOMETER (MERCURIAL) | 1 | Diamond | NA | NA | 3000074711 | NA | 0 | NA | 0 | NA | W
1398 | Baloda Bazar | Jarve | PHC | OPD | REFRIGERATOR | 1 | Haier | NA | HRD-211HP5 | 3000074712 | NA | 0 | NA | 0 | NA | W
1399 | Baloda Bazar | Jarve | PHC | OPD | ELECTRIC STERILIZER | 1 | Rexco | NA | NA | 3000074713 | NA | 0 | NA | 0 | NA | W
1400 | Baloda Bazar | Jarve | PHC | Pathology Lab. | CENTRIFUGE MACHINE | 1 | Local Make | NA | NA | 3000074714 | NA | 0 | NA | 0 | NA | W
1401 | Baloda Bazar | Jarve | PHC | Pathology Lab. | MICROSCOPE (BINOCULAR) | 1 | Labomed | NA | NA | 3000074715 | NA | 1 | 2015-12-01 | 0 | NA | W
1402 | Baloda Bazar | Jarve | PHC | Pathology Lab. | GLUCOMETER | 1 | RMD | GC | RMDBO14433 | 3000074716 | NA | 1 | 2015-10-01 | 0 | NA | W
1403 | Baloda Bazar | Jarve | PHC | Pathology Lab. | NEBULIZER | 1 | BIO Plus | 230V | NA | 3000074717 | NA | 0 | NA | 0 | NA | W
1404 | Baloda Bazar | Jarve | PHC | Pathology Lab. | NEEDLE DESTROYER | 1 | HL | NA | NA | 3000074718 | NA | 0 | NA | 0 | NA | W
1405 | Baloda Bazar | Dhansir | PHC | OPD | SPHYGMOMANOMETER (MERCURIAL) | 1 | SAI + LIFE | NA | NA | 3000074374 | 2015-01-01 | 1 | 2016-01-01 | 0 | NA | W
1406 | Baloda Bazar | Dhansir | PHC | OPD | SPHYGMOMANOMETER (MERCURIAL) | 1 | NIKKEI | Ultra | 12126243 | 3000074364 | 2014-02-01 | 0 | NA | 0 | NA | W
1407 | Baloda Bazar | Dhansir | PHC | OPD | NEBULIZER | 1 | NULIFE GLOBAL | NUNED | NGM32797 | 3000074365 | 2013-06-01 | 0 | NA | 0 | NA | W
1408 | Baloda Bazar | Dhansir | PHC | OPD | REFRIGERATOR | 1 | LG | 185 | 372R0068 | 3000074366 | 2014-01-01 | 0 | NA | 0 | NA | W
1409 | Baloda Bazar | Dhansir | PHC | DELIVERY ROOM | SUCTION APPARATUS | 1 | Shiva | NA | NA | 3000074367 | 2015-03-01 | 1 | 2016-03-01 | 0 | NA | W
1410 | Baloda Bazar | Dhansir | PHC | DELIVERY ROOM | FOETAL DOPPLER | 1 | MAX CARE | NA | NA | 3000074368 | 2015-06-01 | 1 | 2016-06-01 | 0 | NA | W
1411 | Baloda Bazar | Dhansir | PHC | DELIVERY ROOM | GLUCOMETER | 1 | SD BIOSEN | OlGM11 | M03F10AA6676 | 3000074369 | 2015-01-01 | 1 | 2018-01-01 | 0 | NA | W
1412 | Baloda Bazar | Dhansir | PHC | DELIVERY ROOM | INFANT RADIANT WARMER | 1 | Infancy Care | Open Care Warmer | NA | No Bar Code | 2015-03-01 | 1 | 2018-03-01 | 0 | NA | W
1413 | Baloda Bazar | Dhansir | PHC | DELIVERY ROOM | ELECTRIC STERILIZER | 1 | NA | NA | NA | 3000074370 | 2013-06-01 | 0 | NA | 0 | NA | W
1414 | Baloda Bazar | Dhansir | PHC | DELIVERY ROOM | NEEDLE DESTROYER | 1 | SaraTech | S1R | NA | 3000074371 | 2015-04-01 | 1 | 2016-04-01 | 0 | NA | W
1415 | Baloda Bazar | Dhansir | PHC | DELIVERY ROOM | NEEDLE DESTROYER | 1 | SaraTech | S1R | NA | 3000074372 | 2015-04-01 | 1 | 2016-04-01 | 0 | NA | W
1416 | Baloda Bazar | Dhansir | PHC | DELIVERY ROOM | SUCTION APPARATUS | 1 | SHIVA | NA | NA | 3000074373 | NA | 1 | 2016-03-01 | 0 | NA | NI
1417 | Baloda Bazar | Barpali | PHC | Injection Room | NEEDLE DESTROYER | 1 | Microsil | DUSTTRAY | NA | 3000074719 | NA | 0 | NA | 0 | NA | W
1418 | Baloda Bazar | Barpali | PHC | Injection Room | ELECTRIC STERILIZER | 1 | Local Make | NA | NA | 3000074720 | NA | 0 | NA | 0 | NA | W
1419 | Baloda Bazar | Barpali | PHC | Injection Room | NEEDLE DESTROYER | 1 | Microsil | DUSTTRAY | NA | 3000074721 | NA | 0 | NA | 0 | NA | W
1420 | Baloda Bazar | Barpali | PHC | Injection Room | REFRIGERATOR | 1 | KELIVINATOR | AGP183 | 29203413 | 3000074722 | 2009-09-01 | 0 | NA | 0 | NA | W
1421 | Baloda Bazar | Barpali | PHC | Pathology Lab. | CENTRIFUGE MACHINE | 1 | REMI | 220230V | BHLC-6260 | 3000074723 | 2015-03-01 | 1 | 2016-03-01 | 0 | NA | W
1422 | Baloda Bazar | Barpali | PHC | Pathology Lab. | GLUCOMETER | 1 | INFOPAI | AUTOCODZNGTM | 8809115900395 | 3000074724 | 2015-03-01 | 1 | 2016-03-01 | 0 | NA | W
1423 | Baloda Bazar | Barpali | PHC | Pathology Lab. | MICROSCOPE (BINOCULAR) | 1 | COSLAB | HL-9A | 4090 | 3000074725 | 2015-03-01 | 1 | 2016-03-01 | 0 | NA | W
1424 | Baloda Bazar | Barpali | PHC | DELIVERY ROOM | SUCTION APPARATUS | 1 | Shiva | NA | NA | 3000074726 | NA | 1 | 2016-06-01 | 0 | NA | NI
1425 | Baloda Bazar | Barpali | PHC | DELIVERY ROOM | SPHYGMOMANOMETER (MERCURIAL) | 1 | SAI + LIFE | NA | NA | 3000074727 | NA | 0 | NA | 0 | NA | NW
1426 | Baloda Bazar | Barpali | PHC | DELIVERY ROOM | SPHYGMOMANOMETER (DIGITAL) | 1 | PANASONIC | EW3106 | NA | 3000074728 | NA | 0 | NA | 0 | NA | NW
1427 | Baloda Bazar | Arjoni | PHC | DELIVERY ROOM | INFANT RADIANT WARMER | 1 | Infancy Care | Open Care Warmer | NA | 3000074760 | 2014-04-01 | 1 | 2017-07-01 | 0 | NA | W
1428 | Baloda Bazar | Arjoni | PHC | DELIVERY ROOM | OXYGEN CONCENTRATOR | 1 | ASPEN | CLI+ | M5817114 | 3000074759 | 2014-11-01 | 1 | 2015-11-01 | 0 | NA | W
1429 | Baloda Bazar | Arjoni | PHC | DELIVERY ROOM | SUCTION APPARATUS | 1 | SHIVA | NA | NA | 3000074758 | NA | 0 | NA | 0 | NA | W
1430 | Baloda Bazar | Arjoni | PHC | DELIVERY ROOM | ELECTRIC STERILIZER | 1 | Rexco | NA | NA | 3000074757 | NA | 0 | NA | 0 | NA | W
1431 | Baloda Bazar | Arjoni | PHC | DELIVERY ROOM | SHADOWLESS OT LIGHT | 1 | NA | NA | NA | 3000074756 | NA | 0 | NA | 0 | NA | NW
1432 | Baloda Bazar | Arjoni | PHC | DELIVERY ROOM | REFRIGERATOR | 1 | LG | LGL-1852012 | 203NRCQ127715 | 3000074755 | NA | 0 | NA | 0 | NA | W
1433 | Baloda Bazar | Arjoni | PHC | DELIVERY ROOM | FOETAL DOPPLER | 1 | GEMI | GFM-101 | 2012LC003 | 3000074754 | NA | 0 | NA | 0 | NA | W
1434 | Baloda Bazar | Arjoni | PHC | OPD | GLUCOMETER | 1 | GLUCOOME | BG03Auto | NA | 3000074753 | NA | 0 | NA | 0 | NA | W
1435 | Baloda Bazar | Arjoni | PHC | OPD | NEBULIZER | 1 | Morpen | CN06 | 14100652 | 3000074752 | NA | 1 | 2016-05-01 | 0 | NA | NI
1436 | Baloda Bazar | Arjoni | PHC | OPD | SPHYGMOMANOMETER (DIGITAL) | 1 | OMRON | HEM-7120 | 4875479495328 | 3000074751 | NA | 0 | NA | 0 | NA | NW
1437 | Baloda Bazar | Arjoni | PHC | OPD | SPHYGMOMANOMETER (DIGITAL) | 1 | OMRON | HEM-7111 | 20111114933VG | 3000074750 | NA | 0 | NA | 0 | NA | W
1438 | Baloda Bazar | Arjoni | PHC | OPD | SPHYGMOMANOMETER (MERCURIAL) | 1 | EXTRA CORG (EC) | NA | NA | 3000074747 | NA | 0 | NA | 0 | NA | NW
1439 | Baloda Bazar | Mopur | PHC | Pathology Lab. | MICROSCOPE (BINOCULAR) | 1 | OLYMPUS | NA | NA | 3000074628 | NA | 0 | NA | 0 | NA | W
1440 | Baloda Bazar | Mopur | PHC | Pathology Lab. | REFRIGERATOR | 1 | GODREJ | GAD19A2 | 1403036841 | 3000074629 | NA | 0 | NA | 0 | NA | W
1441 | Baloda Bazar | Mopur | PHC | OPD | SPHYGMOMANOMETER (DIGITAL) | 1 | OMRON | 7203 | 20130401949VG | 3000074630 | NA | 0 | NA | 0 | NA | W
1442 | Baloda Bazar | Mopur | PHC | Injection Room | NEBULIZER | 1 | SWANMIST | SW-1125 | NA | 3000074631 | NA | 0 | NA | 0 | NA | W
1443 | Baloda Bazar | Mopur | PHC | DELIVERY ROOM | ELECTRIC STERILIZER | 1 | Atlas | NA | NA | 3000074632 | NA | 0 | NA | 0 | NA | W
1444 | Baloda Bazar | Mopur | PHC | DELIVERY ROOM | INFANT RADIANT WARMER | 1 | Infancy Care | Open Care Warmer | NA | 3000074633 | 2014-04-01 | 1 | 2017-04-01 | 0 | NA | W
1445 | Baloda Bazar | Mopur | PHC | DELIVERY ROOM | SUCTION APPARATUS | 1 | Shiva | NA | NA | 3000074634 | NA | 0 | NA | 0 | NA | W
1446 | Baloda Bazar | Mopur | PHC | DELIVERY ROOM | OXYGEN CONCENTRATOR | 1 | SPAN | NA | MZJ5D20283 | 3000074635 | NA | 0 | NA | 0 | NA | W
1447 | Baloda Bazar | Mopur | PHC | DELIVERY ROOM | FOETAL DOPPLER | 1 | RIRANSA | NA | BSM-BF-X53001415 | 3000074636 | NA | 0 | NA | 0 | NA | W
1448 | Baloda Bazar | Mopur | PHC | DELIVERY ROOM | SPHYGMOMANOMETER (MERCURIAL) | 1 | Diamond | NA | NA | 3000074637 | NA | 0 | NA | 0 | NA | NW
1449 | Baloda Bazar | Gopalpur | PHC | DELIVERY ROOM | SPHYGMOMANOMETER (MERCURIAL) | 1 | SAI + LIFE | NA | NA | 3000074402 | NA | 0 | NA | 0 | NA | W
1450 | Baloda Bazar | Gopalpur | PHC | DELIVERY ROOM | ELECTRIC STERILIZER | 1 | Rexco | NA | NA | 3000074403 | NA | 0 | NA | 0 | NA | W
1451 | Baloda Bazar | Gopalpur | PHC | DELIVERY ROOM | INFANT RADIANT WARMER | 1 | Infancy Care | Open Care Warmer | NA | 3000074404 | 2014-04-01 | 0 | NA | 0 | NA | W
1452 | Baloda Bazar | Gopalpur | PHC | DELIVERY ROOM | SUCTION APPARATUS | 1 | Shiva | NA | NA | 3000074405 | NA | 0 | 2016-03-01 | 0 | NA | W
1453 | Baloda Bazar | Gopalpur | PHC | DELIVERY ROOM | REFRIGERATOR | 1 | Haier | BRCDA2 | BS0922E9LOOPIE3A0174 | 3000074406 | 2014-03-01 | 0 | NA | 0 | NA | W
1454 | Baloda Bazar | Gopalpur | PHC | DELIVERY ROOM | SUCTION APPARATUS | 1 | BIO Plus | NA | NA | 3000074407 | 2014-04-01 | 0 | NA | 0 | NA | W
1455 | Baloda Bazar | Gopalpur | PHC | OPD | SPHYGMOMANOMETER (MERCURIAL) | 1 | GIBSON | NA | NA | 3000074408 | NA | 0 | NA | 0 | NA | W
1456 | Baloda Bazar | Gopalpur | PHC | OPD | FOETAL DOPPLER | 1 | Euro Care | NA | NA | 3000074409 | 2015-01-01 | 1 | 2016-01-01 | 0 | NA | W
1457 | Baloda Bazar | Gopalpur | PHC | Injection Room | ELECTRIC STERILIZER | 1 | Rexco | NA | NA | 3000074410 | 2015-04-01 | 1 | 2016-04-01 | 0 | NA | W
1458 | Baloda Bazar | Gopalpur | PHC | Injection Room | NEEDLE DESTROYER | 1 | Microsil | NA | NA | 3000074411 | NA | 0 | NA | 0 | NA | W
1459 | Baloda Bazar | Gopalpur | PHC | Store Room | SUCTION APPARATUS | 1 | NA | NA | NA | 3000074412 | 2015-01-01 | 1 | 2016-01-01 | 0 | NA | W
1460 | Baloda Bazar | Gopalpur | PHC | Store Room | NEBULIZER | 1 | Raxneb | RN07 | RB09142773 | 3000074413 | 2015-01-01 | 1 | 2016-01-01 | 0 | NA | W
1461 | Baloda Bazar | Gopalpur | PHC | Store Room | CENTRIFUGE MACHINE | 1 | NA | NA | NA | 3000074414 | NA | 0 | NA | 0 | NA | NW
1462 | Baloda Bazar | Gopalpur | PHC | Store Room | PULSE OXIMETER | 1 | NA | 80A | 801140939839 | 3000074415 | 2015-03-01 | 1 | 2016-03-01 | 0 | NA | W
1463 | Baloda Bazar | Gopalpur | PHC | Store Room | GLUCOMETER | 1 | NA | NA | M03F10AA4446 | 3000074417 | 2015-01-01 | 1 | 2016-01-01 | 0 | NA | W
1464 | Baloda Bazar | Risda | PHC | OPD | SPHYGMOMANOMETER (MERCURIAL) | 1 | Diamond | NA | NA | 3000074769 | NA | 0 | NA | 0 | NA | W
1465 | Baloda Bazar | Risda | PHC | DELIVERY ROOM | INFANT RADIANT WARMER | 1 | Infancy Care | Open Care Warmer | NA | 3000074770 | 2014-04-01 | 1 | 2017-04-01 | 0 | NA | W
1466 | Baloda Bazar | Risda | PHC | DELIVERY ROOM | OXYGEN CONCENTRATOR | 1 | LS | NA | MZJ5525475 | 3000074771 | 2014-04-01 | 0 | NA | 0 | NA | W
1467 | Baloda Bazar | Risda | PHC | DELIVERY ROOM | FOETAL DOPPLER | 1 | Scure | FD-401 | FD201131012563 | 3000074772 | 2011-08-01 | 0 | NA | 0 | NA | W
1468 | Baloda Bazar | Risda | PHC | DELIVERY ROOM | SHADOWLESS OT LIGHT | 1 | NA | NA | NA | 3000074773 | 2011-08-01 | 0 | NA | 0 | NA | W
1469 | Baloda Bazar | Risda | PHC | DELIVERY ROOM | FOETAL DOPPLER | 1 | Euro Care | NA | NA | 3000074774 | 2014-04-01 | 0 | NA | 0 | NA | W
1470 | Baloda Bazar | Risda | PHC | Pathology Lab. | REFRIGERATOR | 1 | Whirlpool | DC1935 | NA | 3000074775 | 2010-04-01 | 0 | NA | 0 | NA | W
1471 | Baloda Bazar | Risda | PHC | Pathology Lab. | CENTRIFUGE MACHINE | 1 | NA | NA | NA | 3000074776 | NA | 0 | NA | 0 | NA | W
1472 | Baloda Bazar | Risda | PHC | Pathology Lab. | MICROSCOPE (MONOCULAR) | 1 | Medico | NA | NA | 3000074777 | NA | 0 | NA | 0 | NA | W
1473 | Baloda Bazar | Risda | PHC | Pathology Lab. | GLUCOMETER | 1 | Arkray | NA | 1940-6300603 | 3000074778 | NA | 0 | NA | 0 | NA | W
1474 | Baloda Bazar | Risda | PHC | Store Room | SPHYGMOMANOMETER (MERCURIAL) | 1 | Hart+Care | NA | NA | 3000074779 | NA | 0 | NA | 0 | NA | NW
1475 | Baloda Bazar | Risda | PHC | Store Room | SPHYGMOMANOMETER (MERCURIAL) | 1 | Easycare | NA | NA | 3000074780 | NA | 0 | NA | 0 | NA | NW
1476 | Baloda Bazar | Risda | PHC | Store Room | SUCTION APPARATUS | 1 | Shiva | NA | NA | 3000074781 | NA | 1 | 2016-05-01 | 0 | NA | NI
1477 | Baloda Bazar | Risda | PHC | Store Room | NEEDLE DESTROYER | 1 | NA | NA | NA | 3000074782 | NA | 0 | NA | 0 | NA | NW
1478 | Baloda Bazar | Risda | PHC | Store Room | ELECTRIC STERILIZER | 1 | NA | NA | NA | 3000074783 | 2015-05-01 | 1 | 2016-05-01 | 0 | NA | W
1479 | Baloda Bazar | Lahod | PHC | DELIVERY ROOM | INFANT RADIANT WARMER | 1 | Infancy Care | Open Care Warmer | NA | 3000074761 | 2014-05-01 | 0 | NA | 0 | NA | W
1480 | Baloda Bazar | Lahod | PHC | DELIVERY ROOM | ELECTRIC STERILIZER | 1 | NA | NA | NA | 3000074762 | 2012-03-01 | 0 | NA | 0 | NA | W
1481 | Baloda Bazar | Lahod | PHC | DELIVERY ROOM | OXYGEN CONCENTRATOR | 1 | LS | NA | MZJ5525520 | 3000074763 | 2014-05-01 | 0 | NA | 0 | NA | W
1482 | Baloda Bazar | Lahod | PHC | DELIVERY ROOM | SPHYGMOMANOMETER (DIGITAL) | 1 | OMRON | HEM-7111 | 20111210939VG | 3000074764 | 2014-04-01 | 0 | NA | 0 | NA | W
1483 | Baloda Bazar | Lahod | PHC | DELIVERY ROOM | FOETAL DOPPLER | 1 | Scure | FD-401 | FD2D140101423 | 3000074765 | 2014-05-01 | 0 | NA | 0 | NA | W
1484 | Baloda Bazar | Lahod | PHC | DELIVERY ROOM | SUCTION APPARATUS | 1 | Shiva | NA | NA | 3000074766 | 2011-04-01 | 0 | NA | 0 | NA | NW
1485 | Baloda Bazar | Lahod | PHC | DELIVERY ROOM | ELECTRIC STERILIZER | 1 | Atlas | NA | NA | 3000074767 | 2012-03-01 | 0 | NA | 0 | NA | W
1486 | Baloda Bazar | Lahod | PHC | DELIVERY ROOM | SPHYGMOMANOMETER (MERCURIAL) | 1 | LIFE LINE | NA | 23460 | 3000074768 | 2013-07-01 | 0 | NA | 0 | NA | NW
1487 | Baloda Bazar | Nipania | PHC | Pathology Lab. | MICROSCOPE (BINOCULAR) | 1 | OLYMPUS | NA | 518649 | 3000074500 | 2005-06-29 | 0 | NA | 0 | NA | W
1488 | Baloda Bazar | Nipania | PHC | Pathology Lab. | GLUCOMETER | 1 | ACCUCHEK | 6088 | 533083-69313 | 3000074501 | 2005-07-02 | 0 | NA | 0 | NA | W
1489 | Baloda Bazar | Nipania | PHC | Pathology Lab. | NEEDLE DESTROYER | 1 | SaraTech | S1R | NA | 3000074502 | 2015-01-01 | 1 | 2016-01-01 | 0 | NA | W
1490 | Baloda Bazar | Nipania | PHC | Pathology Lab. | CENTRIFUGE MACHINE | 1 | Local Make | NA | NA | 3000074503 | 2005-07-06 | 0 | NA | 0 | NA | W
1491 | Baloda Bazar | Nipania | PHC | Opthalmology Dept. | Slite Microscope | 1 | NA | NA | NA | 3000074504 | 2010-05-01 | 0 | NA | 0 | NA | W
1492 | Baloda Bazar | Nipania | PHC | Opthalmology Dept. | SPHYGMOMANOMETER (MERCURIAL) | 1 | Diamond | NA | 196043 | 3000074505 | 2013-10-01 | 0 | NA | 0 | NA | W
1493 | Baloda Bazar | Nipania | PHC | DELIVERY ROOM | INFANT RADIANT WARMER | 1 | Infancy Care | Open Care Warmer | NA | 3000074506 | 2014-03-01 | 0 | NA | 0 | NA | W
1494 | Baloda Bazar | Nipania | PHC | DELIVERY ROOM | OXYGEN CONCENTRATOR | 1 | ASPEN | 2078 | MZJIP20278 | 3000074507 | 2014-03-01 | 0 | NA | 0 | NA | W
1495 | Baloda Bazar | Nipania | PHC | DELIVERY ROOM | SUCTION APPARATUS | 1 | Shiva | NA | NA | 3000074508 | 2005-07-02 | 0 | NA | 0 | NA | W
1496 | Baloda Bazar | Nipania | PHC | DELIVERY ROOM | SPHYGMOMANOMETER (MERCURIAL) | 1 | Gold | NA | 9810202 | 3000074509 | 2010-08-01 | 0 | NA | 0 | NA | W
1497 | Baloda Bazar | Nipania | PHC | Injection Room | NEEDLE DESTROYER | 1 | Microsil | ND-350 | 3419 | 3000074510 | NA | 0 | NA | 0 | NA | W
1498 | Baloda Bazar | Nipania | PHC | Injection Room | REFRIGERATOR | 1 | Samsung | Bio Fresh | NA | 3000074511 | 2005-06-27 | 0 | NA | 0 | NA | W
1499 | Baloda Bazar | Nipania | PHC | Injection Room | FOETAL DOPPLER | 1 | RIRANSA | FD20 | NA | 3000074512 | 2013-02-01 | 0 | NA | 0 | NA | W
1500 | Baloda Bazar | Hathbandh | PHC | OPD | SPHYGMOMANOMETER (MERCURIAL) | 1 | Meciliresi | NA | NA | 3000074596 | 2007-06-01 | 0 | NA | 0 | NA | W
1501 | Baloda Bazar | Hathbandh | PHC | OPD | SPHYGMOMANOMETER (DIGITAL) | 1 | OMRON | HEM-7120 | 20140901244VO | 3000074597 | 2015-02-01 | 1 | 2016-02-01 | 0 | NA | W
1502 | Baloda Bazar | Hathbandh | PHC | Injection Room | NEEDLE DESTROYER | 1 | SaraTech | S1R | NA | 3000074598 | 2003-05-01 | 0 | NA | 0 | NA | W
1503 | Baloda Bazar | Hathbandh | PHC | Injection Room | SUCTION APPARATUS | 1 | NA | NA | NA | 3000074599 | 2015-06-01 | 1 | 2016-06-01 | 0 | NA | W
1504 | Baloda Bazar | Hathbandh | PHC | Pathology Lab. | CENTRIFUGE MACHINE | 1 | NA | NA | NA | 3000074600 | 2015-02-01 | 1 | 2016-02-01 | 0 | NA | W
1505 | Baloda Bazar | Hathbandh | PHC | Pathology Lab. | GLUCOMETER | 1 | NA | GC | GC19296644 | 3000074601 | 2005-05-01 | 0 | NA | 0 | NA | W
1506 | Baloda Bazar | Hathbandh | PHC | IPD | SUCTION APPARATUS | 1 | Shiva | NA | NA | 3000074602 | 2015-02-01 | 1 | 2016-03-01 | 0 | NA | W
1507 | Baloda Bazar | Hathbandh | PHC | DELIVERY ROOM | NEEDLE DESTROYER | 1 | SaraTech | S1R | NA | 3000074603 | NA | 0 | NA | 0 | NA | W
1508 | Baloda Bazar | Hathbandh | PHC | DELIVERY ROOM | SHADOWLESS OT LIGHT | 1 | NA | NA | NA | 3000074604 | 2009-10-01 | 0 | NA | 0 | NA | W
1509 | Baloda Bazar | Hathbandh | PHC | DELIVERY ROOM | ADULT WEIGHING MACHINE | 1 | Essae | BS 250 | 25014131813 | 3000074605 | 2006-01-01 | 0 | NA | 0 | NA | W
1510 | Baloda Bazar | Hathbandh | PHC | DELIVERY ROOM | SUCTION APPARATUS | 1 | Shiva | NA | NA | 3000074606 | 2015-06-01 | 1 | 2016-06-01 | 0 | NA | W
1511 | Baloda Bazar | Hathbandh | PHC | Nursing Duty Room | FOETAL DOPPLER | 1 | Comin | FD200B | FD2D140913278 | 3000074607 | 2015-02-01 | 1 | 2016-02-01 | 0 | NA | W
1512 | Baloda Bazar | Hathbandh | PHC | Nursing Duty Room | NEBULIZER | 1 | Nulife | NA | NGM382603 | 3000074608 | 2015-02-01 | 1 | 2016-02-01 | 0 | NA | W
1513 | Baloda Bazar | Hathbandh | PHC | Nursing Duty Room | REFRIGERATOR | 1 | GODREJ | NA | 1402036300 | 3000074609 | 2014-04-01 | 0 | NA | 0 | NA | W
1514 | Baloda Bazar | Hathbandh | PHC | Room 16 | AUTOCLAVE | 1 | NA | NA | NA | 3000074610 | NA | 0 | NA | 0 | NA | W
1515 | Baloda Bazar | Hathbandh | PHC | Room 16 | ELECTRIC STERILIZER | 1 | Atlas | NA | 09E9236 | 3000074611 | NA | 0 | NA | 0 | NA | W
1516 | Baloda Bazar | Hathbandh | PHC | OPD | PULSE OXIMETER | 1 | NA | NA | 09AJ121568 | 3000074612 | 2015-02-01 | 0 | 2016-02-01 | 0 | NA | W
1517 | Bastar | Mangnar | PHC | Pathology Lab. | MICROSCOPE (BINOCULAR) | 1 | Labomed | NA | NA | 3000077843 | NA | 0 | NA | 0 | NA | W
1518 | Bastar | Mangnar | PHC | Pathology Lab. | CENTRIFUGE MACHINE | 1 | NA | NA | NA | 3000077844 | NA | 0 | NA | 0 | NA | NW
1519 | Bastar | Mangnar | PHC | Pathology Lab. | NEEDLE DESTROYER | 1 | Saratech | 100VA/60VA | NA | 3000077845 | NA | 0 | NA | 0 | NA | NW
1520 | Bastar | Mangnar | PHC | Pathology Lab. | NEEDLE DESTROYER | 1 | Saratech | 100VA/60VA | NA | 3000077846 | NA | 0 | NA | 0 | NA | NW
1521 | Bastar | Mangnar | PHC | Doctor's Room | SPHYGMOMANOMETER (MERCURIAL) | 1 | Diamond | Deluxe | NA | 3000077847 | NA | 0 | NA | 0 | NA | NW
1522 | Bastar | Mangnar | PHC | Doctor's Room | SPHYGMOMANOMETER (MERCURIAL) | 1 | Diamond | Deluxe | NA | 3000077848 | NA | 0 | NA | 0 | NA | W
1523 | Bastar | Mangnar | PHC | Doctor's Room | SUCTION APPARATUS | 1 | NA | NA | NA | 3000077849 | NA | 0 | NA | 0 | NA | NW
1524 | Bastar | Mangnar | PHC | Doctor's Room | ADULT WEIGHING MACHINE | 1 | Crown | NA | NA | 3000077850 | NA | 0 | NA | 0 | NA | W
1525 | Bastar | Mangnar | PHC | Doctor's Room | ADULT WEIGHING MACHINE | 1 | Crown | NA | NA | 3000077851 | NA | 0 | NA | 0 | NA | NW
1526 | Bastar | Mangnar | PHC | DELIVERY ROOM | BABY WEIGHING SCALE | 1 | Crown | NA | NA | 3000077852 | NA | 0 | NA | 0 | NA | W
1527 | Bastar | Mangnar | PHC | DELIVERY ROOM | ELECTRIC STERILIZER | 1 | NA | NA | NA | 3000077853 | NA | 0 | NA | 0 | NA | NW
1528 | Bastar | Mangnar | PHC | DELIVERY ROOM | FOETAL DOPPLER | 1 | NA | NA | NA | 3000077854 | NA | 0 | NA | 0 | NA | W
1529 | Bastar | Mangnar | PHC | DELIVERY ROOM | NEBULIZER | 1 | NA | NA | NA | 3000077855 | NA | 0 | NA | 0 | NA | W
1530 | Bastar | Mangnar | PHC | DELIVERY ROOM | INFANT RADIANT WARMER | 1 | NA | NA | NA | 3000077856 | NA | 0 | NA | 0 | NA | W
1531 | Bastar | Karpawand | PHC | OPD | MICROSCOPE (BINOCULAR) | 1 | Olympus | NA | NA | 3000077816 | NA | 0 | NA | 0 | NA | W
1532 | Bastar | Karpawand | PHC | OPD | MICROSCOPE (BINOCULAR) | 1 | Olympus | NA | NA | 3000077817 | NA | 0 | NA | 0 | NA | W
1533 | Bastar | Karpawand | PHC | OPD | CENTRIFUGE MACHINE | 1 | NA | NA | NA | 3000077818 | NA | 0 | NA | 0 | NA | W
1534 | Bastar | Karpawand | PHC | OPD | NEEDLE DESTROYER | 1 | Saratech | 100VA/60VA | NA | 3000077819 | NA | 0 | NA | 0 | NA | NW
1535 | Bastar | Karpawand | PHC | OPD | SPHYGMOMANOMETER (MERCURIAL) | 1 | Diamond | Regular | NA | 3000077820 | NA | 0 | NA | 0 | NA | NW
1536 | Bastar | Karpawand | PHC | OPD | SPHYGMOMANOMETER (MERCURIAL) | 1 | Diamond | Regular | NA | 3000077821 | NA | 0 | NA | 0 | NA | NW
1537 | Bastar | Karpawand | PHC | OPD | SPHYGMOMANOMETER (MERCURIAL) | 1 | Diamond | Regular | NA | 3000077822 | NA | 0 | NA | 0 | NA | NW
1538 | Bastar | Karpawand | PHC | OPD | SPHYGMOMANOMETER (MERCURIAL) | 1 | Diamond | Regular | NA | 3000077823 | NA | 0 | NA | 0 | NA | NW
1539 | Bastar | Karpawand | PHC | Injection Room | SUCTION APPARATUS | 1 | NA | NA | NA | 3000077824 | NA | 0 | NA | 0 | NA | W
1540 | Bastar | Karpawand | PHC | Injection Room | ADULT WEIGHING MACHINE | 1 | Pudes Golden Line | NA | NA | 3000077825 | NA | 0 | NA | 0 | NA | W
1541 | Bastar | Karpawand | PHC | Injection Room | ADULT WEIGHING MACHINE | 1 | Kohinoor | NA | NA | 3000077826 | NA | 0 | NA | 0 | NA | W
1542 | Bastar | Karpawand | PHC | Injection Room | ADULT WEIGHING MACHINE | 1 | Kohinoor | NA | NA | 3000077827 | NA | 0 | NA | 0 | NA | NW
1543 | Bastar | Karpawand | PHC | Injection Room | ADULT WEIGHING MACHINE | 1 | Kohinoor | NA | NA | 3000077828 | NA | 0 | NA | 0 | NA | NW
1544 | Bastar | Karpawand | PHC | Injection Room | ADULT WEIGHING MACHINE | 1 | Kohinoor | NA | NA | 3000077829 | NA | 0 | NA | 0 | NA | NW
1545 | Bastar | Karpawand | PHC | Injection Room | ADULT WEIGHING MACHINE | 1 | Kohinoor | NA | NA | 3000077830 | NA | 0 | NA | 0 | NA | NW
1546 | Bastar | Karpawand | PHC | Doctor's Room | ADULT WEIGHING MACHINE | 1 | Crown | NA | NA | 3000077831 | NA | 0 | NA | 0 | NA | NW
1547 | Bastar | Karpawand | PHC | Doctor's Room | BABY WEIGHING SCALE | 1 | Crown | NA | NA | 3000077832 | NA | 0 | NA | 0 | NA | W
1548 | Bastar | Karpawand | PHC | Doctor's Room | BABY WEIGHING SCALE | 1 | Crown | NA | NA | 3000077833 | NA | 0 | NA | 0 | NA | W
1549 | Bastar | Karpawand | PHC | Doctor's Room | BABY WEIGHING SCALE | 1 | Crown | NA | NA | 3000077834 | NA | 0 | NA | 0 | NA | W
1550 | Bastar | Karpawand | PHC | Doctor's Room | ELECTRIC STERILIZER | 1 | NA | NA | NA | 3000077835 | NA | 0 | NA | 0 | NA | NW
1551 | Bastar | Karpawand | PHC | Doctor's Room | ELECTRIC STERILIZER | 1 | NA | NA | NA | 3000077836 | NA | 0 | NA | 0 | NA | W
1552 | Bastar | Karpawand | PHC | Doctor's Room | BABY WEIGHING SCALE | 1 | Crown | NA | NA | 3000077837 | NA | 0 | NA | 0 | NA | W
1553 | Bastar | Karpawand | PHC | Doctor's Room | AUTOCLAVE | 1 | NA | NA | NA | 3000077838 | NA | 0 | NA | 0 | NA | W
1554 | Bastar | Karpawand | PHC | Doctor's Room | SPHYGMOMANOMETER (MERCURIAL) | 1 | Diamond | Regular | NA | 3000077839 | NA | 0 | NA | 0 | NA | W
1555 | Bastar | Karpawand | PHC | Doctor's Room | SPHYGMOMANOMETER (MERCURIAL) | 1 | Diamond | Regular | NA | 3000077840 | NA | 0 | NA | 0 | NA | W
1556 | Bastar | Karpawand | PHC | Doctor's Room | FOETAL DOPPLER | 1 | NA | NA | NA | 3000077841 | NA | 0 | NA | 0 | NA | W
1557 | Bastar | Karpawand | PHC | Doctor's Room | NEBULIZER | 1 | Surgisoft | NA | NA | 3000077842 | NA | 0 | NA | 0 | NA | W
1558 | Bastar | Malgaon | PHC | OPD | SPHYGMOMANOMETER (MERCURIAL) | 1 | Diamond | NA | NA | 3000077735 | NA | 0 | NA | 0 | NA | W
1559 | Bastar | Malgaon | PHC | OPD | SPHYGMOMANOMETER (MERCURIAL) | 1 | Diamond | NA | NA | 3000077736 | NA | 0 | NA | 0 | NA | W
1560 | Bastar | Malgaon | PHC | OPD | SPHYGMOMANOMETER (MERCURIAL) | 1 | Diamond | NA | NA | 3000077737 | NA | 0 | NA | 0 | NA | NW
1561 | Bastar | Malgaon | PHC | OPD | SPHYGMOMANOMETER (MERCURIAL) | 1 | Diamond | NA | NA | 3000077738 | NA | 0 | NA | 0 | NA | NW
1562 | Bastar | Malgaon | PHC | OPD | SPHYGMOMANOMETER (MERCURIAL) | 1 | Diamond | NA | NA | 3000077739 | NA | 0 | NA | 0 | NA | NW
1563 | Bastar | Malgaon | PHC | OPD | AUTOCLAVE | 1 | Diamond | NA | NA | 3000077740 | NA | 0 | NA | 0 | NA | NW
1564 | Bastar | Malgaon | PHC | OPD | ELECTRIC STERILIZER | 1 | NA | NA | NA | 3000077741 | NA | 0 | NA | 0 | NA | NW
1565 | Bastar | Malgaon | PHC | OPD | ELECTRIC STERILIZER | 1 | NA | NA | NA | 3000077742 | NA | 0 | NA | 0 | NA | NW
1566 | Bastar | Malgaon | PHC | OPD | ELECTRIC STERILIZER | 1 | NA | NA | NA | 3000077743 | NA | 0 | NA | 0 | NA | NW
1567 | Bastar | Malgaon | PHC | OPD | ELECTRIC STERILIZER | 1 | NA | NA | NA | 3000077744 | NA | 0 | NA | 0 | NA | NW
1568 | Bastar | Malgaon | PHC | OPD | ELECTRIC STERILIZER | 1 | NA | NA | NA | 3000077745 | NA | 0 | NA | 0 | NA | NW
1569 | Bastar | Malgaon | PHC | OPD | ELECTRIC STERILIZER | 1 | NA | NA | NA | 3000077746 | NA | 0 | NA | 0 | NA | NW
1570 | Bastar | Malgaon | PHC | OPD | ELECTRIC STERILIZER | 1 | NA | NA | NA | 3000077747 | NA | 0 | NA | 0 | NA | NW
1571 | Bastar | Malgaon | PHC | OPD | ADULT WEIGHING MACHINE | 1 | NA | NA | NA | 3000077748 | NA | 0 | NA | 0 | NA | NW
1572 | Bastar | Malgaon | PHC | OPD | ADULT WEIGHING MACHINE | 1 | NA | NA | NA | 3000077749 | NA | 0 | NA | 0 | NA | NW
1573 | Bastar | Malgaon | PHC | OPD | ADULT WEIGHING MACHINE | 1 | NA | NA | NA | 3000077750 | NA | 0 | NA | 0 | NA | NW
1574 | Bastar | Malgaon | PHC | OPD | BABY WEIGHING SCALE | 1 | Crown | NA | NA | 3000077751 | NA | 0 | NA | 0 | NA | NW
1575 | Bastar | Malgaon | PHC | OPD | BABY WEIGHING SCALE | 1 | Crown | NA | NA | 3000077752 | NA | 0 | NA | 0 | NA | NW
1576 | Bastar | Malgaon | PHC | OPD | BABY WEIGHING SCALE | 1 | Crown | NA | NA | 3000077753 | NA | 0 | NA | 0 | NA | NW
1577 | Bastar | Malgaon | PHC | OPD | SHADOWLESS OT LIGHT | 1 | NA | NA | NA | 3000077754 | NA | 0 | NA | 0 | NA | NW
1578 | Bastar | Malgaon | PHC | OPD | MICROSCOPE (BINOCULAR) | 1 | Labomed | NA | NA | 3000077755 | NA | 0 | NA | 0 | NA | NW
1579 | Bastar | Malgaon | PHC | OPD | NEEDLE DESTROYER | 1 | Saratech | 100VA/60VA | NA | 3000077756 | NA | 0 | NA | 0 | NA | NW
1580 | Bastar | Malgaon | PHC | OPD | NEEDLE DESTROYER | 1 | Saratech | 100VA/60VA | NA | 3000077757 | NA | 0 | NA | 0 | NA | NW
1581 | Bastar | Malgaon | PHC | OPD | NEEDLE DESTROYER | 1 | Saratech | 100VA/60VA | NA | 3000077758 | NA | 0 | NA | 0 | NA | W
1582 | Bastar | Jaibel | PHC | OPD | SPHYGMOMANOMETER (MERCURIAL) | 1 | NA | NA | NA | 3000077779 | NA | 0 | NA | 0 | NA | W
1583 | Bastar | Jaibel | PHC | OPD | SPHYGMOMANOMETER (MERCURIAL) | 1 | Diamond | Deluxe | NA | 3000077780 | NA | 0 | NA | 0 | NA | NW
1584 | Bastar | Jaibel | PHC | OPD | SPHYGMOMANOMETER (MERCURIAL) | 1 | Diamond | Deluxe | NA | 3000077781 | NA | 0 | NA | 0 | NA | NW
1585 | Bastar | Jaibel | PHC | OPD | SPHYGMOMANOMETER (MERCURIAL) | 1 | Diamond | Deluxe | NA | 3000077782 | NA | 0 | NA | 0 | NA | NW
1586 | Bastar | Jaibel | PHC | OPD | SPHYGMOMANOMETER (MERCURIAL) | 1 | Diamond | Deluxe | NA | 3000077783 | NA | 0 | NA | 0 | NA | NW
1587 | Bastar | Jaibel | PHC | OPD | AUTOCLAVE | 1 | NA | NA | NA | 3000077784 | NA | 0 | NA | 0 | NA | NW
1588 | Bastar | Jaibel | PHC | OPD | SUCTION APPARATUS | 1 | NA | NA | NA | 3000077785 | NA | 0 | NA | 0 | NA | NW
1589 | Bastar | Jaibel | PHC | OPD | ELECTRIC STERILIZER | 1 | NA | NA | NA | 3000077786 | NA | 0 | NA | 0 | NA | NW
1590 | Bastar | Jaibel | PHC | OPD | ELECTRIC STERILIZER | 1 | NA | NA | NA | 3000077787 | NA | 0 | NA | 0 | NA | NW
1591 | Bastar | Jaibel | PHC | OPD | BABY WEIGHING SCALE | 1 | Crown | NA | NA | 3000077788 | NA | 0 | NA | 0 | NA | W
1592 | Bastar | Jaibel | PHC | OPD | BABY WEIGHING SCALE | 1 | Crown | NA | NA | 3000077789 | NA | 0 | NA | 0 | NA | W
1593 | Bastar | Jaibel | PHC | OPD | BABY WEIGHING SCALE | 1 | Crown | NA | NA | 3000077790 | NA | 0 | NA | 0 | NA | W
1594 | Bastar | Jaibel | PHC | OPD | ADULT WEIGHING MACHINE | 1 | NA | NA | NA | 3000077791 | NA | 0 | NA | 0 | NA | W
1595 | Bastar | Jaibel | PHC | OPD | SHADOWLESS OT LIGHT | 1 | NA | NA | NA | 3000077792 | NA | 0 | NA | 0 | NA | NW
1596 | Bastar | Jaibel | PHC | OPD | SHADOWLESS OT LIGHT | 1 | NA | NA | NA | 3000077793 | NA | 0 | NA | 0 | NA | NW
1597 | Bastar | Jaibel | PHC | OPD | MICROSCOPE (BINOCULAR) | 1 | Labomed | NA | NA | 3000077794 | NA | 0 | NA | 0 | NA | W
1598 | Bastar | Jaibel | PHC | OPD | NEEDLE DESTROYER | 1 | Microsil | NA | NA | 3000077795 | NA | 0 | NA | 0 | NA | W
1599 | Bastar | Jaibel | PHC | OPD | CENTRIFUGE MACHINE | 1 | NA | NA | NA | 3000077796 | NA | 0 | NA | 0 | NA | W
1600 | Bastar | Kolawal | PHC | Store Room | SPHYGMOMANOMETER (MERCURIAL) | 1 | Diamond | Regular | NA | 3000077759 | NA | 0 | NA | 0 | NA | W
1601 | Bastar | Kolawal | PHC | Store Room | SPHYGMOMANOMETER (MERCURIAL) | 1 | Diamond | Regular | NA | 3000077760 | NA | 0 | NA | 0 | NA | W
1602 | Bastar | Kolawal | PHC | Store Room | SPHYGMOMANOMETER (MERCURIAL) | 1 | Diamond | Regular | NA | 3000077761 | NA | 0 | NA | 0 | NA | W
1603 | Bastar | Kolawal | PHC | Store Room | SPHYGMOMANOMETER (MERCURIAL) | 1 | Diamond | Regular | NA | 3000077762 | NA | 0 | NA | 0 | NA | NW
1604 | Bastar | Kolawal | PHC | Store Room | SPHYGMOMANOMETER (MERCURIAL) | 1 | Diamond | Regular | NA | 3000077763 | NA | 0 | NA | 0 | NA | NW
1605 | Bastar | Kolawal | PHC | OPD | ELECTRIC STERILIZER | 1 | NA | NA | NA | 3000077764 | NA | 0 | NA | 0 | NA | W
1606 | Bastar | Kolawal | PHC | OPD | ELECTRIC STERILIZER | 1 | NA | NA | NA | 3000077765 | NA | 0 | NA | 0 | NA | NW
1607 | Bastar | Kolawal | PHC | OPD | ELECTRIC STERILIZER | 1 | NA | NA | NA | 3000077766 | NA | 0 | NA | 0 | NA | NW
1608 | Bastar | Kolawal | PHC | OPD | INFANT RADIANT WARMER | 1 | NA | NA | NA | 3000077767 | NA | 0 | NA | 0 | NA | W
1609 | Bastar | Kolawal | PHC | OPD | ADULT WEIGHING MACHINE | 1 | NA | NA | NA | 3000077768 | NA | 0 | NA | 0 | NA | W
1610 | Bastar | Kolawal | PHC | OPD | ADULT WEIGHING MACHINE | 1 | NA | NA | NA | 3000077769 | NA | 0 | NA | 0 | NA | W
1611 | Bastar | Kolawal | PHC | OPD | ADULT WEIGHING MACHINE | 1 | NA | NA | NA | 3000077770 | NA | 0 | NA | 0 | NA | NW
1612 | Bastar | Kolawal | PHC | OPD | ADULT WEIGHING MACHINE | 1 | NA | NA | NA | 3000077771 | NA | 0 | NA | 0 | NA | NW
1613 | Bastar | Kolawal | PHC | OPD | BABY WEIGHING SCALE | 1 | Crown | NA | NA | 3000077772 | NA | 0 | NA | 0 | NA | W
1614 | Bastar | Kolawal | PHC | OPD | AUTOCLAVE | 1 | NA | NA | NA | 3000077773 | NA | 0 | NA | 0 | NA | W
1615 | Bastar | Kolawal | PHC | OPD | MICROSCOPE (BINOCULAR) | 1 | NA | NA | NA | 3000077774 | NA | 0 | NA | 0 | NA | W
1616 | Bastar | Kolawal | PHC | OPD | NEEDLE DESTROYER | 1 | Saratech | 100VA/60VA | NA | 3000077775 | NA | 0 | NA | 0 | NA | W
1617 | Bastar | Kolawal | PHC | OPD | NEEDLE DESTROYER | 1 | Saratech | 100VA/60VA | NA | 3000077776 | NA | 0 | NA | 0 | NA | W
1618 | Bastar | Kolawal | PHC | OPD | NEEDLE DESTROYER | 1 | Saratech | 100VA/60VA | NA | 3000077777 | NA | 0 | NA | 0 | NA | W
1619 | Bastar | Kolawal | PHC | OPD | NEEDLE DESTROYER | 1 | Saratech | 100VA/60VA | NA | 3000077778 | NA | 0 | NA | 0 | NA | W
1620 | Bastar | Kachnar | PHC | Pathology Lab. | MICROSCOPE (BINOCULAR) | 1 | BioXl | 220/240V | 20012244 | 3000077797 | NA | 0 | NA | 0 | NA | W
1621 | Bastar | Kachnar | PHC | Pathology Lab. | CENTRIFUGE MACHINE | 1 | NA | NA | NA | 3000077798 | NA | 0 | NA | 0 | NA | W
1622 | Bastar | Kachnar | PHC | Pathology Lab. | NEEDLE DESTROYER | 1 | Saratech | 100VA/60VA | NA | 3000077799 | NA | 0 | NA | 0 | NA | W
1623 | Bastar | Kachnar | PHC | OPD | SPHYGMOMANOMETER (MERCURIAL) | 1 | Diamond | NA | 196043 | 3000077800 | NA | 0 | NA | 0 | NA | NW
1624 | Bastar | Kachnar | PHC | OPD | SPHYGMOMANOMETER (MERCURIAL) | 1 | Diamond | NA | NA | 3000077801 | NA | 0 | NA | 0 | NA | NW
1625 | Bastar | Kachnar | PHC | OPD | SPHYGMOMANOMETER (MERCURIAL) | 1 | Diamond | NA | NA | 3000077802 | NA | 0 | NA | 0 | NA | NW
1626 | Bastar | Kachnar | PHC | OPD | SUCTION APPARATUS | 1 | Monarich | MSIRG02 | NA | 3000077803 | NA | 0 | NA | 0 | NA | NW
1627 | Bastar | Kachnar | PHC | OPD | INCUBATOR | 1 | Line | 220/230VAC | NA | 3000077804 | NA | 0 | NA | 0 | NA | W
1628 | Bastar | Kachnar | PHC | OPD | ADULT WEIGHING MACHINE | 1 | Crown | NA | NA | 3000077805 | NA | 0 | NA | 0 | NA | W
1629 | Bastar | Kachnar | PHC | OPD | ADULT WEIGHING MACHINE | 1 | Crown | NA | NA | 3000077806 | NA | 0 | NA | 0 | NA | NW
1630 | Bastar | Kachnar | PHC | OPD | ADULT WEIGHING MACHINE | 1 | Crown | NA | NA | 3000077807 | NA | 0 | NA | 0 | NA | NW
1631 | Bastar | Kachnar | PHC | OPD | ADULT WEIGHING MACHINE | 1 | Crown | NA | NA | 3000077808 | NA | 0 | NA | 0 | NA | NW
1632 | Bastar | Kachnar | PHC | OPD | BABY WEIGHING SCALE | 1 | Crown | NA | NA | 3000077809 | NA | 0 | NA | 0 | NA | W
1633 | Bastar | Kachnar | PHC | OPD | ELECTRIC STERILIZER | 1 | SMR | NA | NA | 3000077810 | NA | 0 | NA | 0 | NA | W
1634 | Bastar | Kachnar | PHC | OPD | ELECTRIC STERILIZER | 1 | SMR | NA | NA | 3000077811 | NA | 0 | NA | 0 | NA | W
1635 | Bastar | Kachnar | PHC | OPD | ELECTRIC STERILIZER | 1 | SMR | NA | NA | 3000077812 | NA | 0 | NA | 0 | NA | NW
1636 | Bastar | Kachnar | PHC | OPD | ELECTRIC STERILIZER | 1 | SMR | NA | NA | 3000077813 | NA | 0 | NA | 0 | NA | W
1637 | Bastar | Kachnar | PHC | OPD | BABY WEIGHING SCALE | 1 | Crown | NA | NA | 3000077814 | NA | 0 | NA | 0 | NA | NW
1638 | Bastar | Kachnar | PHC | OPD | AUTOCLAVE | 1 | NA | NA | NA | 3000077815 | NA | 0 | NA | 0 | NA | NW
1639 | Bastar | Badekilepal | CHC | Duty room | BABY WEIGHING SCALE | 1 | Crown | NA | NA | 3000077939 | NA | 0 | NA | 0 | NA | W
1640 | Bastar | Badekilepal | CHC | Duty room | NEBULIZER | 1 | Surgisoft | NA | 4003876 | 3000077940 | NA | 0 | NA | 0 | NA | W
1641 | Bastar | Badekilepal | CHC | Duty room | SPHYGMOMANOMETER (MERCURIAL) | 1 | Diamond | Regular | NA | 3000077941 | NA | 0 | NA | 0 | NA | W
1642 | Bastar | Badekilepal | CHC | Duty room | NEEDLE DESTROYER | 1 | Saratech | 100VA/60VA | NA | 3000077942 | NA | 0 | NA | 0 | NA | W
1643 | Bastar | Badekilepal | CHC | Duty room | NEEDLE DESTROYER | 1 | Seetla-tec | NA | NA | 3000077943 | NA | 0 | NA | 0 | NA | W
1644 | Bastar | Badekilepal | CHC | DELIVERY ROOM | SUCTION APPARATUS | 1 | NA | NA | NA | 3000077944 | NA | 0 | NA | 0 | NA | NW
1645 | Bastar | Badekilepal | CHC | DELIVERY ROOM | ELECTRIC STERILIZER | 1 | NA | NA | NA | 3000077945 | NA | 0 | NA | 0 | NA | NW
1646 | Bastar | Badekilepal | CHC | DELIVERY ROOM | BABY WEIGHING SCALE | 1 | Crown | NA | NA | 3000077946 | NA | 0 | NA | 0 | NA | W
1647 | Bastar | Badekilepal | CHC | DELIVERY ROOM | NEEDLE DESTROYER | 1 | Saratech | 100VA/60VA | 7972 | 3000077947 | NA | 0 | NA | 0 | NA | W
1648 | Bastar | Badekilepal | CHC | DELIVERY ROOM | INCUBATOR | 1 | NA | NA | NA | 3000077948 | NA | 0 | NA | 0 | NA | NW
1649 | Bastar | Badekilepal | CHC | DELIVERY ROOM | BABY WEIGHING SCALE | 1 | Omega | OTW | NA | 3000077949 | NA | 0 | NA | 0 | NA | W
1650 | Bastar | Badekilepal | CHC | DELIVERY ROOM | SUCTION APPARATUS | 1 | NA | NA | NA | 3000077950 | NA | 0 | NA | 0 | NA | W
1651 | Bastar | Badekilepal | CHC | DELIVERY ROOM | ADULT WEIGHING MACHINE | 1 | Crown | NA | NA | 3000077951 | NA | 0 | NA | 0 | NA | NW
1652 | Bastar | Badekilepal | CHC | DELIVERY ROOM | INFANT RADIANT WARMER | 1 | S.S Technomed | TIANAIRW1723 | NA | 3000077952 | NA | 0 | NA | 0 | NA | W
1653 | Bastar | Badekilepal | CHC | DELIVERY ROOM | INFANT RADIANT WARMER | 1 | S.S Technomed | TIANAIRW1723 | NA | 3000077953 | NA | 0 | NA | 0 | NA | W
1654 | Bastar | Badekilepal | CHC | X-RAY DEPT | X-RAY MACHINE | 1 | Siemens | VERTIX15251 | 11728 | 3000077954 | NA | 0 | NA | 0 | NA | NW
1655 | Bastar | Badekilepal | CHC | X-RAY DEPT | INCUBATOR | 1 | RSI | NA | NA | 3000077955 | NA | 0 | NA | 0 | NA | NW
1656 | Bastar | Badekilepal | CHC | Store Room | AUTOCLAVE | 1 | NA | NA | NA | 3000077956 | NA | 0 | NA | 0 | NA | W
1657 | Bastar | Badekilepal | CHC | Store Room | AUTOCLAVE | 1 | NA | NA | NA | 3000077957 | NA | 0 | NA | 0 | NA | W
1658 | Bastar | Badekilepal | CHC | Store Room | AUTOCLAVE | 1 | NA | NA | NA | 3000077958 | NA | 0 | NA | 0 | NA | W
1659 | Bastar | Badekilepal | CHC | Store Room | ELECTRIC STERILIZER | 1 | Atlas | NA | NA | 3000077959 | NA | 0 | NA | 0 | NA | W
1660 | Bastar | Badekilepal | CHC | Store Room | ELECTRIC STERILIZER | 1 | Atlas | NA | NA | 3000077960 | NA | 0 | NA | 0 | NA | W
1661 | Bastar | Badekilepal | CHC | Store Room | ELECTRIC STERILIZER | 1 | NA | NA | NA | 3000077961 | NA | 0 | NA | 0 | NA | W
1662 | Bastar | Badekilepal | CHC | Store Room | ELECTRIC STERILIZER | 1 | NA | NA | NA | 3000077962 | NA | 0 | NA | 0 | NA | W
1663 | Bastar | Badekilepal | CHC | Store Room | ELECTRIC STERILIZER | 1 | NA | NA | NA | 3000077963 | NA | 0 | NA | 0 | NA | W
1664 | Bastar | Badekilepal | CHC | Store Room | ELECTRIC STERILIZER | 1 | NA | NA | NA | 3000077964 | NA | 0 | NA | 0 | NA | W
1665 | Bastar | Badekilepal | CHC | Store Room | ELECTRIC STERILIZER | 1 | NA | NA | NA | 3000077965 | NA | 0 | NA | 0 | NA | W
1666 | Bastar | Badekilepal | CHC | Store Room | ELECTRIC STERILIZER | 1 | Atlas | NA | NA | 3000077966 | NA | 0 | NA | 0 | NA | W
1667 | Bastar | Badekilepal | CHC | Store Room | ELECTRIC STERILIZER | 1 | Atlas | NA | NA | 3000077967 | NA | 0 | NA | 0 | NA | W
1668 | Bastar | Badekilepal | CHC | Store Room | CENTRIFUGE MACHINE | 1 | NA | NA | NA | 3000077968 | NA | 0 | NA | 0 | NA | W
1669 | Bastar | Badekilepal | CHC | Store Room | CENTRIFUGE MACHINE | 1 | NA | NA | NA | 3000077969 | NA | 0 | NA | 0 | NA | W
1670 | Bastar | Badekilepal | CHC | Store Room | CENTRIFUGE MACHINE | 1 | NA | NA | NA | 3000077970 | NA | 0 | NA | 0 | NA | W
1671 | Bastar | Badekilepal | CHC | Store Room | Colorimeter (digi) | 1 | KE | SIMTRONICS | NA | 3000077971 | NA | 0 | NA | 0 | NA | W
1672 | Bastar | Badekilepal | CHC | Store Room | VDRL ROTATOR | 1 | NA | NA | NA | 3000077972 | NA | 0 | NA | 0 | NA | W
1673 | Bastar | Badekilepal | CHC | Store Room | NEBULIZER | 1 | Surgisoft | KYW1000 | NA | 3000077973 | NA | 0 | NA | 0 | NA | W
1674 | Bastar | Badekilepal | CHC | Store Room | NEBULIZER | 1 | Surgisoft | KYW1000 | NA | 3000077974 | NA | 0 | NA | 0 | NA | W
1675 | Bastar | Badekilepal | CHC | Store Room | INFANT RADIANT WARMER | 1 | Meditrin | NA | NA | 3000077975 | NA | 0 | NA | 0 | NA | NW
1676 | Bastar | Badekilepal | CHC | Store Room | INFANT RADIANT WARMER | 1 | S.S Technomed | NA | NA | 3000077976 | NA | 0 | NA | 0 | NA | NW
1677 | Bastar | Badekilepal | CHC | Store Room | AUTOCLAVE | 1 | NA | NA | NA | 3000077977 | NA | 0 | NA | 0 | NA | NW
1678 | Bastar | Badekilepal | CHC | Store Room | AUTOCLAVE | 1 | NA | NA | NA | 3000077978 | NA | 0 | NA | 0 | NA | NW
1679 | Bastar | Badekilepal | CHC | Store Room | AUTOCLAVE | 1 | NA | NA | NA | 3000077979 | NA | 0 | NA | 0 | NA | NW
1680 | Bastar | Badekilepal | CHC | Pathology Lab. | ADULT WEIGHING MACHINE | 1 | Samso | NA | NA | 3000077980 | NA | 0 | NA | 0 | NA | W
1681 | Bastar | Badekilepal | CHC | Pathology Lab. | CENTRIFUGE MACHINE | 1 | NA | NA | NA | 3000077981 | NA | 0 | NA | 0 | NA | W
1682 | Bastar | Badekilepal | CHC | Pathology Lab. | AUTOCLAVE | 1 | NA | NA | NA | 3000077982 | NA | 0 | NA | 0 | NA | NW
1683 | Bastar | Badekilepal | CHC | Pathology Lab. | MICROSCOPE (MONOCULAR) | 1 | NA | NA | NA | 3000077983 | NA | 0 | NA | 0 | NA | W
1684 | Bastar | Badekilepal | CHC | Pathology Lab. | MICROSCOPE (BINOCULAR) | 1 | NA | NA | NA | 3000077984 | NA | 0 | NA | 0 | NA | NW
1685 | Bastar | Badekilepal | CHC | Pathology Lab. | MICROSCOPE (BINOCULAR) | 1 | NA | NA | NA | 3000077985 | NA | 0 | NA | 0 | NA | NW
1686 | Bastar | Badekilepal | CHC | Pathology Lab. | MICROSCOPE (BINOCULAR) | 1 | NA | NA | NA | 3000077986 | NA | 0 | NA | 0 | NA | NW
1687 | Bastar | Badekilepal | CHC | Pathology Lab. | MICROSCOPE (BINOCULAR) | 1 | NA | NA | NA | 3000077987 | NA | 0 | NA | 0 | NA | NW
1688 | Bastar | Badekilepal | CHC | Pathology Lab. | INCUBATOR | 1 | NA | NA | NA | 3000077988 | NA | 0 | NA | 0 | NA | NW
1689 | Bastar | Badekilepal | CHC | Pathology Lab. | INCUBATOR | 1 | NA | NA | NA | 3000077989 | NA | 0 | NA | 0 | NA | NW
1690 | Bastar | Badekilepal | CHC | Pathology Lab. | CENTRIFUGE MACHINE | 1 | NA | NA | NA | 3000077990 | NA | 0 | NA | 0 | NA | W
1691 | Bastar | Badekilepal | CHC | OT | BOYLE'S APPARATUS | 1 | Paul Breathing | MVA25 | NA | 3000077991 | NA | 0 | NA | 0 | NA | W
1692 | Bastar | Badekilepal | CHC | OT | SHADOWLESS OT LIGHT | 1 | NA | NA | NA | 3000077992 | NA | 0 | NA | 0 | NA | W
1693 | Bastar | Badekilepal | CHC | OT | OT TABLE | 1 | NA | NA | NA | 3000077993 | NA | 0 | NA | 0 | NA | W
1694 | Bastar | Badekilepal | CHC | OT | ELECTRIC STERILIZER | 1 | NA | NA | NA | 3000077994 | NA | 0 | NA | 0 | NA | W
1695 | Bastar | Badekilepal | CHC | Dressing Room | ELECTRIC STERILIZER | 1 | NA | NA | NA | 3000077995 | NA | 0 | NA | 0 | NA | W
1696 | Bastar | Badekilepal | CHC | Dental Dept. | DENTAL CHAIR | 1 | Chesa | Akash | CD098 | 3000077996 | NA | 0 | NA | 0 | NA | W
1697 | Bastar | Mutanpal | PHC | OPD | SUCTION APPARATUS | 1 | NA | NA | NA | 3000096015 | NA | 0 | NA | 0 | NA | NW
1698 | Bastar | Mutanpal | PHC | OPD | SPHYGMOMANOMETER (MERCURIAL) | 1 | Diamond | Regular | NA | 3000096016 | NA | 0 | NA | 0 | NA | W
1699 | Bastar | Mutanpal | PHC | OPD | SPHYGMOMANOMETER (MERCURIAL) | 1 | Diamond | Regular | NA | 3000096017 | NA | 0 | NA | 0 | NA | W
1700 | Bastar | Mutanpal | PHC | OPD | SPHYGMOMANOMETER (MERCURIAL) | 1 | Diamond | Regular | NA | 3000096018 | NA | 0 | NA | 0 | NA | NW
1701 | Bastar | Mutanpal | PHC | OPD | NEEDLE DESTROYER | 1 | Microsil | NA | NA | 3000096019 | NA | 0 | NA | 0 | NA | NW
1702 | Bastar | Mutanpal | PHC | OPD | BABY WEIGHING SCALE | 1 | Ramon | NA | NA | 3000096020 | NA | 0 | NA | 0 | NA | W
1703 | Bastar | Mutanpal | PHC | OPD | ADULT WEIGHING MACHINE | 1 | Crown | NA | NA | 3000096021 | NA | 0 | NA | 0 | NA | W
1704 | Bastar | Mutanpal | PHC | OPD | ADULT WEIGHING MACHINE | 1 | Crown | NA | NA | 3000096022 | NA | 0 | NA | 0 | NA | NW
1705 | Bastar | Mutanpal | PHC | OPD | ADULT WEIGHING MACHINE | 1 | Crown | NA | NA | 3000096023 | NA | 0 | NA | 0 | NA | NW
1706 | Bastar | Mutanpal | PHC | OPD | AUTOCLAVE | 1 | NA | NA | NA | 3000096024 | NA | 0 | NA | 0 | NA | NW
1707 | Bastar | Mutanpal | PHC | OPD | AUTOCLAVE | 1 | NA | NA | NA | 3000096025 | NA | 0 | NA | 0 | NA | NW
1708 | Bastar | Mutanpal | PHC | OPD | ELECTRIC STERILIZER | 1 | NA | NA | NA | 3000096026 | NA | 0 | NA | 0 | NA | W
1709 | Bastar | Mutanpal | PHC | OPD | ELECTRIC STERILIZER | 1 | NA | NA | NA | 3000096027 | NA | 0 | NA | 0 | NA | NW
1710 | Bastar | Mutanpal | PHC | OPD | ELECTRIC STERILIZER | 1 | NA | NA | NA | 3000096028 | NA | 0 | NA | 0 | NA | NW
1711 | Bastar | Mutanpal | PHC | OPD | ELECTRIC STERILIZER | 1 | NA | NA | NA | 3000096029 | NA | 0 | NA | 0 | NA | NW
1712 | Bastar | Mutanpal | PHC | OPD | NEBULIZER | 1 | Surgisoft | NA | NA | 3000096030 | NA | 0 | NA | 0 | NA | NW
1713 | Bastar | Bade Kaklur | PHC | Doctor's Room | SPHYGMOMANOMETER (MERCURIAL) | 1 | Diamond | NA | NA | 3000096007 | NA | 0 | NA | 0 | NA | W
1714 | Bastar | Bade Kaklur | PHC | Doctor's Room | SPHYGMOMANOMETER (MERCURIAL) | 1 | Shristi | NA | NA | 3000096008 | NA | 0 | NA | 0 | NA | W
1715 | Bastar | Bade Kaklur | PHC | Doctor's Room | ADULT WEIGHING MACHINE | 1 | NA | NA | NA | 3000096009 | NA | 0 | NA | 0 | NA | W
1716 | Bastar | Bade Kaklur | PHC | Doctor's Room | NEEDLE DESTROYER | 1 | Saratech | 100VA/60VA | NA | 3000096010 | NA | 0 | NA | 0 | NA | W
1717 | Bastar | Bade Kaklur | PHC | OPD | ELECTRIC STERILIZER | 1 | NA | NA | NA | 3000096011 | NA | 0 | NA | 0 | NA | W
1718 | Bastar | Bade Kaklur | PHC | OPD | BABY WEIGHING SCALE | 1 | Crown | NA | NA | 3000096012 | NA | 0 | NA | 0 | NA | W
1719 | Bastar | Bade Kaklur | PHC | OPD | GLUCOMETER | 1 | NA | NA | NA | 3000096013 | NA | 0 | NA | 0 | NA | W
1720 | Bastar | Bade Kaklur | PHC | OPD | AUTOCLAVE | 1 | NA | NA | NA | 3000096014 | NA | 0 | NA | 0 | NA | NW
1721 | Bastar | Kapanar | PHC | OPD | ADULT WEIGHING MACHINE | 1 | Diamond | NA | NA | 3000077997 | NA | 0 | NA | 0 | NA | W
1722 | Bastar | Kapanar | PHC | OPD | SPHYGMOMANOMETER (MERCURIAL) | 1 | Diamond | Regular | NA | 3000077998 | NA | 0 | NA | 0 | NA | W
1723 | Bastar | Kapanar | PHC | OPD | SPHYGMOMANOMETER (MERCURIAL) | 1 | Shristi | NA | NA | 3000077999 | NA | 0 | NA | 0 | NA | W
1724 | Bastar | Kapanar | PHC | OPD | NEEDLE DESTROYER | 1 | Saratech | 100VA/60VA | NA | 3000078000 | NA | 0 | NA | 0 | NA | W
1725 | Bastar | Kapanar | PHC | Dressing Room | ELECTRIC STERILIZER | 1 | NA | NA | NA | 3000096002 | NA | 0 | NA | 0 | NA | W
1726 | Bastar | Kapanar | PHC | Dressing Room | BABY WEIGHING SCALE | 1 | Crown | NA | NA | 3000096003 | NA | 0 | NA | 0 | NA | W
1727 | Bastar | Kapanar | PHC | Dressing Room | SUCTION APPARATUS | 1 | NA | NA | NA | 3000096004 | NA | 0 | NA | 0 | NA | W
1728 | Bastar | Kapanar | PHC | Dressing Room | GLUCOMETER | 1 | NA | NA | NA | 3000096005 | NA | 0 | NA | 0 | NA | W
1729 | Bastar | Kapanar | PHC | Dressing Room | AUTOCLAVE | 1 | NA | NA | NA | 3000096006 | NA | 0 | NA | 0 | NA | NW
1730 | Bastar | NANGOOR | CHC | Dental Dept. | DENTAL CHAIR | 1 | CHESA | AKASH | CD088 | 3000078647 | NA | 0 | NA | 0 | NA | W
1731 | Bastar | NANGOOR | CHC | DELIVERY ROOM | SUCTION APPARATUS | 1 | NA | NA | NA | 3000078648 | NA | 0 | NA | 0 | NA | W
1732 | Bastar | NANGOOR | CHC | DELIVERY ROOM | BABY WEIGHING SCALE | 1 | CROWN | NA | NA | 3000078649 | NA | 0 | NA | 0 | NA | W
1733 | Bastar | NANGOOR | CHC | DELIVERY ROOM | ELECTRIC STERILIZER | 1 | NA | NA | NA | 3000078650 | NA | 0 | NA | 0 | NA | W
1734 | Bastar | NANGOOR | CHC | DELIVERY ROOM | ADULT WEIGHING MACHINE | 1 | PUTEXT | NA | NA | 3000078651 | NA | 0 | NA | 0 | NA | W
1735 | Bastar | NANGOOR | CHC | DELIVERY ROOM | BABY WEIGHING SCALE | 1 | S.S. TECHNOMED | IRW-1723 | SST/DM/13-14/434 | 3000078652 | NA | 0 | NA | 0 | NA | W
1736 | Bastar | NANGOOR | CHC | Pathology Lab. | HOT AIR OVEN | 1 | NA | MF05 | 23 | 3000078653 | NA | 0 | NA | 0 | NA | W
1737 | Bastar | NANGOOR | CHC | X-RAY DEPT | X-RAY MACHINE | 1 | SIEMENS | VERTIX 15305 | 013080S24 | 3000078654 | NA | 0 | NA | 0 | NA | W
1738 | Bastar | NANGOOR | CHC | WARD | NEEDLE DESTROYER | 1 | MICROSIL | NA | NA | 3000078655 | NA | 0 | NA | 0 | NA | W
1739 | Bastar | NANGOOR | CHC | WARD | NEEDLE DESTROYER | 1 | MEDISALVE | NA | NA | 3000078656 | NA | 0 | NA | 0 | NA | W
1740 | Bastar | NANGOOR | CHC | WARD | AUTOCLAVE | 1 | ZED INSTRUMENTS | NA | 3 | 3000078657 | NA | 0 | NA | 0 | NA | W
1741 | Bastar | NANGOOR | CHC | WARD | AUTOCLAVE | 1 | NA | NA | NA | 3000078658 | NA | 0 | NA | 0 | NA | W
1742 | Bastar | NANGOOR | CHC | Doctor's Room | SPHYGMOMANOMETER (MERCURIAL) | 1 | DIAMOND | REGULAR | NA | 3000078659 | NA | 0 | NA | 0 | NA | W
1743 | Bastar | NANGOOR | CHC | DELIVERY ROOM | FOETAL DOPPLER | 1 | NA | BF5105 | BCM-BF-S51004236 | 3000078660 | NA | 0 | NA | 0 | NA | W
1744 | Bastar | NANGOOR | CHC | DELIVERY ROOM | NEBULIZER | 1 | SHIMAN | 4003825 | CE0434 | 3000078661 | NA | 0 | NA | 0 | NA | W
1745 | Bastar | NANGOOR | CHC | OPD | GLUCOMETER | 1 | ACONLAB | ICR-2032 | 303N000035603 | 3000078662 | NA | 0 | NA | 0 | NA | W
1746 | Bastar | NANGOOR | CHC | Pathology Lab. | CENTRIFUGE MACHINE | 1 | NA | NA | NA | 3000078663 | NA | 0 | NA | 0 | NA | NW
1747 | Bastar | NANGOOR | CHC | Vaccination Room | REFRIGERATOR | 1 | VIDEOCON | EDEN | NA | 3000078664 | NA | 0 | NA | 0 | NA | NW
1748 | Bastar | NANGOOR | CHC | Vaccination Room | REFRIGERATOR | 1 | LG | NA | NA | 3000078665 | NA | 0 | NA | 0 | NA | NW
1749 | Bastar | NANGOOR | CHC | Pathology Lab. | MICROSCOPE (BINOCULAR) | 1 | NA | NA | NA | 3000078666 | NA | 0 | NA | 0 | NA | W
1750 | Bastar | NANGOOR | CHC | OPD | ADULT WEIGHING MACHINE | 1 | PUTEXT | NA | NA | 3000078674 | NA | 0 | NA | 0 | NA | W
1751 | Bastar | BASTAR | PHC | RADIOLOGY Dept. | X-RAY MACHINE 60 mA | 1 | SIEMENS | PLEODOR 3E | 013053-S24 | 3000078710 | NA | 0 | NA | 0 | NA | NW
1752 | Bastar | BASTAR | PHC | DELIVERY ROOM | INFANT RADIANT WARMER | 1 | S.S. TECHNOLOGY PVT. LTD | TIANA 1RW | NA | 3000078711 | NA | 0 | NA | 0 | NA | W
1753 | Bastar | BASTAR | PHC | DELIVERY ROOM | ELECTRIC STERILIZER | 1 | SMR SURGICAL UDHYOG | NA | NA | 3000078712 | NA | 0 | NA | 0 | NA | W
1754 | Bastar | BASTAR | PHC | DELIVERY ROOM | BABY WEIGHING SCALE | 1 | NA | CROWN | NA | 3000078713 | NA | 0 | NA | 0 | NA | W
1755 | Bastar | BASTAR | PHC | Pathology Lab. | MICROSCOPE (BINOCULAR) | 1 | LABO OPTICS | VJ-5 | NA | 3000078714 | NA | 0 | NA | 0 | NA | W
1756 | Bastar | BASTAR | PHC | Pathology Lab. | MICROSCOPE (BINOCULAR) | 1 | MAGNUS | MLX | 13F696 | 3000078715 | NA | 0 | NA | 0 | NA | W
1757 | Bastar | BASTAR | PHC | Pathology Lab. | MICROSCOPE (BINOCULAR) | 1 | OLYMPUS | NA | 247592 | 3000078716 | NA | 0 | NA | 0 | NA | NW
1758 | Bastar | BASTAR | PHC | Pathology Lab. | MICROSCOPE (BINOCULAR) | 1 | MLW INTERMED | MLW LAB | NA | 3000078717 | NA | 0 | NA | 0 | NA | NW
1759 | Bastar | BASTAR | PHC | Pathology Lab. | CENTRIFUGE MACHINE (6 Tubes) | 1 | COSLAB | NA | NA | 3000078718 | NA | 0 | NA | 0 | NA | W
1760 | Bastar | BASTAR | PHC | Pathology Lab. | HOT AIR OVEN | 1 | NA | NA | NA | 3000078719 | NA | 0 | NA | 0 | NA | NW
1761 | Bastar | BASTAR | PHC | Nursing Duty Room | NEEDLE DESTROYER | 1 | SARATECH | S1R | NA | 3000078720 | NA | 0 | NA | 0 | NA | NW
1762 | Bastar | BASTAR | PHC | Nursing Duty Room | GLUCOMETER | 1 | DR.MORPEN GLUCO ONE | BG03 AUTO | NA | 3000078721 | NA | 0 | NA | 0 | NA | W
1763 | Bastar | BASTAR | PHC | Nursing Duty Room | NEBULIZER | 1 | SURGI SOFT | NA | NA | 3000078722 | NA | 0 | NA | 0 | NA | W
1764 | Bastar | BASTAR | PHC | MEN'S WARD | SUCTION APPARATUS | 1 | NA | NA | NA | 3000078723 | NA | 0 | NA | 0 | NA | NW
1765 | Bastar | BASTAR | PHC | MEN'S WARD | SUCTION APPARATUS | 1 | NA | NA | NA | 3000078724 | NA | 0 | NA | 0 | NA | W
1766 | Bastar | BASTAR | PHC | Store Room | SUCTION APPARATUS | 1 | NA | NA | NA | 3000078725 | NA | 0 | NA | 0 | NA | NW
1767 | Bastar | BASTAR | PHC | Store Room | SUCTION APPARATUS | 1 | NA | NA | NA | 3000078726 | NA | 0 | NA | 0 | NA | NW
1768 | Bastar | BASTAR | PHC | Store Room | SUCTION APPARATUS | 1 | NA | NA | NA | 3000078727 | NA | 0 | NA | 0 | NA | NW
1769 | Bastar | BASTAR | PHC | Store Room | SUCTION APPARATUS | 1 | NA | NA | NA | 3000078728 | NA | 0 | NA | 0 | NA | NW
1770 | Bastar | BASTAR | PHC | Store Room | SUCTION APPARATUS | 1 | NA | NA | NA | 3000078729 | NA | 0 | NA | 0 | NA | NW
1771 | Bastar | BASTAR | PHC | Store Room | SUCTION APPARATUS | 1 | NA | NA | NA | 3000078730 | NA | 0 | NA | 0 | NA | NW
1772 | Bastar | BASTAR | PHC | Store Room | GLUCOMETER | 1 | B.BRAUN | NA | NA | 3000078731 | NA | 0 | NA | 0 | NA | NW
1773 | Bastar | BASTAR | PHC | Store Room | GLUCOMETER | 1 | B.BRAUN | NA | NA | 3000078732 | NA | 0 | NA | 0 | NA | NW
1774 | Bastar | BASTAR | PHC | Store Room | GLUCOMETER | 1 | B.BRAUN | NA | NA | 3000078733 | NA | 0 | NA | 0 | NA | NW
1775 | Bastar | BASTAR | PHC | Store Room | GLUCOMETER | 1 | B.BRAUN | NA | NA | 3000078734 | NA | 0 | NA | 0 | NA | NW
1776 | Bastar | BASTAR | PHC | Store Room | ECG RECORDER | 1 | BPL | CARDI ART 108T | BAMB7C11083 | 3000078735 | NA | 0 | NA | 0 | NA | W
1777 | Bastar | BASTAR | PHC | Store Room | ADULT WEIGHING MACHINE | 1 | NA | NA | NA | 3000078736 | NA | 0 | NA | 0 | NA | NW
1778 | Bastar | BASTAR | PHC | Store Room | SPHYGMOMANOMETER (MERCURIAL) | 1 | DIAMOND | DELUX | NA | 3000078737 | NA | 0 | NA | 0 | NA | NW
1779 | Bastar | BASTAR | PHC | Store Room | SPHYGMOMANOMETER (MERCURIAL) | 1 | DIAMOND | DELUX | NA | 3000078738 | NA | 0 | NA | 0 | NA | NW
1780 | Bastar | BASTAR | PHC | Store Room | SPHYGMOMANOMETER (MERCURIAL) | 1 | DIAMOND | DELUX | NA | 3000078739 | NA | 0 | NA | 0 | NA | NW
1781 | Bastar | BASTAR | PHC | Store Room | NEBULIZER | 1 | SURGI SOFT | NA | NA | 3000078740 | NA | 0 | NA | 0 | NA | W
1782 | Bastar | BASTAR | PHC | Store Room | NEBULIZER | 1 | PROTISE | NA | NA | 3000078741 | NA | 0 | NA | 0 | NA | W
1783 | Bastar | BASTAR | PHC | DELIVERY ROOM | AUTOCLAVE | 1 | NA | NA | NA | 3000078742 | NA | 0 | NA | 0 | NA | W
1784 | Bastar | BASTAR | PHC | Doctor's Room | SPHYGMOMANOMETER (MERCURIAL) | 1 | DIAMOND | REGULAR | NA | NA | NA | 0 | NA | 0 | NA | W
1785 | Bastar | TOKAPAL | CHC | RADIOLOGY Dept. | X-RAY MACHINE 300 mA | 1 | ADONIS | ADONIS 300 | 90839 | 3000078844 | NA | 0 | NA | 0 | NA | W
1786 | Bastar | TOKAPAL | CHC | RADIOLOGY Dept. | X-RAY MACHINE 60 mA | 1 | WIPRO GE | EL Pro 5760 | C155714 | 3000078845 | NA | 0 | NA | 0 | NA | NW
1787 | Bastar | TOKAPAL | CHC | Pathology Lab. | MICROSCOPE (BINOCULAR) | 1 | ZEISS | PRIMO STAR | 3116011704 | 3000078846 | NA | 0 | NA | 0 | NA | W
1788 | Bastar | TOKAPAL | CHC | DELIVERY ROOM | INFANT RADIANT WARMER | 1 | S.S. TECHNOLOGY PVT. LTD | IAW-1723 | SST/BM/13-14/433 | 3000078847 | NA | 0 | NA | 0 | NA | W
1789 | Bastar | TOKAPAL | CHC | DELIVERY ROOM | ADULT WEIGHING MACHINE | 1 | GOLDEN STAR GURGICAL INSTRUMENT | PUTEX | NA | 3000078848 | NA | 0 | NA | 0 | NA | W
1790 | Bastar | TOKAPAL | CHC | DELIVERY ROOM | BABY WEIGHING SCALE | 1 | RAMSON SURGICAL INSTRUMENT | CROWN | NA | 3000078849 | NA | 0 | NA | 0 | NA | W
1791 | Bastar | TOKAPAL | CHC | DELIVERY ROOM | BABY WEIGHING SCALE | 1 | ESSAE | NA | NA | 3000078850 | NA | 0 | NA | 0 | NA | W
1792 | Bastar | TOKAPAL | CHC | DELIVERY ROOM | INFANT RADIANT WARMER | 1 | S.S. TECHNOLOGY PVT. LTD | NA | NA | 3000078851 | NA | 0 | NA | 0 | NA | NW
1793 | Bastar | TOKAPAL | CHC | DELIVERY ROOM | SUCTION APPARATUS | 1 | NA | NA | NA | 3000078852 | NA | 0 | NA | 0 | NA | W
1794 | Bastar | TOKAPAL | CHC | DELIVERY ROOM | AUTOCLAVE (VERTICAL) | 1 | NA | NA | NA | 3000078853 | NA | 0 | NA | 0 | NA | W
1795 | Bastar | TOKAPAL | CHC | DELIVERY ROOM | ELECTRIC STERILIZER | 1 | NA | NA | NA | 3000078854 | NA | 0 | NA | 0 | NA | W
1796 | Bastar | TOKAPAL | CHC | DELIVERY ROOM | SPHYGMOMANOMETER (MERCURIAL) | 1 | DIAMOND | REGULAR | NA | 3000078855 | NA | 0 | NA | 0 | NA | W
1797 | Bastar | TOKAPAL | CHC | Doctor's Room | SPHYGMOMANOMETER (MERCURIAL) | 1 | DIAMOND | REGULAR | NA | 3000078856 | NA | 0 | NA | 0 | NA | W
1798 | Bastar | TOKAPAL | CHC | Doctor's Room | ADULT WEIGHING MACHINE | 1 | OMEGA | NA | NA | 3000078857 | NA | 0 | NA | 0 | NA | W
1799 | Bastar | TOKAPAL | CHC | Doctor's Room | FOETAL DOPPLER | 1 | DOPPLER MEDICAL INSTRUMENT | DOPP XT | NA | 3000078858 | NA | 0 | NA | 0 | NA | W
1800 | Bastar | TOKAPAL | CHC | Doctor's Room | KED | 1 | CHESA DENTAL CARE | K1 | K114060067 | 3000078859 | NA | 0 | NA | 0 | NA | W
1801 | Bastar | TOKAPAL | CHC | Doctor's Room | ADULT WEIGHING MACHINE | 1 | BHASEEN HEALTH PRODUCT | SLIMLINE | NA | 3000078860 | NA | 0 | NA | 0 | NA | W
1802 | Bastar | TOKAPAL | CHC | Store Room | SUCTION APPARATUS | 1 | NA | NA | NA | 3000078861 | NA | 0 | NA | 0 | NA | NW
1803 | Bastar | TOKAPAL | CHC | Store Room | ECG RECORDER | 1 | BPL | CARDIART 108T | 108T-MKVII | 3000078862 | NA | 0 | NA | 0 | NA | NW
1804 | Bastar | TOKAPAL | CHC | Store Room | MULTIPARA PATIENT MONITOR | 1 | PHILIPS | MP30 | DE72866572 | 3000078863 | NA | 0 | NA | 0 | NA | W
1805 | Bastar | TOKAPAL | CHC | Store Room | ELECTRIC STERILIZER | 1 | M/S SURGICAL UDYOG | NA | NA | 3000078864 | NA | 0 | NA | 0 | NA | NW
1806 | Bastar | TOKAPAL | CHC | Store Room | SPHYGMOMANOMETER (MERCURIAL) | 1 | EMU | NA | NA | 3000078865 | NA | 0 | NA | 0 | NA | NW
1807 | Bastar | TOKAPAL | CHC | Store Room | NEEDLE DESTROYER | 1 | SARATECH | S1R | NA | 3000078866 | NA | 0 | NA | 0 | NA | NW
1808 | Bastar | TOKAPAL | CHC | Store Room | NEEDLE DESTROYER | 1 | SARATECH | S1R | NA | 3000078867 | NA | 0 | NA | 0 | NA | NW
1809 | Bastar | TOKAPAL | CHC | Store Room | FUMIGATION MACHINE | 1 | NA | NA | NA | 3000078868 | NA | 0 | NA | 0 | NA | NW
1810 | Bastar | TOKAPAL | CHC | Store Room | CENTRIFUGE MACHINE | 1 | NA | NA | NA | 3000078869 | NA | 0 | NA | 0 | NA | W
1811 | Bastar | TOKAPAL | CHC | Store Room | NEBULIZER | 1 | NA | NA | NA | 3000078870 | NA | 0 | NA | 0 | NA | NW
1812 | Bastar | TOKAPAL | CHC | Store Room | NEBULIZER | 1 | READY MIST | NA | 5753 | 3000078871 | NA | 0 | NA | 0 | NA | NW
1813 | Bastar | TOKAPAL | CHC | Store Room | FOETAL DOPPLER | 1 | DIPEL | DFMRA 001 | NA | 3000078872 | NA | 0 | NA | 0 | NA | W
1814 | Bastar | TOKAPAL | CHC | Store Room | FOETAL DOPPLER | 1 | DIPEL | DFMRA 001 | NA | 3000078873 | NA | 0 | NA | 0 | NA | W
1815 | Bastar | TOKAPAL | CHC | Store Room | CENTRIFUGE MACHINE | 1 | NA | NA | NA | 3000078874 | NA | 0 | NA | 0 | NA | W
1816 | Bastar | TOKAPAL | CHC | Store Room | CENTRIFUGE MACHINE | 1 | NA | NA | NA | 3000078875 | NA | 0 | NA | 0 | NA | W
1817 | Bastar | TOKAPAL | CHC | Store Room | NEEDLE DESTROYER | 1 | MEDICARE PRODUCT | NA | NA | 3000078876 | NA | 0 | NA | 0 | NA | W
1818 | Bastar | TOKAPAL | CHC | Store Room | NEEDLE DESTROYER | 1 | MEDICARE PRODUCT | NA | NA | 3000078877 | NA | 0 | NA | 0 | NA | W
1819 | Bastar | TOKAPAL | CHC | Store Room | NEEDLE DESTROYER | 1 | MEDICARE PRODUCT | NA | NA | 3000078878 | NA | 0 | NA | 0 | NA | W
1820 | Bastar | TOKAPAL | CHC | Store Room | NEEDLE DESTROYER | 1 | MEDICARE PRODUCT | NA | NA | 3000078879 | NA | 0 | NA | 0 | NA | W
1821 | Bastar | TOKAPAL | CHC | Store Room | NEEDLE DESTROYER | 1 | MEDICARE PRODUCT | NA | NA | 3000078880 | NA | 0 | NA | 0 | NA | W
1822 | Bastar | TOKAPAL | CHC | Store Room | NEEDLE DESTROYER | 1 | MEDICARE PRODUCT | NA | NA | 3000078881 | NA | 0 | NA | 0 | NA | W
1823 | Bastar | TOKAPAL | CHC | Store Room | SURGICAL DIATHERMY MACHINE | 1 | NA | NA | NA | 3000078882 | NA | 0 | NA | 0 | NA | W
1824 | Bastar | TOKAPAL | CHC | Store Room | ADULT WEIGHING MACHINE | 1 | NA | NA | NA | 3000078883 | NA | 0 | NA | 0 | NA | W
1825 | Bastar | TOKAPAL | CHC | OT | AUTOCLAVE (VERTICAL) | 1 | NA | NA | NA | 3000078884 | NA | 0 | NA | 0 | NA | W
1826 | Bastar | TOKAPAL | CHC | OT | AUTOCLAVE (VERTICAL) | 1 | NA | NA | NA | 3000078885 | NA | 0 | NA | 0 | NA | W
1827 | Bastar | TOKAPAL | CHC | OT | ELECTRIC STERILIZER | 1 | NA | NA | NA | 3000078886 | NA | 0 | NA | 0 | NA | NW
1828 | Bastar | TOKAPAL | CHC | OT | SUCTION APPARATUS | 1 | NA | NA | NA | 3000078887 | NA | 0 | NA | 0 | NA | W
1829 | Bastar | TOKAPAL | CHC | OT | ELECTRIC STERILIZER | 1 | STERIMAX | NA | NA | 3000078888 | NA | 0 | NA | 0 | NA | W
1830 | Bastar | TOKAPAL | CHC | OT | FUMIGATION MACHINE | 1 | NA | NA | NA | 3000078889 | NA | 0 | NA | 0 | NA | W
1831 | Bastar | TOKAPAL | CHC | OT | FUMIGATION MACHINE | 1 | NA | NA | NA | 3000078890 | NA | 0 | NA | 0 | NA | W
1832 | Bastar | TOKAPAL | CHC | OT | PULSE OXIMETER | 1 | EMCO MEDITEK PVT. LTD. | OXY SAT610 | 509433 | 3000078891 | NA | 0 | NA | 0 | NA | W
1833 | Bastar | TOKAPAL | CHC | OT | NEEDLE DESTROYER | 1 | SARATECH | S1R | NA | 3000078892 | NA | 0 | NA | 0 | NA | W
1834 | Bastar | TOKAPAL | CHC | OT | OT TABLE | 1 | NA | NA | NA | 3000078893 | NA | 0 | NA | 0 | NA | W
1835 | Bastar | TOKAPAL | CHC | OT | OT TABLE | 1 | NA | NA | NA | 3000078894 | NA | 0 | NA | 0 | NA | W
1836 | Bastar | TOKAPAL | CHC | OT | Air ELECTRIC STERILIZER Machine | 1 | INTERNATIONAL ELECTRO MEDICAL | NA | NA | 3000078895 | NA | 0 | NA | 0 | NA | W
1837 | Bastar | TOKAPAL | CHC | Injection Room | NEEDLE DESTROYER | 1 | SARATECH | S1R | NA | 3000078896 | NA | 0 | NA | 0 | NA | NW
1838 | Bastar | TOKAPAL | CHC | Injection Room | NEEDLE DESTROYER | 1 | MCP | NA | NA | 3000078897 | NA | 0 | NA | 0 | NA | W
1839 | Bastar | TOKAPAL | CHC | Injection Room | ELECTRIC STERILIZER | 1 | ATLAS | NA | NA | 3000078898 | NA | 0 | NA | 0 | NA | W
1840 | Bastar | TOKAPAL | CHC | Dental Dept. | DENTAL CHAIR | 1 | CHESA | AKASH | NA | 3000078899 | NA | 0 | NA | 0 | NA | W
1841 | Bastar | MALWIBHATA | PHC | Pathology Lab. | GLUCOMETER | 1 | DR.MORPEN | GLUCO ONE | BG-03 | 3000078901 | NA | 0 | NA | 0 | NA | W
1842 | Bastar | MALWIBHATA | PHC | Pathology Lab. | NEEDLE DESTROYER | 1 | SARATECH | S1R | NA | 3000078902 | NA | 0 | NA | 0 | NA | W
1843 | Bastar | MALWIBHATA | PHC | Pathology Lab. | NEEDLE DESTROYER | 1 | MICROSIL | NA | NA | 3000078903 | NA | 0 | NA | 0 | NA | NW
1844 | Bastar | MALWIBHATA | PHC | DELIVERY ROOM | AUTOCLAVE | 1 | ZED INSTRUMENTS | NA | NA | 3000078904 | NA | 0 | NA | 0 | NA | W
1845 | Bastar | MALWIBHATA | PHC | DELIVERY ROOM | BABY WEIGHING SCALE | 1 | RAMSON SURGICAL INSTRUMENT | CROWN | NA | 3000078905 | NA | 0 | NA | 0 | NA | W
1846 | Bastar | MALWIBHATA | PHC | DELIVERY ROOM | BABY WEIGHING SCALE | 1 | SMART CARE | NA | NA | 3000078906 | NA | 0 | NA | 0 | NA | W
1847 | Bastar | MALWIBHATA | PHC | OPD | ADULT WEIGHING MACHINE | 1 | PUTEXT | NA | NA | 3000078907 | NA | 0 | NA | 0 | NA | NW
1848 | Bastar | MALWIBHATA | PHC | DELIVERY ROOM | ADULT WEIGHING MACHINE | 1 | SMART CARE | NA | NA | 3000078908 | NA | 0 | NA | 0 | NA | W
1849 | Bastar | MALWIBHATA | PHC | DELIVERY ROOM | ELECTRIC STERILIZER | 1 | M/S SURGICAL UDYOG | NA | NA | 3000078909 | NA | 0 | NA | 0 | NA | W
1850 | Bastar | MALWIBHATA | PHC | DELIVERY ROOM | SUCTION APPARATUS | 1 | NA | NA | NA | 3000078910 | NA | 0 | NA | 0 | NA | NW
1851 | Bastar | TITARGAON | PHC | DELIVERY ROOM | SUCTION APPARATUS | 1 | NA | NA | NA | 3000078692 | NA | 0 | NA | 0 | NA | W
1852 | Bastar | TITARGAON | PHC | DELIVERY ROOM | BABY WEIGHING SCALE | 1 | RAMSON SURGICAL INSTRUMENT | CROWN | NA | 3000078693 | NA | 0 | NA | 0 | NA | W
1853 | Bastar | TITARGAON | PHC | Doctor's Room | SPHYGMOMANOMETER (MERCURIAL) | 1 | DIAMOND | DELUX | NA | 3000078694 | NA | 0 | NA | 0 | NA | W
1854 | Bastar | TITARGAON | PHC | Doctor's Room | SPHYGMOMANOMETER (MERCURIAL) | 1 | DIAMOND | REGULAR | NA | 3000078695 | NA | 0 | NA | 0 | NA | W
1855 | Bastar | TITARGAON | PHC | Pathology Lab. | CENTRIFUGE MACHINE | 1 | NA | NA | NA | 3000078696 | NA | 0 | NA | 0 | NA | W
1856 | Bastar | TITARGAON | PHC | Pathology Lab. | MICROSCOPE (BINOCULAR) | 1 | MLW INTERMED | MLW MED | NA | 3000078697 | NA | 0 | NA | 0 | NA | W
1857 | Bastar | KURANDI | PHC | Doctor's Room | SPHYGMOMANOMETER (MERCURIAL) | 1 | LIFE LINE | NA | 81599 | 3000078686 | NA | 0 | NA | 0 | NA | W
1858 | Bastar | KURANDI | PHC | DELIVERY ROOM | NEBULIZER | 1 | SURGI SOFT | NA | 400387 | 3000078687 | NA | 0 | NA | 0 | NA | W
1859 | Bastar | KURANDI | PHC | DELIVERY ROOM | NEEDLE DESTROYER | 1 | MICROSIL | ND-100 | 1840-06-01 | 3000078688 | NA | 0 | NA | 0 | NA | W
1860 | Bastar | KURANDI | PHC | DELIVERY ROOM | ADULT WEIGHING MACHINE | 1 | VICTORIYA | NA | NA | 3000078689 | NA | 0 | NA | 0 | NA | W
1861 | Bastar | KURANDI | PHC | DELIVERY ROOM | BABY WEIGHING SCALE | 1 | RAMSON SURGICAL INSTRUMENT | NA | 264 | 3000078690 | NA | 0 | NA | 0 | NA | W
1862 | Bastar | KURANDI | PHC | Pathology Lab. | MICROSCOPE (BINOCULAR) | 1 | LABOVISION | NA | 200122243 | 3000078691 | NA | 0 | NA | 0 | NA | W
1863 | Bastar | CHAPARBHANPURI | PHC | Doctor's Room | SPHYGMOMANOMETER (MERCURIAL) | 1 | DIAMOND | REGULAR | NA | 3000078911 | NA | 0 | NA | 0 | NA | W
1864 | Bastar | CHAPARBHANPURI | PHC | Doctor's Room | NEEDLE DESTROYER | 1 | SARATECH | S1R | NA | 3000078912 | NA | 0 | NA | 0 | NA | W
1865 | Bastar | CHAPARBHANPURI | PHC | DELIVERY ROOM | BABY WEIGHING SCALE | 1 | NISAKI | NA | NA | 3000078913 | NA | 0 | NA | 0 | NA | NW
1866 | Bastar | CHAPARBHANPURI | PHC | DELIVERY ROOM | ADULT WEIGHING MACHINE | 1 | NA | NA | NA | 3000078914 | NA | 0 | NA | 0 | NA | W
1867 | Bastar | CHAPARBHANPURI | PHC | DELIVERY ROOM | MICROSCOPE (BINOCULAR) | 1 | MLW SURGICAL | MLW LAB | NA | 3000078915 | NA | 0 | NA | 0 | NA | W
1868 | Bastar | TIRIYA | PHC | Doctor's Room | SPHYGMOMANOMETER (MERCURIAL) | 1 | DIAMOND | DELUX | NA | 3000078680 | NA | 0 | NA | 0 | NA | W
1869 | Bastar | TIRIYA | PHC | OPD | ADULT WEIGHING MACHINE | 1 | KOHINOOR | NA | NA | 3000078681 | NA | 0 | NA | 0 | NA | W
1870 | Bastar | TIRIYA | PHC | OPD | ADULT WEIGHING MACHINE | 1 | KOHINOOR | NA | NA | 3000078682 | NA | 0 | NA | 0 | NA | W
1871 | Bastar | TIRIYA | PHC | OPD | NEEDLE DESTROYER | 1 | SARATECH | S1R | NA | 3000078683 | NA | 0 | NA | 0 | NA | W
1872 | Bastar | TIRIYA | PHC | DELIVERY ROOM | NEBULIZER | 1 | KORPE PRECISE SCALES | SURGISOFT | NA | 3000078684 | NA | 0 | NA | 0 | NA | W
1873 | Bastar | TIRIYA | PHC | DELIVERY ROOM | BABY WEIGHING SCALE | 1 | DOCBEL INDUSTRIES | NA | NA | 3000078685 | NA | 0 | NA | 0 | NA | W
1874 | Bastar | NAGARNAR | PHC | DELIVERY ROOM | INFANT RADIANT WARMER | 1 | S.S. TECHNOLOGY PVT. LTD | TIANA 1RW-1723 | NA | 3000078667 | NA | 0 | NA | 0 | NA | W
1875 | Bastar | NAGARNAR | PHC | DELIVERY ROOM | SUCTION APPARATUS | 1 | MONARCH | MSIRG02 | 246307 | 3000078668 | NA | 0 | NA | 0 | NA | NW
1876 | Bastar | NAGARNAR | PHC | DELIVERY ROOM | BABY WEIGHING SCALE | 1 | ESSAE | BS-250 | NA | 3000078669 | NA | 0 | NA | 0 | NA | W
1877 | Bastar | NAGARNAR | PHC | DELIVERY ROOM | BABY WEIGHING SCALE | 1 | CROWN | NA | NA | 3000078670 | NA | 0 | NA | 0 | NA | W
1878 | Bastar | NAGARNAR | PHC | DELIVERY ROOM | SPHYGMOMANOMETER (MERCURIAL) | 1 | MEDIGUARD | NA | NA | 3000078671 | NA | 0 | NA | 0 | NA | W
1879 | Bastar | NAGARNAR | PHC | DELIVERY ROOM | NEEDLE DESTROYER | 1 | AIWA PRESTIGE | NA | NA | 3000078672 | NA | 0 | NA | 0 | NA | W
1880 | Bastar | NAGARNAR | PHC | Pathology Lab. | MICROSCOPE (BINOCULAR) | 1 | OLYMPUS INDIA | MAGNUS | 518864 | 3000078673 | NA | 0 | NA | 0 | NA | W
1881 | Bastar | ASHNA | PHC | Doctor's Room | SPHYGMOMANOMETER (MERCURIAL) | 1 | DIAMOND | DELUX | NA | 3000078634 | NA | 0 | NA | 0 | NA | W
1882 | Bastar | ASHNA | PHC | DELIVERY ROOM | INFANT RADIANT WARMER | 1 | S.S. TECHNOMED PVT. LTD | IRW-1723 | NA | 3000078635 | NA | 0 | NA | 0 | NA | W
1883 | Bastar | ASHNA | PHC | DELIVERY ROOM | SUCTION APPARATUS | 1 | NA | NA | NA | 3000078636 | NA | 0 | NA | 0 | NA | W
1884 | Bastar | ASHNA | PHC | DELIVERY ROOM | BABY WEIGHING SCALE | 1 | RAMAN SURGICALS | CROWN | NA | 3000078637 | NA | 0 | NA | 0 | NA | W
1885 | Bastar | ASHNA | PHC | DELIVERY ROOM | BABY WEIGHING SCALE | 1 | RAMAN SURGICALS | CROWN | NA | 3000078638 | NA | 0 | NA | 0 | NA | W
1886 | Bastar | ASHNA | PHC | DELIVERY ROOM | SUCTION APPARATUS | 1 | NA | NA | NA | 3000078639 | NA | 0 | NA | 0 | NA | W
1887 | Bastar | ASHNA | PHC | DELIVERY ROOM | BABY PHOTOTHERAPY UNIT | 1 | MEDI WAVES | NA | NA | 3000078640 | NA | 0 | NA | 0 | NA | W
1888 | Bastar | ASHNA | PHC | Doctor's Room | SPHYGMOMANOMETER (MERCURIAL) | 1 | DIAMOND | REGULAR | NA | 3000078641 | NA | 0 | NA | 0 | NA | W
1889 | Bastar | ASHNA | PHC | Injection Room | NEEDLE DESTROYER | 1 | MICROSIL | NA | NA | 3000078642 | NA | 0 | NA | 0 | NA | NW
1890 | Bastar | ASHNA | PHC | DELIVERY ROOM | NEBULIZER | 1 | MARTINO | NA | NA | 3000078643 | NA | 0 | NA | 0 | NA | W
1891 | Bastar | ASHNA | PHC | DELIVERY ROOM | MICROSCOPE (BINOCULAR) | 1 | MLM INTERMED | NA | NA | 3000078644 | NA | 0 | NA | 0 | NA | NW
1892 | Bastar | ASHNA | PHC | DELIVERY ROOM | AUTOCLAVE | 1 | NA | NA | NA | 3000078645 | NA | 0 | NA | 0 | NA | W
1893 | Bastar | ASHNA | PHC | OPD | GLUCOMETER | 1 | LIFE SCANE INC. | ONE TOUCH | SAFNM-6SV | 3000078646 | NA | 0 | NA | 0 | NA | W
1894 | Bastar | KUMHRAWAND | PHC | Doctor's Room | SPHYGMOMANOMETER (MERCURIAL) | 1 | DIAMOND | DELUX | NA | 3000078698 | NA | 0 | NA | 0 | NA | W
1895 | Bastar | KUMHRAWAND | PHC | Doctor's Room | SPHYGMOMANOMETER (MERCURIAL) | 1 | DIAMOND | DELUX | NA | 3000078699 | NA | 0 | NA | 0 | NA | W
1896 | Bastar | KUMHRAWAND | PHC | Doctor's Room | SPHYGMOMANOMETER (MERCURIAL) | 1 | EMU | NA | NA | 3000078700 | NA | 0 | NA | 0 | NA | NW
1897 | Bastar | KUMHRAWAND | PHC | Pathology Lab. | CENTRIFUGE MACHINE | 1 | NA | NA | NA | 3000078701 | NA | 0 | NA | 0 | NA | NW
1898 | Bastar | KUMHRAWAND | PHC | Pathology Lab. | MICROSCOPE (BINOCULAR) | 1 | HB | NA | NA | 3000078702 | NA | 0 | NA | 0 | NA | W
1899 | Bastar | KUMHRAWAND | PHC | Pathology Lab. | GLUCOMETER | 1 | B.BRAUN | NA | G1INFI | 3000078703 | NA | 0 | NA | 0 | NA | NW
1900 | Bastar | KUMHRAWAND | PHC | Store Room | AUTOCLAVE | 1 | NA | NA | NA | 3000078704 | NA | 0 | NA | 0 | NA | W
1901 | Bastar | KUMHRAWAND | PHC | DELIVERY ROOM | BABY WEIGHING SCALE | 1 | RAMAN SURGICALS | CROWN | NA | 3000078705 | NA | 0 | NA | 0 | NA | W
1902 | Bastar | KUMHRAWAND | PHC | DELIVERY ROOM | ELECTRIC STERILIZER | 1 | ATLAS | NA | 69/10061 | 3000078706 | NA | 0 | NA | 0 | NA | NW
1903 | Bastar | KUMHRAWAND | PHC | DELIVERY ROOM | ULTASOUND DIAGNOSTIC MACHINE | 1 | GALTRON ELECTRO MEDICAL | GFM-II | 2012/A/A002 | 3000078707 | NA | 0 | NA | 0 | NA | W
1904 | Bastar | KUMHRAWAND | PHC | DELIVERY ROOM | SUCTION APPARATUS | 1 | NA | NA | NA | 3000078708 | NA | 0 | NA | 0 | NA | NW
1905 | Bastar | KUMHRAWAND | PHC | OPD | NEEDLE DESTROYER | 1 | MICROSIL | NA | NA | 3000078709 | NA | 0 | NA | 0 | NA | W
1906 | Bastar | GHOTIYA | PHC | Doctor's Room | SPHYGMOMANOMETER (MERCURIAL) | 1 | DIAMOND | DELUX | NA | 3000078757 | NA | 0 | NA | 0 | NA | W
1907 | Bastar | GHOTIYA | PHC | DELIVERY ROOM | SUCTION APPARATUS | 1 | NA | NA | NA | 3000078758 | NA | 0 | NA | 0 | NA | W
1908 | Bastar | GHOTIYA | PHC | DELIVERY ROOM | BABY WEIGHING SCALE | 1 | RAMAN SURGICALS | CROWN | NA | 3000078759 | NA | 0 | NA | 0 | NA | NW
1909 | Bastar | GHOTIYA | PHC | DELIVERY ROOM | ADULT WEIGHING MACHINE | 1 | NA | NA | NA | 3000078760 | NA | 0 | NA | 0 | NA | W
1910 | Bastar | GHOTIYA | PHC | Pathology Lab. | MICROSCOPE (MONOCULAR) | 1 | OLYMPUS INDIA | NA | NA | 3000078761 | NA | 0 | NA | 0 | NA | W
1911 | Bastar | GHOTIYA | PHC | Pathology Lab. | NEEDLE DESTROYER | 1 | SARATECH | S1R | NA | 3000078762 | NA | 0 | NA | 0 | NA | W
1912 | Bastar | GHOTIYA | PHC | DELIVERY ROOM | NEBULIZER | 1 | SURGI SOFT | NA | NA | 3000078763 | NA | 0 | NA | 0 | NA | W
1913 | Bastar | RAKHANA KONGERA | PHC | OPD | SPHYGMOMANOMETER (MERCURIAL) | 1 | DIAMOND | DELUX | NA | 3000078788 | NA | 0 | NA | 0 | NA | W
1914 | Bastar | RAKHANA KONGERA | PHC | OPD | SPHYGMOMANOMETER (MERCURIAL) | 1 | DIAMOND | DELUX | NA | 3000078789 | NA | 0 | NA | 0 | NA | W
1915 | Bastar | RAKHANA KONGERA | PHC | OPD | NEBULIZER | 1 | SURGI SOFT | NA | NA | 3000078790 | NA | 0 | NA | 0 | NA | W
1916 | Bastar | TAHAKAPAL | PHC | Doctor's Room | SPHYGMOMANOMETER (MERCURIAL) | 1 | DIAMOND | REGULAR | NA | 3000078931 | NA | 0 | NA | 0 | NA | W
1917 | Bastar | TAHAKAPAL | PHC | Doctor's Room | SPHYGMOMANOMETER (MERCURIAL) | 1 | DIAMOND | REGULAR | NA | 3000078932 | NA | 0 | NA | 0 | NA | W
1918 | Bastar | TAHAKAPAL | PHC | Doctor's Room | SPHYGMOMANOMETER (MERCURIAL) | 1 | DIAMOND | REGULAR | NA | 3000078933 | NA | 0 | NA | 0 | NA | NW
1919 | Bastar | TAHAKAPAL | PHC | Doctor's Room | NEEDLE DESTROYER | 1 | NFS | NA | NA | 3000078934 | NA | 0 | NA | 0 | NA | W
1920 | Bastar | TAHAKAPAL | PHC | Pathology Lab. | GLUCOMETER | 1 | DELTRIO INC. | NA | 2213082032 | 3000078935 | NA | 0 | NA | 0 | NA | W
1921 | Bastar | TAHAKAPAL | PHC | DELIVERY ROOM | BABY WEIGHING SCALE | 1 | RAMAN SURGICALS | NA | NA | 3000078936 | NA | 0 | NA | 0 | NA | W
1922 | Bastar | TAHAKAPAL | PHC | DELIVERY ROOM | BABY WEIGHING SCALE | 1 | RAMAN SURGICALS | NA | NA | 3000078937 | NA | 0 | NA | 0 | NA | W
1923 | Bastar | TAHAKAPAL | PHC | DELIVERY ROOM | ADULT WEIGHING MACHINE | 1 | N.F. SAI TRADERS | NA | NA | 3000078938 | NA | 0 | NA | 0 | NA | W
1924 | Bastar | TAHAKAPAL | PHC | DELIVERY ROOM | ADULT WEIGHING MACHINE | 1 | N.F. SAI TRADERS | NA | NA | 3000078939 | NA | 0 | NA | 0 | NA | W
1925 | Bastar | TAHAKAPAL | PHC | Pathology Lab. | MICROSCOPE (BINOCULAR) | 1 | MLW INTERMED | MLW LAB | 320091980716 | 3000078940 | NA | 0 | NA | 0 | NA | W
1926 | Bastar | SINGANPUR | PHC | Doctor's Room | SPHYGMOMANOMETER (MERCURIAL) | 1 | LIFELINE | NA | NA | 3000078941 | NA | 0 | NA | 0 | NA | W
1927 | Bastar | SINGANPUR | PHC | Doctor's Room | SPHYGMOMANOMETER (MERCURIAL) | 1 | DIAMOND | REGULAR | NA | 3000078942 | NA | 0 | NA | 0 | NA | W
1928 | Bastar | SINGANPUR | PHC | Pathology Lab. | GLUCOMETER | 1 | ACCU CHEK ACTIVE | NA | NA | 3000078943 | NA | 0 | NA | 0 | NA | W
1929 | Bastar | SINGANPUR | PHC | Pathology Lab. | MICROSCOPE (BINOCULAR) | 1 | ZEISS | PRIMO STAR | 3116011696 | 3000078944 | NA | 0 | NA | 0 | NA | W
1930 | Bastar | SINGANPUR | PHC | DELIVERY ROOM | ADULT WEIGHING MACHINE | 1 | NA | NA | NA | 3000078945 | NA | 0 | NA | 0 | NA | W
1931 | Bastar | SINGANPUR | PHC | Pathology Lab. | NEEDLE DESTROYER | 1 | SARATECH | S1R | NA | 3000078946 | NA | 0 | NA | 0 | NA | W
1932 | Bastar | RANSARGIPAL | PHC | DELIVERY ROOM | SUCTION APPARATUS | 1 | NA | NA | NA | 3000078947 | NA | 0 | NA | 0 | NA | W
1933 | Bastar | RANSARGIPAL | PHC | OPD | SPHYGMOMANOMETER (MERCURIAL) | 1 | DIAMOND | DELUX | NA | 3000078948 | NA | 0 | NA | 0 | NA | W
1934 | Bastar | RANSARGIPAL | PHC | OPD | SPHYGMOMANOMETER (MERCURIAL) | 1 | LIFELINE | NA | NA | 3000078949 | NA | 0 | NA | 0 | NA | W
1935 | Bastar | RANSARGIPAL | PHC | OPD | SPHYGMOMANOMETER (MERCURIAL) | 1 | LIFELINE | NA | NA | 3000078950 | NA | 0 | NA | 0 | NA | NW
1936 | Bastar | RANSARGIPAL | PHC | Injection Room | NEEDLE DESTROYER | 1 | SARATECH | S1R | NA | 3000078951 | NA | 0 | NA | 0 | NA | W
1937 | Bastar | RANSARGIPAL | PHC | Injection Room | NEEDLE DESTROYER | 1 | SARATECH | S1R | NA | 3000078952 | NA | 0 | NA | 0 | NA | W
1938 | Bastar | RANSARGIPAL | PHC | Pathology Lab. | GLUCOMETER | 1 | ONE TOUCH | AW06644501A | SNSAGRHFGS | 3000078953 | NA | 0 | NA | 0 | NA | W
1939 | Bastar | RANSARGIPAL | PHC | DELIVERY ROOM | BABY WEIGHING SCALE | 1 | RAMSON SURGICAL INSTRUMENT | CROWN | NA | 3000078954 | NA | 0 | NA | 0 | NA | W
1940 | Bastar | RANSARGIPAL | PHC | DELIVERY ROOM | BABY WEIGHING SCALE | 1 | POPULAR | NA | NA | 3000078955 | NA | 0 | NA | 0 | NA | W
1941 | Bastar | RANSARGIPAL | PHC | DELIVERY ROOM | ADULT WEIGHING MACHINE | 1 | KRUPS | NA | NA | 3000078956 | NA | 0 | NA | 0 | NA | W
1942 | Bastar | RANSARGIPAL | PHC | Store Room | SPHYGMOMANOMETER (MERCURIAL) | 1 | DIAMOND | DELUX | NA | 3000078957 | NA | 0 | NA | 0 | NA | W
1943 | Bastar | RANSARGIPAL | PHC | Store Room | SPHYGMOMANOMETER (MERCURIAL) | 1 | DIAMOND | DELUX | NA | 3000078958 | NA | 0 | NA | 0 | NA | W
1944 | Bastar | KALEPAL | PHC | DELIVERY ROOM | INFANT RADIANT WARMER | 1 | S.S. TECHNOMED PVT. LTD | TIANA 1RW-1723 | NA | 3000078916 | NA | 0 | NA | 0 | NA | W
1945 | Bastar | KALEPAL | PHC | DELIVERY ROOM | SUCTION APPARATUS | 1 | NA | NA | NA | 3000078917 | NA | 0 | NA | 0 | NA | W
1946 | Bastar | KALEPAL | PHC | Doctor's Room | SPHYGMOMANOMETER (MERCURIAL) | 1 | DIAMOND | REGULAR | NA | 3000078918 | NA | 0 | NA | 0 | NA | W
1947 | Bastar | KALEPAL | PHC | Doctor's Room | SPHYGMOMANOMETER (MERCURIAL) | 1 | DIAMOND | REGULAR | NA | 3000078919 | NA | 0 | NA | 0 | NA | NW
1948 | Bastar | KALEPAL | PHC | Doctor's Room | NEEDLE DESTROYER | 1 | NA | NA | NA | 3000078920 | NA | 0 | NA | 0 | NA | NW
1949 | Bastar | KALEPAL | PHC | Pathology Lab. | GLUCOMETER | 1 | B.BRAUN | NA | G1INFI | 3000078921 | NA | 0 | NA | 0 | NA | W
1950 | Bastar | KALEPAL | PHC | DELIVERY ROOM | BABY WEIGHING SCALE | 1 | RAMAN SURGICALS | CROWN | NA | 3000078922 | NA | 0 | NA | 0 | NA | W
1951 | Bastar | KALEPAL | PHC | DELIVERY ROOM | BABY WEIGHING SCALE | 1 | RAMAN SURGICALS | CROWN | NA | 3000078923 | NA | 0 | NA | 0 | NA | W
1952 | Bastar | KALEPAL | PHC | DELIVERY ROOM | BABY WEIGHING SCALE | 1 | RAMAN SURGICALS | CROWN | NA | 3000078924 | NA | 0 | NA | 0 | NA | NW
1953 | Bastar | KALEPAL | PHC | DELIVERY ROOM | ADULT WEIGHING MACHINE | 1 | HEALTH METER | E-96B | NA | 3000078925 | NA | 0 | NA | 0 | NA | W
1954 | Bastar | KALEPAL | PHC | DELIVERY ROOM | ADULT WEIGHING MACHINE | 1 | HEALTH METER | E-96B | NA | 3000078926 | NA | 0 | NA | 0 | NA | W
1955 | Bastar | KALEPAL | PHC | DELIVERY ROOM | AUTOCLAVE | 1 | NS SURGICAL UDYOG | NA | NA | 3000078927 | NA | 0 | NA | 0 | NA | NW
1956 | Bastar | KALEPAL | PHC | DELIVERY ROOM | ELECTRIC STERILIZER | 1 | NA | NA | NA | 3000078928 | NA | 0 | NA | 0 | NA | NW
1957 | Bastar | KALEPAL | PHC | Pathology Lab. | MICROSCOPE (BINOCULAR) | 1 | MLW INTERMED | MLW LAB | NA | 3000078929 | NA | 0 | NA | 0 | NA | W
1958 | Bastar | KALEPAL | PHC | Pathology Lab. | NEBULIZER | 1 | 311 | HICKS NEBUCARE | 11030285 | 3000078930 | NA | 0 | NA | 0 | NA | W
1959 | Bastar | ADAWAL | PHC | Doctor's Room | SPHYGMOMANOMETER (MERCURIAL) | 1 | DIAMOND | REGULAR | NA | 3000078617 | NA | 0 | NA | 0 | NA | W
1960 | Bastar | ADAWAL | PHC | Doctor's Room | ADULT WEIGHING MACHINE | 1 | CAMRY | NA | NA | 3000078618 | NA | 0 | NA | 0 | NA | W
1961 | Bastar | ADAWAL | PHC | OPD | NEBULIZER | 1 | SURGI SOFT | NA | NA | 3000078619 | NA | 0 | NA | 0 | NA | W
1962 | Bastar | ADAWAL | PHC | OPD | NEEDLE DESTROYER | 1 | MEDISALVE | NA | NA | 3000078620 | NA | 0 | NA | 0 | NA | W
1963 | Bastar | ADAWAL | PHC | OPD | NEEDLE DESTROYER | 1 | SARATECH | S1R | NA | 3000078621 | NA | 0 | NA | 0 | NA | W
1964 | Bastar | ADAWAL | PHC | Pathology Lab. | MICROSCOPE (BINOCULAR) | 1 | GB | NA | NA | 3000078622 | NA | 0 | NA | 0 | NA | W
1965 | Bastar | ADAWAL | PHC | OPD | GLUCOMETER | 1 | ONE TOUCH | NA | SAFSZK19 | 3000078623 | NA | 0 | NA | 0 | NA | W
1966 | Bastar | ADAWAL | PHC | DELIVERY ROOM | SUCTION APPARATUS | 1 | NA | NA | NA | 3000078624 | NA | 0 | NA | 0 | NA | W
1967 | Bastar | ADAWAL | PHC | DELIVERY ROOM | SPHYGMOMANOMETER (MERCURIAL) | 1 | DIAMOND | DELUX | NA | 3000078625 | NA | 0 | NA | 0 | NA | W
1968 | Bastar | ADAWAL | PHC | DELIVERY ROOM | ELECTRIC STERILIZER | 1 | NA | NA | NA | 3000078626 | NA | 0 | NA | 0 | NA | W
1969 | Bastar | ADAWAL | PHC | DELIVERY ROOM | BABY WEIGHING SCALE | 1 | RAMAN SURGICALS | CROWN | NA | 3000078627 | NA | 0 | NA | 0 | NA | W
1970 | Bastar | ADAWAL | PHC | DELIVERY ROOM | ELECTRIC STERILIZER | 1 | NA | NA | NA | 3000078628 | NA | 0 | NA | 0 | NA | W
1971 | Bastar | ADAWAL | PHC | Store Room | NEBULIZER | 1 | BREMED | BC1000 | B24890 | 3000078629 | NA | 0 | NA | 0 | NA | W
1972 | Bastar | ADAWAL | PHC | Store Room | GLUCOMETER | 1 | ROCHE DIAGNOSTIC | GS | GS02439850 | 3000078630 | NA | 0 | NA | 0 | NA | NW
1973 | Bastar | ADAWAL | PHC | Store Room | ELECTRIC STERILIZER | 1 | NA | NA | NA | 3000078631 | NA | 0 | NA | 0 | NA | NW
1974 | Bastar | ADAWAL | PHC | Store Room | ELECTRIC STERILIZER | 1 | NA | NA | NA | 3000078632 | NA | 0 | NA | 0 | NA | NW
1975 | Bastar | ADAWAL | PHC | Store Room | SUCTION APPARATUS | 1 | NA | NA | NA | 3000078633 | NA | 0 | NA | 0 | NA | NW
1976 | Bastar | MUNDAGAON | PHC | DELIVERY ROOM | BABY WEIGHING SCALE | 1 | RAMAN SURGICALS | CROWN | NA | 3000078830 | NA | 0 | NA | 0 | NA | W
1977 | Bastar | MUNDAGAON | PHC | DELIVERY ROOM | BABY WEIGHING SCALE | 1 | ESSAE | BS-250 | NA | 3000078831 | NA | 0 | NA | 0 | NA | W
1978 | Bastar | MUNDAGAON | PHC | DELIVERY ROOM | ELECTRIC STERILIZER | 1 | ATLAS | NA | NA | 3000078832 | NA | 0 | NA | 0 | NA | W
1979 | Bastar | MUNDAGAON | PHC | DELIVERY ROOM | SPHYGMOMANOMETER (MERCURIAL) | 1 | DIAMOND | DELUX | NA | 3000078833 | NA | 0 | NA | 0 | NA | W
1980 | Bastar | MUNDAGAON | PHC | DELIVERY ROOM | NEBULIZER | 1 | READY MIST | NA | NA | 3000078834 | NA | 0 | NA | 0 | NA | NW
1981 | Bastar | MUNDAGAON | PHC | DELIVERY ROOM | SUCTION APPARATUS | 1 | NA | NA | NA | 3000078835 | NA | 0 | NA | 0 | NA | W
1982 | Bastar | MUNDAGAON | PHC | DELIVERY ROOM | SUCTION APPARATUS | 1 | NA | NA | NA | 3000078836 | NA | 0 | NA | 0 | NA | W
1983 | Bastar | MUNDAGAON | PHC | Pathology Lab. | MICROSCOPE (BINOCULAR) | 1 | LABOMED | VISION 2000 | NA | 3000078837 | NA | 0 | NA | 0 | NA | W
1984 | Bastar | MUNDAGAON | PHC | Pathology Lab. | CENTRIFUGE MACHINE | 1 | NA | NA | NA | 3000078838 | NA | 0 | NA | 0 | NA | W
1985 | Bastar | MUNDAGAON | PHC | OPD | SPHYGMOMANOMETER (MERCURIAL) | 1 | DIAMOND | REGULAR | NA | 3000078839 | NA | 0 | NA | 0 | NA | W
1986 | Bastar | MUNDAGAON | PHC | OPD | NEEDLE DESTROYER | 1 | CROWN | NA | NA | 3000078840 | NA | 0 | NA | 0 | NA | W
1987 | Bastar | MUNDAGAON | PHC | OPD | NEEDLE DESTROYER | 1 | CROWN | NA | NA | 3000078841 | NA | 0 | NA | 0 | NA | W
1988 | Bastar | MUNDAGAON | PHC | OPD | NEEDLE DESTROYER | 1 | CROWN | NA | NA | 3000078842 | NA | 0 | NA | 0 | NA | W
1989 | Bastar | MUNDAGAON | PHC | OPD | NEEDLE DESTROYER | 1 | CROWN | NA | NA | 3000078843 | NA | 0 | NA | 0 | NA | W
1990 | Bastar | TIRTHA | PHC | Doctor's Room | SPHYGMOMANOMETER (MERCURIAL) | 1 | DIAMOND | DELUX | NA | 3000078777 | NA | 0 | NA | 0 | NA | W
1991 | Bastar | TIRTHA | PHC | DELIVERY ROOM | BABY WEIGHING SCALE | 1 | RAMAN SURGICALS | CROWN | NA | 3000078778 | NA | 0 | NA | 0 | NA | W
1992 | Bastar | TIRTHA | PHC | DELIVERY ROOM | ADULT WEIGHING MACHINE | 1 | NA | NA | NA | 3000078779 | NA | 0 | NA | 0 | NA | W
1993 | Bastar | TIRTHA | PHC | DELIVERY ROOM | SUCTION APPARATUS | 1 | NA | NA | NA | 3000078780 | NA | 0 | NA | 0 | NA | W
1994 | Bastar | TIRTHA | PHC | DELIVERY ROOM | NEBULIZER | 1 | SURGI SOFT | NA | NA | 3000078781 | NA | 0 | NA | 0 | NA | W
1995 | Bastar | TIRTHA | PHC | Pathology Lab. | MICROSCOPE (BINOCULAR) | 1 | LABOMED | NA | NA | 3000078782 | NA | 0 | NA | 0 | NA | W
1996 | Bastar | TIRTHA | PHC | Pathology Lab. | NEEDLE DESTROYER | 1 | SARATECH | S1R | NA | 3000078783 | NA | 0 | NA | 0 | NA | W
1997 | Bastar | TIRTHA | PHC | Store Room | SPHYGMOMANOMETER (MERCURIAL) | 1 | DIAMOND | REGULAR | NA | 3000078784 | NA | 0 | NA | 0 | NA | W
1998 | Bastar | TIRTHA | PHC | Store Room | SPHYGMOMANOMETER (MERCURIAL) | 1 | DIAMOND | REGULAR | NA | 3000078785 | NA | 0 | NA | 0 | NA | W
1999 | Bastar | TIRTHA | PHC | Store Room | SPHYGMOMANOMETER (MERCURIAL) | 1 | DIAMOND | REGULAR | NA | 3000078786 | NA | 0 | NA | 0 | NA | W
2000 | Bastar | TIRTHA | PHC | Store Room | SPHYGMOMANOMETER (MERCURIAL) | 1 | DIAMOND | REGULAR | NA | 3000078787 | NA | 0 | NA | 0 | NA | NW
2001 | Bastar | KESHARPAL | PHC | DELIVERY ROOM | SUCTION APPARATUS | 1 | NA | NA | NA | 3000078743 | NA | 0 | NA | 0 | NA | W
2002 | Bastar | KESHARPAL | PHC | DELIVERY ROOM | BABY WEIGHING SCALE | 1 | NA | NA | NA | 3000078744 | NA | 0 | NA | 0 | NA | W
2003 | Bastar | KESHARPAL | PHC | DELIVERY ROOM | ADULT WEIGHING MACHINE | 1 | NA | NA | NA | 3000078745 | NA | 0 | NA | 0 | NA | W
2004 | Bastar | KESHARPAL | PHC | Doctor's Room | SPHYGMOMANOMETER (MERCURIAL) | 1 | DIAMOND | DELUX | NA | 3000078746 | NA | 0 | NA | 0 | NA | W
2005 | Bastar | KESHARPAL | PHC | Doctor's Room | SPHYGMOMANOMETER (MERCURIAL) | 1 | DIAMOND | DELUX | NA | 3000078747 | NA | 0 | NA | 0 | NA | W
2006 | Bastar | KESHARPAL | PHC | DELIVERY ROOM | NEBULIZER | 1 | SURGI SOFT | NA | NA | 3000078748 | NA | 0 | NA | 0 | NA | W
2007 | Bastar | KESHARPAL | PHC | Pathology Lab. | MICROSCOPE (BINOCULAR) | 1 | LABOMED | NA | NA | 3000078749 | NA | 0 | NA | 0 | NA | W
2008 | Bastar | KESHARPAL | PHC | Pathology Lab. | CENTRIFUGE MACHINE | 1 | NA | NA | NA | 3000078750 | NA | 0 | NA | 0 | NA | W
2009 | Bastar | KESHARPAL | PHC | Pathology Lab. | NEEDLE DESTROYER | 1 | SARATECH | S1R | NA | 3000078751 | NA | 0 | NA | 0 | NA | W
2010 | Bastar | KESHARPAL | PHC | Pathology Lab. | NEEDLE DESTROYER | 1 | SARATECH | S1R | NA | 3000078752 | NA | 0 | NA | 0 | NA | W
2011 | Bastar | KESHARPAL | PHC | Pathology Lab. | GLUCOMETER | 1 | NA | NA | NA | 3000078753 | NA | 0 | NA | 0 | NA | W
2012 | Bastar | KOLCHUR | PHC | Doctor's Room | SPHYGMOMANOMETER (MERCURIAL) | 1 | DIAMOND | DELUX | NA | 3000078754 | NA | 0 | NA | 0 | NA | W
2013 | Bastar | KOLCHUR | PHC | DELIVERY ROOM | ELECTRIC STERILIZER | 1 | NA | NA | NA | 3000078755 | NA | 0 | NA | 0 | NA | W
2014 | Bastar | KOLCHUR | PHC | DELIVERY ROOM | ELECTRIC STERILIZER | 1 | NA | NA | NA | 3000078756 | NA | 0 | NA | 0 | NA | W
2015 | Bastar | ROTAMA | PHC | DELIVERY ROOM | SUCTION APPARATUS | 1 | NA | NA | NA | 3000078763 | NA | 0 | NA | 0 | NA | W
2016 | Bastar | ROTAMA | PHC | DELIVERY ROOM | AUTOCLAVE | 1 | NA | NA | NA | 3000078764 | NA | 0 | NA | 0 | NA | W
2017 | Bastar | ROTAMA | PHC | DELIVERY ROOM | ELECTRIC STERILIZER | 1 | NA | NA | NA | 3000078765 | NA | 0 | NA | 0 | NA | W
2018 | Bastar | ROTAMA | PHC | Doctor's Room | SPHYGMOMANOMETER (MERCURIAL) | 1 | DIAMOND | REGULAR | NA | 3000078766 | NA | 0 | NA | 0 | NA | W
2019 | Bastar | ROTAMA | PHC | Doctor's Room | SPHYGMOMANOMETER (MERCURIAL) | 1 | DIAMOND | DELUX | NA | 3000078767 | NA | 0 | NA | 0 | NA | W
2020 | Bastar | ROTAMA | PHC | DELIVERY ROOM | BABY WEIGHING SCALE | 1 | RAMAN SURGICALS | CROWN | NA | 3000078768 | NA | 0 | NA | 0 | NA | W
2021 | Bastar | ROTAMA | PHC | DELIVERY ROOM | ADULT WEIGHING MACHINE | 1 | NA | NA | NA | 3000078769 | NA | 0 | NA | 0 | NA | W
2022 | Bastar | ROTAMA | PHC | DELIVERY ROOM | NEEDLE DESTROYER | 1 | SARATECH | S1R | NA | 3000078770 | NA | 0 | NA | 0 | NA | W
2023 | Bastar | ROTAMA | PHC | DELIVERY ROOM | NEEDLE DESTROYER | 1 | SARATECH | S1R | NA | 3000078771 | NA | 0 | NA | 0 | NA | W
2024 | Bastar | ROTAMA | PHC | Store Room | SPHYGMOMANOMETER (MERCURIAL) | 1 | DIAMOND | DELUX | NA | 3000078772 | NA | 0 | NA | 0 | NA | W
2025 | Bastar | ROTAMA | PHC | Store Room | SPHYGMOMANOMETER (MERCURIAL) | 1 | DIAMOND | DELUX | NA | 3000078773 | NA | 0 | NA | 0 | NA | W
2026 | Bastar | ROTAMA | PHC | DELIVERY ROOM | NEBULIZER | 1 | SURGI SOFT | NA | NA | 3000078774 | NA | 0 | NA | 0 | NA | W
2027 | Bastar | BHANPURI | PHC | Doctor's Room | FOETAL DOPPLER | 1 | FETAL GUARD | NA | NA | 3000078791 | NA | 0 | NA | 0 | NA | W
2028 | Bastar | BHANPURI | PHC | Doctor's Room | SPHYGMOMANOMETER (MERCURIAL) | 1 | DIAMOND | DELUX | NA | 3000078792 | NA | 0 | NA | 0 | NA | W
2029 | Bastar | BHANPURI | PHC | Doctor's Room | ECG RECORDER 12 channel | 1 | BPL | CARDIOLINE | FZMA5C1015 | 3000078793 | NA | 0 | NA | 0 | NA | W
2030 | Bastar | BHANPURI | PHC | Doctor's Room | ECG RECORDER | 1 | BPL | CARDIART 108T | NA | 3000078794 | NA | 0 | NA | 0 | NA | NW
2031 | Bastar | BHANPURI | PHC | Doctor's Room | ECG RECORDER 4 channel | 1 | BPL | CARDIART 108T | BAMB7B10928 | 3000078795 | NA | 0 | NA | 0 | NA | W
2032 | Bastar | BHANPURI | PHC | Doctor's Room | ADULT WEIGHING MACHINE | 1 | PUTEXT GSSI | PUTEX | NA | 3000078796 | NA | 0 | NA | 0 | NA | W
2033 | Bastar | BHANPURI | PHC | Store Room | MULTIPARA PATIENT MONITOR | 1 | DATEX OHMEDA | NA | 4930094 | 3000078797 | NA | 0 | NA | 0 | NA | NW
2034 | Bastar | BHANPURI | PHC | Store Room | ECG RECORDER | 1 | CLARITY MEDICAL PVT. LTD | CLARITY MED ECG RECORDERe50 | ICHA-1106-00568 | 3000078798 | NA | 0 | NA | 0 | NA | NW
2035 | Bastar | BHANPURI | PHC | Store Room | DATEX SPO2 MONITER | 1 | DATEX OHMEDA | 3800OXIMETER | FBG 01127 | 3000078799 | NA | 0 | NA | 0 | NA | NW
2036 | Bastar | BHANPURI | PHC | Store Room | PORTABLE VENTILATOR | 1 | NA | NA | NA | 3000078800 | NA | 0 | NA | 0 | NA | W
2037 | Bastar | BHANPURI | PHC | Store Room | MICROSCOPE (BINOCULAR) | 1 | LABOMED | VISION 2000 | 150681315 | 3000078801 | NA | 0 | NA | 0 | NA | W
2038 | Bastar | BHANPURI | PHC | Store Room | MICROSCOPE (BINOCULAR) | 1 | OLYMPUS INDIA | MAGNUS MLX B | 518787 | 3000078802 | NA | 0 | NA | 0 | NA | W
2039 | Bastar | BHANPURI | PHC | Store Room | MICROSCOPE (BINOCULAR) | 1 | OLYMPUS INDIA | MAGNUS MLX | 13G451 | 3000078803 | NA | 0 | NA | 0 | NA | W
2040 | Bastar | BHANPURI | PHC | Store Room | CENTRIFUGE MACHINE | 1 | NA | NA | NA | 3000078804 | NA | 0 | NA | 0 | NA | W
2041 | Bastar | BHANPURI | PHC | Store Room | MICROSCOPE (BINOCULAR) | 1 | MLW INTERMED | MLW LAB | NA | 3000078805 | NA | 0 | NA | 0 | NA | NW
2042 | Bastar | BHANPURI | PHC | Store Room | CENTRIFUGE MACHINE | 1 | NA | NA | NA | 3000078806 | NA | 0 | NA | 0 | NA | W
2043 | Bastar | BHANPURI | PHC | Store Room | GLUCOMETER | 1 | DR.MORPEN | BG03 AUTO | NA | 3000078807 | NA | 0 | NA | 0 | NA | W
2044 | Bastar | BHANPURI | PHC | Store Room | REFRIGERATOR | 1 | LG | GL-205XFDG5 | NA | 3000078808 | NA | 0 | NA | 0 | NA | W
2045 | Bastar | BHANPURI | PHC | RADIOLOGY Dept. | X-RAY MACHINE 300 mA | 1 | ALLENGER | NA | NA | 3000078809 | NA | 0 | NA | 0 | NA | NI
2046 | Bastar | BHANPURI | PHC | DELIVERY ROOM | INFANT RADIANT WARMER | 1 | S.S. TECHNOLOGY PVT. LTD | IRW-1723 | SST/DM/13-14/4309 | 3000078810 | NA | 0 | NA | 0 | NA | W
2047 | Bastar | BHANPURI | PHC | DELIVERY ROOM | BABY PHOTOTHERAPY UNIT | 1 | S.S. TECHNOLOGY PVT. LTD | TIANA 1RW-1723 | NA | 3000078811 | NA | 0 | NA | 0 | NA | W
2048 | Bastar | BHANPURI | PHC | DELIVERY ROOM | BABY WEIGHING SCALE | 1 | DOCBEL BRAUN | NA | NA | 3000078812 | NA | 0 | NA | 0 | NA | W
2049 | Bastar | BHANPURI | PHC | DELIVERY ROOM | ELECTRIC STERILIZER | 1 | NA | NA | NA | 3000078813 | NA | 0 | NA | 0 | NA | NW
2050 | Bastar | BHANPURI | PHC | DELIVERY ROOM | SPHYGMOMANOMETER (MERCURIAL) | 1 | DIAMOND | REGULAR | NA | 3000078814 | NA | 0 | NA | 0 | NA | W
2051 | Bastar | BHANPURI | PHC | DELIVERY ROOM | SUCTION APPARATUS | 1 | NA | NA | NA | 3000078815 | NA | 0 | NA | 0 | NA | W
2052 | Bastar | BHANPURI | PHC | DELIVERY ROOM | NEBULIZER | 1 | MHS MEDICARE INDIA | NEWS SPEED NEB | 63005121 | 3000078816 | NA | 0 | NA | 0 | NA | W
2053 | Bastar | BHANPURI | PHC | DELIVERY ROOM | NEEDLE DESTROYER | 1 | MEDISALVE | NA | NA | 3000078817 | NA | 0 | NA | 0 | NA | NW
2054 | Bastar | BHANPURI | PHC | WARD | SPHYGMOMANOMETER (MERCURIAL) | 1 | DIAMOND | DELUX | NA | 3000078818 | NA | 0 | NA | 0 | NA | W
2055 | Bastar | BHANPURI | PHC | WARD | NEEDLE DESTROYER | 1 | MEDISALVE | NA | NA | 3000078819 | NA | 0 | NA | 0 | NA | W
2056 | Bastar | BHANPURI | PHC | WARD | ADULT WEIGHING MACHINE | 1 | GOLDEN STAR GURGICAL INSTRUMENT | NA | NA | 3000078820 | NA | 0 | NA | 0 | NA | W
2057 | Bastar | BHANPURI | PHC | NRC | BABY WEIGHING SCALE | 1 | SECA DIGITAL | NA | NA | 3000078821 | NA | 0 | NA | 0 | NA | W
2058 | Bastar | BHANPURI | PHC | OT | OT TABLE | 1 | NA | NA | NA | 3000078822 | NA | 0 | NA | 0 | NA | W
2059 | Bastar | BHANPURI | PHC | OT | OT TABLE | 1 | NA | NA | NA | 3000078823 | NA | 0 | NA | 0 | NA | W
2060 | Bastar | BHANPURI | PHC | OT | OT TABLE | 1 | NA | NA | NA | 3000078824 | NA | 0 | NA | 0 | NA | W
2061 | Bastar | BHANPURI | PHC | OT | SHADOWLESS OT LIGHT | 1 | MULTI LUX | NA | NA | 3000078825 | NA | 0 | NA | 0 | NA | W
2062 | Bastar | BHANPURI | PHC | OT | SHADOWLESS OT LIGHT | 1 | NA | NA | NA | 3000078826 | NA | 0 | NA | 0 | NA | W
2063 | Bastar | BHANPURI | PHC | OT | Portable X-RAY MACHINE | 1 | SIEMENS | SIMOX PLUX (60mA) | 3290 | 3000078827 | NA | 0 | NA | 0 | NA | NW
2064 | Bastar | BHANPURI | PHC | Doctor's Room | SPHYGMOMANOMETER (MERCURIAL) | 1 | DIAMOND | REGULAR | NA | 3000078828 | NA | 0 | NA | 0 | NA | W
2065 | Bastar | BHANPURI | PHC | Doctor's Room | ADULT WEIGHING MACHINE | 1 | VICTORIA DX | NA | NA | 3000078829 | NA | 0 | NA | 0 | NA | W
2066 | Bastar | BASTAR | DH | RADIOLOGY Dept. | X-RAY MACHINE | 1 | SIEMENS | HELIOPHOSE/D | 3727/03527 | 3000077432 | NA | 0 | NA | 0 | NA | W
2067 | Bastar | BASTAR | DH | RADIOLOGY Dept. | X-RAY MACHINE 60 mA | 1 | SIEMENS | MULTIMOBILE 2.5 | 32504 | 3000077433 | NA | 0 | NA | 0 | NA | W
2068 | Bastar | BASTAR | DH | RADIOLOGY Dept. | X-RAY MACHINE 800mA | 1 | SIEMENS | KLINOSLMPH | 2350 | 3000077434 | NA | 0 | NA | 0 | NA | W
2069 | Bastar | BASTAR | DH | RADIOLOGY Dept. | X-RAY MACHINE 60 mA | 1 | SIEMENS | MULTIMOBILE 2.5 | 33625 | 3000077435 | NA | 0 | NA | 0 | NA | W
2070 | Bastar | BASTAR | DH | RADIOLOGY Dept. | Sonography Machine | 1 | PHILIPS | HD3-EXP | A68202300002181 | 3000077436 | NA | 0 | NA | 0 | NA | W
2071 | Bastar | BASTAR | DH | RADIOLOGY Dept. | Sonography Machine | 1 | PHILIPS | HD3-EXP | A68202300002170 | 3000077437 | NA | 0 | NA | 0 | NA | W
2072 | Bastar | BASTAR | DH | TELE MEDICINE | TMT MACHINE | 1 | RECORDERS AND MEDICARE SYSTEM | RMS TREADMILL | NA | 3000077438 | NA | 0 | NA | 0 | NA | W
2073 | Bastar | BASTAR | DH | TELE MEDICINE | TMT MACHINE | 1 | PHILIPS | NA | NA | 3000077439 | NA | 0 | NA | 0 | NA | W
2074 | Bastar | BASTAR | DH | RADIOLOGY Dept. | Sonography Machine | 1 | PHILIPS | HD3-EXP | A84202300004812 | 3000077440 | NA | 0 | NA | 0 | NA | W
2075 | Bastar | BASTAR | DH | RADIOLOGY Dept. | VENTILATOR | 1 | RESPIRONICS | ESPRIT | SV3013350 | 3000077441 | NA | 0 | NA | 0 | NA | W
2076 | Bastar | BASTAR | DH | RADIOLOGY Dept. | SUCTION APPARATUS | 1 | VIKRANT INDUSTRIES | SANTUSTHI | 41539 | 3000077442 | NA | 0 | NA | 0 | NA | W
2077 | Bastar | BASTAR | DH | RADIOLOGY Dept. | CT SCAN(SINGLE SLICE) | 1 | SIEMENS | SOMATOM EMOTIONS | 1685 | 3000077443 | NA | 0 | NA | 0 | NA | W
2078 | Bastar | BASTAR | DH | RADIOLOGY Dept. | SPHYGMOMANOMETER (MERCURIAL) | 1 | LIFEX | NA | 98118828 | 3000077444 | NA | 0 | NA | 0 | NA | W
2079 | Bastar | BASTAR | DH | RADIOLOGY Dept. | SUCTION APPARATUS | 1 | VIKRANT INDUSTRIES | SANTUSTHI | 03/0084 | 3000077445 | NA | 0 | NA | 0 | NA | W
2080 | Bastar | BASTAR | DH | RADIOLOGY Dept. | C-R-System | 1 | KODAK | DRIE VIEW 5800 LASER VIEW | NA | 3000077446 | NA | 0 | NA | 0 | NA | W
2081 | Bastar | BASTAR | DH | RADIOLOGY Dept. | ULTRASONOGRAPHY DIAGNOSTIC MACHINE | 1 | PHILIPS | HD3-EXP V2 | A84202300004807 | 3000077447 | NA | 0 | NA | 0 | NA | W
2082 | Bastar | BASTAR | DH | RADIOLOGY Dept. | NST MACHINE | 1 | PHILIPS | M27002A | DE53015137 | 3000077448 | NA | 0 | NA | 0 | NA | W
2083 | Bastar | BASTAR | DH | Opthalmology Dept. | SLIT LAMP | 1 | ZEISS NEOTECH | NA | 1020716 | 3000077449 | NA | 0 | NA | 0 | NA | W
2084 | Bastar | BASTAR | DH | Opthalmology Dept. | Auto Refractometer | 1 | CANON | R-N-10M | NA | 3000077450 | NA | 0 | NA | 0 | NA | W
2085 | Bastar | BASTAR | DH | Opthalmology Dept. | NON CONTACT TONOMETER | 1 | APPA SAMY | NA | ATN0803069 | 3000077451 | NA | 0 | NA | 0 | NA | NW
2086 | Bastar | BASTAR | DH | Dental Dept. | DENTAL CHAIR | 1 | CHESA | NA | NA | 3000077452 | NA | 0 | NA | 0 | NA | W
2087 | Bastar | BASTAR | DH | Dental Dept. | DENTAL CHAIR | 1 | CHESA | NA | NA | 3000077453 | NA | 0 | NA | 0 | NA | W
2088 | Bastar | BASTAR | DH | Dental Dept. | ECG RECORDER 12 channel | 1 | HEWLET PACKARD | NA | NA | 3000077454 | NA | 0 | NA | 0 | NA | W
2089 | Bastar | BASTAR | DH | Physiotherapy dept. | IFT MACHINE | 1 | INTERNATIONAL ELECTRO MEDICAL | NA | IFTR1013906 | 3000077455 | NA | 0 | NA | 0 | NA | W
2090 | Bastar | BASTAR | DH | Physiotherapy dept. | SHORT WAVE DIATHERMY MACHINE | 1 | INTERNATIONAL ELECTRO MEDICAL | NA | NA | 3000077456 | NA | 0 | NA | 0 | NA | W
2091 | Bastar | BASTAR | DH | Physiotherapy dept. | SHORT WAVE DIATHERMY MACHINE | 1 | INDIAN MEDICO INSTRUMENTS | NA | NA | 3000077457 | NA | 0 | NA | 0 | NA | W
2092 | Bastar | BASTAR | DH | Physiotherapy dept. | SHORT WAVE DIATHERMY MACHINE | 1 | INDIAN MEDICO INSTRUMENTS | NA | NA | 3000077458 | NA | 0 | NA | 0 | NA | W
2093 | Bastar | BASTAR | DH | Physiotherapy dept. | DIGITAL TENS/EMS | 1 | EVERWAY MEDICAL INSTRUMENTS | EV906 | 13242653 | 3000077459 | NA | 0 | NA | 0 | NA | W
2094 | Bastar | BASTAR | DH | Physiotherapy dept. | DIGITAL TENS/EMS | 1 | EVERWAY MEDICAL INSTRUMENTS | EV906 | 13242651 | 3000077460 | NA | 0 | NA | 0 | NA | W
2095 | Bastar | BASTAR | DH | Physiotherapy dept. | ANALOG TENS/EMS | 1 | BIOTECH | TENS | NA | 3000077461 | NA | 0 | NA | 0 | NA | W
2096 | Bastar | BASTAR | DH | Dental Dept. | DENTAL CHAIR | 1 | CROMODENT | NA | NA | 3000077462 | NA | 0 | NA | 0 | NA | W
2097 | Bastar | BASTAR | DH | Dental Dept. | SUCTION APPARATUS | 1 | SURGICOIN | NA | NA | 3000077463 | NA | 0 | NA | 0 | NA | W
2098 | Bastar | BASTAR | DH | Dental Dept. | AUTOCLAVE | 1 | STERILINE | VACCUM AUTOCLAVE 22B | NA | 3000077464 | NA | 0 | NA | 0 | NA | W
2099 | Bastar | BASTAR | DH | Dental Dept. | ELECTRIC STERILIZER | 1 | NA | NA | NA | 3000077465 | NA | 0 | NA | 0 | NA | W
2100 | Bastar | BASTAR | DH | CENTRAL LAB | 3 PART HEAMATOLOGY ANALYGER | 1 | MINDRAY | BC-3000 PLIS | NA | 3000077466 | NA | 0 | NA | 0 | NA | W
2101 | Bastar | BASTAR | DH | CENTRAL LAB | ELECTRO PHORESIS MACHINE | 1 | INTERLAB | GENIOS | NA | 3000077467 | NA | 0 | NA | 0 | NA | W
2102 | Bastar | BASTAR | DH | CENTRAL LAB | Urine Analyzer | 1 | ERBA DIAGNOSTIC | URODIP CHECK | 34110472 | 3000077468 | NA | 0 | NA | 0 | NA | W
2103 | Bastar | BASTAR | DH | CENTRAL LAB | HOT AIR OVEN | 1 | COSLAB | CLE101 | NA | 3000077469 | NA | 0 | NA | 0 | NA | W
2104 | Bastar | BASTAR | DH | CENTRAL LAB | CENTRIFUGE MACHINE | 1 | NA | NA | NA | 3000077470 | NA | 0 | NA | 0 | NA | W
2105 | Bastar | BASTAR | DH | CENTRAL LAB | MICROSCOPE (BINOCULAR) | 1 | SUSWOX | SK-88 | 2535 | 3000077471 | NA | 0 | NA | 0 | NA | W
2106 | Bastar | BASTAR | DH | CENTRAL LAB | MICROSCOPE (BINOCULAR) | 1 | LABOMED | LX-400 | NA | 3000077472 | NA | 0 | NA | 0 | NA | W
2107 | Bastar | BASTAR | DH | CENTRAL LAB | MICROSCOPE (BINOCULAR) | 1 | UNICEF | NA | NA | 3000077473 | NA | 0 | NA | 0 | NA | W
2108 | Bastar | BASTAR | DH | CENTRAL LAB | CENTRIFUGE MACHINE (4 Tubes) | 1 | NA | NA | NA | 3000077475 | NA | 0 | NA | 0 | NA | W
2109 | Bastar | BASTAR | DH | CENTRAL LAB | PHOTO COLORIMETER | 1 | SYSTRONICS | 113 | 2639 | 3000077476 | NA | 0 | NA | 0 | NA | W
2110 | Bastar | BASTAR | DH | CENTRAL LAB | MICRO PIPETTE | 1 | ACCUPIPETTE | NA | NA | 3000077477 | NA | 0 | NA | 0 | NA | W
2111 | Bastar | BASTAR | DH | CENTRAL LAB | MICRO PIPETTE | 1 | ACCUPIPETTE | NA | NA | 3000077478 | NA | 0 | NA | 0 | NA | W
2112 | Bastar | BASTAR | DH | CENTRAL LAB | MICRO PIPETTE | 1 | ACCUPIPETTE | NA | NA | 3000077479 | NA | 0 | NA | 0 | NA | W
2113 | Bastar | BASTAR | DH | CENTRAL LAB | MICRO PIPETTE | 1 | BIOHIT | NA | 12604940 | 3000077480 | NA | 0 | NA | 0 | NA | W
2114 | Bastar | BASTAR | DH | CENTRAL LAB | MICRO PIPETTE | 1 | BIOHIT | NA | 1256378 | 3000077481 | NA | 0 | NA | 0 | NA | W
2115 | Bastar | BASTAR | DH | CENTRAL LAB | MICRO PIPETTE | 1 | PERFECT | NA | NA | 3000077482 | NA | 0 | NA | 0 | NA | W
2116 | Bastar | BASTAR | DH | CENTRAL LAB | NEEDLE DESTROYER | 1 | HL | NA | NA | 3000077474 | NA | 0 | NA | 0 | NA | W
2117 | Bastar | BASTAR | DH | BLOOD BANK | Blood Bank REFRIGERATOR | 1 | HAIER | HXC-608 | NA | 3000077483 | 2013-10-01 | 0 | NA | 0 | NA | W
2118 | Bastar | BASTAR | DH | BLOOD BANK | Blood Bank REFRIGERATOR | 1 | HAIER | HXC-608 | NA | 3000077484 | 2013-10-01 | 0 | NA | 0 | NA | W
2119 | Bastar | BASTAR | DH | BLOOD BANK | Blood Bank REFRIGERATOR | 1 | HAIER | HXC-608 | NA | 3000077485 | 2013-10-01 | 0 | NA | 0 | NA | W
2120 | Bastar | BASTAR | DH | BLOOD BANK | Blood Bank REFRIGERATOR | 1 | HAIER | HXC-608 | NA | 3000077486 | 2013-10-01 | 0 | NA | 0 | NA | W
2121 | Bastar | BASTAR | DH | BLOOD BANK | DEEP FREEZER | 1 | HAIER | DW-86L626 | BE03D2E1T00B2B4AK0001 | 3000077487 | NA | 0 | NA | 0 | NA | W
2122 | Bastar | BASTAR | DH | BLOOD BANK | DEEP FREEZER | 1 | HAIER | DW-401428 | BE0F20E1T00B2BB4006 | 3000077488 | NA | 0 | NA | 0 | NA | W
2123 | Bastar | BASTAR | DH | BLOOD BANK | Blood Bank REFRIGERATOR | 1 | RENI | BR-280SR | NA | 3000077489 | NA | 0 | NA | 0 | NA | W
2124 | Bastar | BASTAR | DH | BLOOD BANK | MICROSCOPE (BINOCULAR) | 1 | NA | NA | NA | 3000077490 | NA | 0 | NA | 0 | NA | W
2125 | Bastar | BASTAR | DH | BLOOD BANK | HEMOLIGHT MACHINE | 1 | NA | NA | 2HL00811 | 3000077491 | NA | 0 | NA | 0 | NA | W
2126 | Bastar | BASTAR | DH | BLOOD BANK | BLOOD BAG TUBE SEALER | 1 | MEDICAL ELECTRIC EQUIMENT | MOBILE AII | 4NKF1204 | 3000077492 | NA | 0 | NA | 0 | NA | W
2127 | Bastar | BASTAR | DH | BLOOD BANK | SUCTION APPARATUS | 1 | NA | NA | NA | 3000077493 | NA | 0 | NA | 0 | NA | NW
2128 | Bastar | BASTAR | DH | BLOOD BANK | NEEDLE DESTROYER | 1 | MS | NA | NA | 3000077494 | NA | 0 | NA | 0 | NA | W
2129 | Bastar | BASTAR | DH | BLOOD BANK | SPHYGMOMANOMETER (MERCURIAL) | 1 | NA | NA | NA | 3000077495 | NA | 0 | NA | 0 | NA | W
2130 | Bastar | BASTAR | DH | BLOOD BANK | BLOOD BAG TUBE SEALER | 1 | MEDICAL ELECTRIC EQUIMENT | MOBILE AII | 4NKF1339 | 3000077496 | NA | 0 | NA | 0 | NA | W
2131 | Bastar | BASTAR | DH | BLOOD BANK | ELISA Reader | 1 | LAN SYSTEM | 352 | 35209006B | 3000077497 | NA | 0 | NA | 0 | NA | W
2132 | Bastar | BASTAR | DH | BLOOD BANK | ELISA Reader | 1 | ROBONICS | NA | NA | 3000077498 | NA | 0 | NA | 0 | NA | W
2133 | Bastar | BASTAR | DH | BLOOD BANK | MICROSCOPE (BINOCULAR) | 1 | LABOMED | CXL2 | 70612501 | 3000077499 | NA | 0 | NA | 0 | NA | W
2134 | Bastar | BASTAR | DH | BLOOD BANK | CENTRIFUGE MACHINE | 1 | THERMO SIENTIFIC | CRXOFUGE-6000I | 41219022 | 3000077500 | NA | 0 | NA | 0 | NA | W
2135 | Bastar | BASTAR | DH | BLOOD BANK | CENTRIFUGE MACHINE | 1 | THERMO SIENTIFIC | CROFUGE | NA | 3000077501 | NA | 0 | NA | 0 | NA | W
2136 | Bastar | BASTAR | DH | BLOOD BANK | CENTRIFUGE MACHINE | 1 | REMI | R-8C | BHLC-1554 | 3000077502 | NA | 0 | NA | 0 | NA | W
2137 | Bastar | BASTAR | DH | BLOOD BANK | CENTRIFUGE MACHINE | 1 | REMI | R-8C | BHLC-6075 | 3000077503 | NA | 0 | NA | 0 | NA | W
2138 | Bastar | BASTAR | DH | BLOOD BANK | MICROSCOPE (BINOCULAR) | 1 | SUSWALK | NA | 2538 | 3000077504 | NA | 0 | NA | 0 | NA | W
2139 | Bastar | BASTAR | DH | BLOOD BANK | INCUBATOR | 1 | INDOEXIM | NA | NA | 3000077505 | NA | 0 | NA | 0 | NA | W
2140 | Bastar | BASTAR | DH | MALE WARD | NEEDLE DESTROYER | 1 | MICROSIL | NA | NA | 3000077506 | NA | 0 | NA | 0 | NA | W
2141 | Bastar | BASTAR | DH | MALE WARD | NEBULIZER | 1 | NUNEB PRO | NA | MGN105733 | 3000077507 | NA | 0 | NA | 0 | NA | W
2142 | Bastar | BASTAR | DH | MALE WARD | SPHYGMOMANOMETER (MERCURIAL) | 1 | DIAMOND | DELUX | NA | 3000077508 | NA | 0 | NA | 0 | NA | W
2143 | Bastar | BASTAR | DH | MALE WARD | SPHYGMOMANOMETER (MERCURIAL) | 1 | DIAMOND | REGULAR | NA | 3000077509 | NA | 0 | NA | 0 | NA | W
2144 | Bastar | BASTAR | DH | ICU | MULTIPARA PATIENT MONITOR | 1 | PHILIPS | MP20 | DE72837436 | 3000077510 | NA | 0 | NA | 0 | NA | W
2145 | Bastar | BASTAR | DH | ICU | MULTIPARA PATIENT MONITOR | 1 | PHILIPS | SURE SI8NS VM8 | USB161830010 | 3000077511 | NA | 0 | NA | 0 | NA | W
2146 | Bastar | BASTAR | DH | ICU | VENTILATOR | 1 | MAQUET | SENVO-S | 8210 | 3000077512 | NA | 0 | NA | 0 | NA | W
2147 | Bastar | BASTAR | DH | ICU | VENTILATOR | 1 | RESPIRONICS | BIPAPVISION | 133228 | 3000077513 | NA | 0 | NA | 0 | NA | W
2148 | Bastar | BASTAR | DH | ICU | SUCTION APPARATUS | 1 | VIKRANT INDUSTRIES | SANTUSTHI | NA | 3000077514 | NA | 0 | NA | 0 | NA | NW
2149 | Bastar | BASTAR | DH | ICU | MULTIPARA PATIENT MONITOR | 1 | PHILIPS | MP20 | DE72837442 | 3000077515 | NA | 0 | NA | 0 | NA | W
2150 | Bastar | BASTAR | DH | ICU | ECG RECORDER 12 channel | 1 | PHILIPS | PAGE WRITER TRIM 1 | US60923782 | 3000077516 | NA | 0 | NA | 0 | NA | W
2151 | Bastar | BASTAR | DH | ICU | MULTIPARA PATIENT MONITOR | 1 | PHILIPS | MP20 | DE72837446 | 3000077517 | NA | 0 | NA | 0 | NA | W
2152 | Bastar | BASTAR | DH | ICU | DEFIBRILLATOR | 1 | PHILIPS | HEART START XL | US00577374 | 3000077518 | NA | 0 | NA | 0 | NA | W
2153 | Bastar | BASTAR | DH | ICU | VENTILATOR | 1 | MAQUET | SERVO S | NA | 3000077519 | NA | 0 | NA | 0 | NA | W
2154 | Bastar | BASTAR | DH | ICU | C-PAP | 1 | RESPIRONICS | 582080 | 133230 | 3000077520 | NA | 0 | NA | 0 | NA | W
2155 | Bastar | BASTAR | DH | ICU | MULTIPARA PATIENT MONITOR | 1 | PHILIPS | VM8 | USB1819301 | 3000077521 | NA | 0 | NA | 0 | NA | W
2156 | Bastar | BASTAR | DH | ICU | INFUSION PUMP | 1 | EMCO | INFUSER 950 | NA | 3000077522 | NA | 0 | NA | 0 | NA | NW
2157 | Bastar | BASTAR | DH | DELIVERY ROOM | SPHYGMOMANOMETER (MERCURIAL) | 1 | DIAMOND | DELUX | NA | 3000077523 | NA | 0 | NA | 0 | NA | W
2158 | Bastar | BASTAR | DH | DELIVERY ROOM | NEBULIZER | 1 | ECO SMART | NA | 390 | 3000077524 | NA | 0 | NA | 0 | NA | W
2159 | Bastar | BASTAR | DH | DELIVERY ROOM | INFANT RADIANT WARMER | 1 | PHOENICS MEDICAL SYS. | NA | T1O2O | 3000077525 | NA | 0 | NA | 0 | NA | W
2160 | Bastar | BASTAR | DH | DELIVERY ROOM | SUCTION APPARATUS | 1 | NA | NA | NA | 3000077526 | NA | 0 | NA | 0 | NA | W
2161 | Bastar | BASTAR | DH | DELIVERY ROOM | INFANT RADIANT WARMER | 1 | PHOENICS MEDICAL SYS. | NA | T1017 | 3000077527 | NA | 0 | NA | 0 | NA | W
2162 | Bastar | BASTAR | DH | DELIVERY ROOM | MULTIPARA PATIENT MONITOR | 1 | MEDITEC | M751 | KE170515009 | 3000077528 | NA | 0 | NA | 0 | NA | W
2163 | Bastar | BASTAR | DH | DELIVERY ROOM | MULTIPARA PATIENT MONITOR | 1 | BPL | EXCELLO ECO | DATA0E1422 | 3000077529 | NA | 0 | NA | 0 | NA | NW
2164 | Bastar | BASTAR | DH | DELIVERY ROOM | OXYGEN CONCENTRATOR | 1 | MEDITECH INTERNATIONAL | MED OXY | MZJ5-09193 | 3000077530 | NA | 0 | NA | 0 | NA | W
2165 | Bastar | BASTAR | DH | DELIVERY ROOM | SUCTION APPARATUS | 1 | NA | NA | NA | 3000077531 | NA | 0 | NA | 0 | NA | NW
2166 | Bastar | BASTAR | DH | DELIVERY ROOM | SUCTION APPARATUS | 1 | NA | NA | NA | 3000077532 | NA | 0 | NA | 0 | NA | NW
2167 | Bastar | BASTAR | DH | DELIVERY ROOM | BABY WEIGHING SCALE | 1 | VENUS | NA | NA | 3000077533 | NA | 0 | NA | 0 | NA | W
2168 | Bastar | BASTAR | DH | DELIVERY ROOM | BABY WEIGHING SCALE | 1 | CROWN | NA | NA | 3000077534 | NA | 0 | NA | 0 | NA | W
2169 | Bastar | BASTAR | DH | DELIVERY ROOM | Hydraulic Bed | 1 | NA | NA | NA | 3000077535 | NA | 0 | NA | 0 | NA | W
2170 | Bastar | BASTAR | DH | DELIVERY ROOM | Hydraulic Bed | 1 | NA | NA | NA | 3000077536 | NA | 0 | NA | 0 | NA | W
2171 | Bastar | BASTAR | DH | DELIVERY ROOM | NEEDLE DESTROYER | 1 | MICROSIL | NA | NA | 3000077537 | NA | 0 | NA | 0 | NA | W
2172 | Bastar | BASTAR | DH | DELIVERY ROOM | NEEDLE DESTROYER | 1 | MICROSIL | NA | NA | 3000077538 | NA | 0 | NA | 0 | NA | NW
2173 | Bastar | BASTAR | DH | DELIVERY ROOM | NST MACHINE | 1 | PHILIPS | DE53015159 |  | 3000077539 | NA | 0 | NA | 0 | NA | W
2174 | Bastar | BASTAR | DH | DELIVERY ROOM | SHADOWLESS OT LIGHT | 1 | VRAO | NA | NA | 3000078604 | NA | 0 | NA | 0 | NA | NW
2175 | Bastar | BASTAR | DH | DELIVERY ROOM | ELECTRIC STERILIZER | 1 | NA | NA | NA | 3000078603 | NA | 0 | NA | 0 | NA | W
2176 | Bastar | BASTAR | DH | NICU | INFANT RADIANT WARMER | 1 | PHOENICS MEDICAL SYS. | OPEN CARE | T1022 | 3000077540 | NA | 0 | NA | 0 | NA | W
2177 | Bastar | BASTAR | DH | NICU | INFANT RADIANT WARMER | 1 | PHOENICS MEDICAL SYS. | OPEN CARE | T1024 | 3000077541 | NA | 0 | NA | 0 | NA | W
2178 | Bastar | BASTAR | DH | NICU | INFANT RADIANT WARMER | 1 | PHOENICS MEDICAL SYS. | OPEN CARE | TP1536 | 3000077542 | NA | 0 | NA | 0 | NA | W
2179 | Bastar | BASTAR | DH | NICU | INFANT RADIANT WARMER | 1 | PHOENICS MEDICAL SYS. | OPEN CARE | NA | 3000077543 | NA | 0 | NA | 0 | NA | W
2180 | Bastar | BASTAR | DH | NICU | INFANT RADIANT WARMER | 1 | PHOENICS MEDICAL SYS. | OPEN CARE | NA | 3000077544 | NA | 0 | NA | 0 | NA | W
2181 | Bastar | BASTAR | DH | NICU | INFANT RADIANT WARMER | 1 | PHOENICS MEDICAL SYS. | OPEN CARE | TP1536 | 3000077545 | NA | 0 | NA | 0 | NA | NW
2182 | Bastar | BASTAR | DH | NICU | INFANT RADIANT WARMER | 1 | PHOENICS MEDICAL SYS. | OPEN CARE | T1019 | 3000077546 | NA | 0 | NA | 0 | NA | W
2183 | Bastar | BASTAR | DH | NICU | INFANT RADIANT WARMER | 1 | PHOENICS MEDICAL SYS. | OPEN CARE | TP1541 | 3000077547 | NA | 0 | NA | 0 | NA | NW
2184 | Bastar | BASTAR | DH | NICU | INFANT RADIANT WARMER | 1 | PHOENICS MEDICAL SYS. | OPEN CARE | TP1540 | 3000077548 | NA | 0 | NA | 0 | NA | W
2185 | Bastar | BASTAR | DH | NICU | INFANT RADIANT WARMER | 1 | PHOENICS MEDICAL SYS. | OPEN CARE | TP1020 | 3000077549 | NA | 0 | NA | 0 | NA | W
2186 | Bastar | BASTAR | DH | NICU | INFANT RADIANT WARMER | 1 | PHOENICS MEDICAL SYS. | OPEN CARE | TP1536 | 3000077550 | NA | 0 | NA | 0 | NA | W
2187 | Bastar | BASTAR | DH | NICU | INFANT RADIANT WARMER | 1 | PHOENICS MEDICAL SYS. | OPEN CARE | T1018 | 3000077551 | NA | 0 | NA | 0 | NA | W
2188 | Bastar | BASTAR | DH | NICU | INFANT RADIANT WARMER | 1 | PHOENICS MEDICAL SYS. | OPEN CARE | TP1532 | 3000077552 | NA | 0 | NA | 0 | NA | W
2189 | Bastar | BASTAR | DH | NICU | INFANT RADIANT WARMER | 1 | PHOENICS MEDICAL SYS. | OPEN CARE | TP1534 | 3000077553 | NA | 0 | NA | 0 | NA | NW
2190 | Bastar | BASTAR | DH | NICU | INFANT RADIANT WARMER | 1 | PHOENICS MEDICAL SYS. | OPEN CARE | T1016 | 3000077554 | NA | 0 | NA | 0 | NA | W
2191 | Bastar | BASTAR | DH | NICU | INFANT RADIANT WARMER | 1 | PHOENICS MEDICAL SYS. | OPEN CARE | T1015 | 3000077555 | NA | 0 | NA | 0 | NA | W
2192 | Bastar | BASTAR | DH | NICU | INFANT RADIANT WARMER | 1 | PHOENICS MEDICAL SYS. | OPEN CARE | T1021 | 3000077556 | NA | 0 | NA | 0 | NA | NW
2193 | Bastar | BASTAR | DH | NICU | INFANT RADIANT WARMER | 1 | PHOENICS MEDICAL SYS. | OPEN CARE | T1014 | 3000077557 | NA | 0 | NA | 0 | NA | W
2194 | Bastar | BASTAR | DH | NICU | INFANT RADIANT WARMER | 1 | PHOENICS MEDICAL SYS. | OPEN CARE | T1013 | 3000077558 | NA | 0 | NA | 0 | NA | W
2195 | Bastar | BASTAR | DH | NICU | INFANT RADIANT WARMER | 1 | PHOENICS MEDICAL SYS. | OPEN CARE | TP1537 | 3000077559 | NA | 0 | NA | 0 | NA | W
2196 | Bastar | BASTAR | DH | NICU | BABY PHOTOTHERAPY UNIT | 1 | PHOENICS MEDICAL SYS. | NA | 1663 | 3000077560 | NA | 0 | NA | 0 | NA | W
2197 | Bastar | BASTAR | DH | NICU | BABY PHOTOTHERAPY UNIT | 1 | PHOENICS MEDICAL SYS. | NA | 1688 | 3000077561 | NA | 0 | NA | 0 | NA | W
2198 | Bastar | BASTAR | DH | NICU | BABY PHOTOTHERAPY UNIT | 1 | PHOENICS MEDICAL SYS. | NA | 1687 | 3000077562 | NA | 0 | NA | 0 | NA | W
2199 | Bastar | BASTAR | DH | NICU | BABY PHOTOTHERAPY UNIT | 1 | PHOENICS MEDICAL SYS. | NA | 1685 | 3000077563 | NA | 0 | NA | 0 | NA | W
2200 | Bastar | BASTAR | DH | NICU | BABY PHOTOTHERAPY UNIT | 1 | PHOENICS MEDICAL SYS. | NA | 1684 | 3000077564 | NA | 0 | NA | 0 | NA | W
2201 | Bastar | BASTAR | DH | NICU | BABY PHOTOTHERAPY UNIT | 1 | PHOENICS MEDICAL SYS. | NA | 1676 | 3000077565 | NA | 0 | NA | 0 | NA | W
2202 | Bastar | BASTAR | DH | NICU | VENTILATOR | 1 | MEDITRONICS | NEUMOVENT GRAPH | NA | 3000077566 | NA | 0 | NA | 0 | NA | W
2203 | Bastar | BASTAR | DH | NICU | VENTILATOR | 1 | MEDITRONICS | NEUMOVENT GRAPH | NA | 3000077583 | NA | 0 | NA | 0 | NA | W
2204 | Bastar | BASTAR | DH | NICU | SUCTION APPARATUS | 1 | ZEAL MEDICAL | NA | SUC-002-0214-46 | 3000077567 | NA | 0 | NA | 0 | NA | W
2205 | Bastar | BASTAR | DH | NICU | SUCTION APPARATUS | 1 | NA | NA | NA | 3000077568 | NA | 0 | NA | 0 | NA | W
2206 | Bastar | BASTAR | DH | NICU | SUCTION APPARATUS | 1 | ZEAL MEDICAL | NA | SUC-102-004-47 | 3000077569 | NA | 0 | NA | 0 | NA | W
2207 | Bastar | BASTAR | DH | NICU | PULSE OXIMETER | 1 | BIONICS | BPM200 | 125/IF5061 | 3000077570 | NA | 0 | NA | 0 | NA | W
2208 | Bastar | BASTAR | DH | NICU | PULSE OXIMETER | 1 | EMCO MEDITEK PVT. LTD. | OXI/SA8610 | 809453 | 3000077571 | NA | 0 | NA | 0 | NA | W
2209 | Bastar | BASTAR | DH | NICU | SUCTION APPARATUS | 1 | NA | NA | NA | 3000077572 | NA | 0 | NA | 0 | NA | W
2210 | Bastar | BASTAR | DH | NICU | SUCTION APPARATUS | 1 | MASTER CARE | NA | NA | 3000077573 | NA | 0 | NA | 0 | NA | W
2211 | Bastar | BASTAR | DH | NICU | SUCTION APPARATUS | 1 | ZEAL MEDICAL | NA | SUC/002/044/45 | 3000077574 | NA | 0 | NA | 0 | NA | W
2212 | Bastar | BASTAR | DH | NICU | MULTIPARA PATIENT MONITOR | 1 | PHILIPS | MP30 | DE72876319 | 3000077575 | NA | 0 | NA | 0 | NA | W
2213 | Bastar | BASTAR | DH | NICU | ELECTRIC STERILIZER | 1 | NA | NA | NA | 3000077576 | NA | 0 | NA | 0 | NA | W
2214 | Bastar | BASTAR | DH | NICU | BABY WEIGHING SCALE | 1 | ESSAE | BS-250 | NA | 3000077577 | NA | 0 | NA | 0 | NA | W
2215 | Bastar | BASTAR | DH | NICU | BABY WEIGHING SCALE | 1 | ESSAE | BS-250 | NA | 3000077578 | NA | 0 | NA | 0 | NA | W
2216 | Bastar | BASTAR | DH | NICU | BABY WEIGHING SCALE | 1 | ESSAE | BS-250 | NA | 3000077579 | NA | 0 | NA | 0 | NA | W
2217 | Bastar | BASTAR | DH | NICU | BABY WEIGHING SCALE | 1 | ESSAE | BS-250 | NA | 3000077580 | NA | 0 | NA | 0 | NA | W
2218 | Bastar | BASTAR | DH | NICU | BABY WEIGHING SCALE | 1 | RAMAN SURGICALS | CROWN | NA | 3000077581 | NA | 0 | NA | 0 | NA | W
2219 | Bastar | BASTAR | DH | NICU | BABY WEIGHING SCALE | 1 | RAMAN SURGICALS | CROWN | NA | 3000077582 | NA | 0 | NA | 0 | NA | W
2220 | Bastar | BASTAR | DH | GYNAEC. OT | SUCTION APPARATUS | 1 | NA | NA | NA | 3000077584 | NA | 0 | NA | 0 | NA | W
2221 | Bastar | BASTAR | DH | GYNAEC. OT | DEFIBRILLATOR | 1 | MEDISYS | NA | 8017 | 3000077585 | NA | 0 | NA | 0 | NA | NW
2222 | Bastar | BASTAR | DH | GYNAEC. OT | BOYLE'S APPARATUS | 1 | MEDICAL ENGINEERS | NA | NA | 3000077586 | NA | 0 | NA | 0 | NA | W
2223 | Bastar | BASTAR | DH | GYNAEC. OT | MULTIPARA PATIENT MONITOR | 1 | CLARITY MEDICAL PVT. LTD | RADIANT P5 | P5-SPSG006 | 3000077587 | NA | 0 | NA | 0 | NA | W
2224 | Bastar | BASTAR | DH | GYNAEC. OT | ELECTRO SURGICAL UNIT | 1 | NA | ZEWS-400 | NA | 3000077588 | NA | 0 | NA | 0 | NA | W
2225 | Bastar | BASTAR | DH | GYNAEC. OT | MULTIPARA PATIENT MONITOR | 1 | PHILIPS | MP30 | DE72870618 | 3000077589 | NA | 0 | NA | 0 | NA | W
2226 | Bastar | BASTAR | DH | GYNAEC. OT | MULTIPARA PATIENT MONITOR | 1 | PHILIPS | MP30 | DE72870602 | 3000077590 | NA | 0 | NA | 0 | NA | W
2227 | Bastar | BASTAR | DH | GYNAEC. OT | BOYLE'S APPARATUS | 1 | BOYLE BASIC | NA | 0819-0101202 | 3000077591 | NA | 0 | NA | 0 | NA | W
2228 | Bastar | BASTAR | DH | GYNAEC. OT | PORTABLE VENTILATOR | 1 | MEDISYS | NA | NA | 3000077592 | NA | 0 | NA | 0 | NA | NW
2229 | Bastar | BASTAR | DH | GYNAEC. OT | SHADOWLESS OT LIGHT | 1 | NA | NA | NA | 3000077593 | NA | 0 | NA | 0 | NA | W
2230 | Bastar | BASTAR | DH | GYNAEC. OT | OT TABLE | 1 | NA | NA | NA | 3000077594 | NA | 0 | NA | 0 | NA | W
2231 | Bastar | BASTAR | DH | GYNAEC. OT | SUCTION APPARATUS | 1 | NA | NA | NA | 3000077595 | NA | 0 | NA | 0 | NA | NW
2232 | Bastar | BASTAR | DH | GYNAEC. OT | OXYGEN CONCENTRATOR | 1 | MEDITECH INTERNATIONAL | NA | 20101415172 | 3000077596 | NA | 0 | NA | 0 | NA | W
2233 | Bastar | BASTAR | DH | GYNAEC. OT | INFANT RADIANT WARMER | 1 | ZEAL MEDICAL | NA | NRU/005/0909/01 | 3000077597 | NA | 0 | NA | 0 | NA | NW
2234 | Bastar | BASTAR | DH | GYNAEC. OT | SUCTION APPARATUS | 1 | NA | NA | NA | 3000077598 | NA | 0 | NA | 0 | NA | W
2235 | Bastar | BASTAR | DH | GYNAEC. OT | MULTIPARA PATIENT MONITOR | 1 | CLARITY MEDICAL PVT. LTD | RADIANT P5 B2P | PS-SPSG-0007 | 3000077599 | NA | 0 | NA | 0 | NA | W
2236 | Bastar | BASTAR | DH | GYNAEC. OT | SHADOWLESS OT LIGHT | 1 | NA | NA | NA | 3000077600 | NA | 0 | NA | 0 | NA | W
2237 | Bastar | BASTAR | DH | GYNAEC. OT | SHADOWLESS OT LIGHT | 1 | NA | NA | NA | 3000077601 | NA | 0 | NA | 0 | NA | W
2238 | Bastar | BASTAR | DH | GYNAEC. OT | AUTOCLAVE | 1 | NA | NA | NA | 3000077602 | NA | 0 | NA | 0 | NA | W
2239 | Bastar | BASTAR | DH | GYNAEC. OT | AUTOCLAVE | 1 | NA | NA | NA | 3000077603 | NA | 0 | NA | 0 | NA | W
2240 | Bastar | BASTAR | DH | GYNAEC. OT | SUCTION APPARATUS | 1 | NA | NA | NA | 3000077604 | NA | 0 | NA | 0 | NA | NW
2241 | Bastar | BASTAR | DH | PP OT | SUCTION APPARATUS | 1 | NA | NA | NA | 3000077605 | NA | 0 | NA | 0 | NA | W
2242 | Bastar | BASTAR | DH | PP OT | OXYGEN CONCENTRATOR | 1 | MEDOXY MEDITECH | NA | 20101415177 | 3000077606 | NA | 0 | NA | 0 | NA | W
2243 | Bastar | BASTAR | DH | PP OT | OXYGEN CONCENTRATOR | 1 | MEDOXY MEDITECH | NA | 20101415188 | 3000077607 | NA | 0 | NA | 0 | NA | W
2244 | Bastar | BASTAR | DH | PP OT | NEEDLE DESTROYER | 1 | MICROSIL | NA | NA | 3000077608 | NA | 0 | NA | 0 | NA | NW
2245 | Bastar | BASTAR | DH | PP OT | NEEDLE DESTROYER | 1 | MICROSIL | NA | NA | 3000077609 | NA | 0 | NA | 0 | NA | W
2246 | Bastar | BASTAR | DH | PP OT | SHADOWLESS OT LIGHT | 1 | NA | NA | NA | 3000077610 | NA | 0 | NA | 0 | NA | W
2247 | Bastar | BASTAR | DH | PP OT | AUTOCLAVE | 1 | NA | NA | NA | 3000077611 | NA | 0 | NA | 0 | NA | W
2248 | Bastar | BASTAR | DH | PP OT | ELECTRIC STERILIZER | 1 | NA | NA | NA | 3000077612 | NA | 0 | NA | 0 | NA | W
2249 | Bastar | BASTAR | DH | PP OT | FUMIGATION MACHINE | 1 | NA | NA | NA | 3000077613 | NA | 0 | NA | 0 | NA | NW
2250 | Bastar | BASTAR | DH | CASUALITY OT | SHADOWLESS OT LIGHT | 1 | ARKO | NA | NA | 3000077614 | NA | 0 | NA | 0 | NA | W
2251 | Bastar | BASTAR | DH | CASUALITY OT | MULTIPARA PATIENT MONITOR | 1 | PHILIPS | MP20 | DE72837457 | 3000077615 | NA | 0 | NA | 0 | NA | W
2252 | Bastar | BASTAR | DH | CASUALITY OT | MULTIPARA PATIENT MONITOR | 1 | PAUL BREATHING EQUIPMENTS COMP. | MVA-25 | NA | 3000077616 | NA | 0 | NA | 0 | NA | W
2253 | Bastar | BASTAR | DH | CASUALITY OT | PORTABLE VENTILATOR | 1 | MEDISYS | NA | NA | 3000077617 | NA | 0 | NA | 0 | NA | W
2254 | Bastar | BASTAR | DH | CASUALITY OT | VENTILATOR | 1 | MEDISYS | NA | GRT070071 | 3000077618 | NA | 0 | NA | 0 | NA | W
2255 | Bastar | BASTAR | DH | CASUALITY OT | DEFIBRILLATOR | 1 | SCHILLER | DEFIGARD 400 | J/2D/72 | 3000077619 | NA | 0 | NA | 0 | NA | W
2256 | Bastar | BASTAR | DH | CASUALITY OT | SPHYGMOMANOMETER (MERCURIAL) | 1 | LIFEX | NA | NA | 3000077620 | NA | 0 | NA | 0 | NA | W
2257 | Bastar | BASTAR | DH | CASUALITY OT | NEEDLE DESTROYER | 1 | MICROSIL | NA | NA | 3000077621 | NA | 0 | NA | 0 | NA | NW
2258 | Bastar | BASTAR | DH | CASUALITY OT | SUCTION APPARATUS | 1 | MONARCH | MSIRG02 | 34107 | 3000077622 | NA | 0 | NA | 0 | NA | W
2259 | Bastar | BASTAR | DH | CASUALITY OT | OT TABLE | 1 | NA | NA | NA | 3000077623 | NA | 0 | NA | 0 | NA | W
2260 | Bastar | BASTAR | DH | CASUALITY OT | OT TABLE | 1 | NA | NA | NA | 3000077624 | NA | 0 | NA | 0 | NA | W
2261 | Bastar | BASTAR | DH | CASUALITY OT | TNT MICROSCOPE | 1 | MOLLER WEDEL | NA | NA | 3000077625 | NA | 0 | NA | 0 | NA | NW
2262 | Bastar | BASTAR | DH | CASUALITY OT | AUTOCLAVE | 1 | NA | NA | NA | 3000077626 | NA | 0 | NA | 0 | NA | W
2263 | Bastar | BASTAR | DH | CASUALITY OT | AUTOCLAVE | 1 | NA | NA | NA | 3000077627 | NA | 0 | NA | 0 | NA | W
2264 | Bastar | BASTAR | DH | CASUALITY OT | ELECTRIC STERILIZER | 1 | NA | NA | NA | 3000077628 | NA | 0 | NA | 0 | NA | W
2265 | Bastar | BASTAR | DH | CASUALITY OT | FUMIGATION MACHINE | 1 | NA | NA | NA | 3000077629 | NA | 0 | NA | 0 | NA | W
2266 | Bastar | BASTAR | DH | CASUALITY OT | INFUSION PUMP | 1 | EMCO | INFUSER 950 | 108222 | 3000077630 | NA | 0 | NA | 0 | NA | W
2267 | Bastar | BASTAR | DH | CASUALITY OT | INFUSION PUMP | 1 | EMCO | INFUSER 950 | 108224 | 3000077631 | NA | 0 | NA | 0 | NA | W
2268 | Bastar | BASTAR | DH | CASUALITY OT | NEBULIZER | 1 | PROLIX | CN/01WT | 17261 | 3000077632 | NA | 0 | NA | 0 | NA | W
2269 | Bastar | BASTAR | DH | CASUALITY ICU | SUCTION APPARATUS | 1 | ANAND MEDICALS | NA | NA | 3000077633 | NA | 0 | NA | 0 | NA | NW
2270 | Bastar | BASTAR | DH | CASUALITY ICU | SUCTION APPARATUS | 1 | NA | NA | NA | 3000077634 | NA | 0 | NA | 0 | NA | NW
2271 | Bastar | BASTAR | DH | CASUALITY ICU | VENTILATOR | 1 | RESPIRONICS | ESPIRIT | VS3013349 | 3000077635 | NA | 0 | NA | 0 | NA | W
2272 | Bastar | BASTAR | DH | CASUALITY ICU | VENTILATOR | 1 | RESPIRONICS | ESPIRIT | VS3013351 | 3000077636 | NA | 0 | NA | 0 | NA | W
2273 | Bastar | BASTAR | DH | Minor OT | MULTIPARA PATIENT MONITOR | 1 | PHILIPS | MP20 | DE72837466 | 3000077637 | NA | 0 | NA | 0 | NA | NW
2274 | Bastar | BASTAR | DH | Minor OT | BOYLE'S APPARATUS | 1 | MEDISYS | SUPREME | NA | 3000077638 | NA | 0 | NA | 0 | NA | W
2275 | Bastar | BASTAR | DH | Minor OT | MULTIPARA PATIENT MONITOR | 1 | CLARITY MEDICAL PVT. LTD | RADIANT P5 | P5-SPSG003 | 3000077639 | NA | 0 | NA | 0 | NA | NW
2276 | Bastar | BASTAR | DH | Minor OT | DEFIBRILLATOR | 1 | MEDITRONICS | LIFEPAK 20 | 31318763 | 3000077640 | NA | 0 | NA | 0 | NA | W
2277 | Bastar | BASTAR | DH | Minor OT | ECG RECORDER | 1 | BPL | 108T/DG | CGMJIL15123 | 3000077641 | NA | 0 | NA | 0 | NA | W
2278 | Bastar | BASTAR | DH | Minor OT | OT TABLE | 1 | HOSPITECH INDUSTRIES | NA | NA | 3000077642 | NA | 0 | NA | 0 | NA | W
2279 | Bastar | BASTAR | DH | Minor OT | OT TABLE | 1 | HOSLAB EQUIPMENTS | NA | NA | 3000077643 | NA | 0 | NA | 0 | NA | W
2280 | Bastar | BASTAR | DH | Minor OT | VENTILATOR | 1 | RESPIRONICS | ESPIRIT | VS3013310 | 3000077644 | NA | 0 | NA | 0 | NA | W
2281 | Bastar | BASTAR | DH | Minor OT | AUTOCLAVE | 1 | NA | NA | NA | 3000077645 | NA | 0 | NA | 0 | NA | W
2282 | Bastar | BASTAR | DH | Minor OT | ELECTRIC STERILIZER | 1 | NA | NA | NA | 3000077646 | NA | 0 | NA | 0 | NA | W
2283 | Bastar | BASTAR | DH | Minor OT | ELECTRIC STERILIZER | 1 | NA | NA | NA | 3000077647 | NA | 0 | NA | 0 | NA | W
2284 | Bastar | BASTAR | DH | CASUALITY WARD | PULSE OXIMETER | 1 | BIONICS | BPM200 | 125-IF-5023 | 3000077648 | NA | 0 | NA | 0 | NA | W
2285 | Bastar | BASTAR | DH | CASUALITY WARD | DEFIBRILLATOR | 1 | MEDISYS | NA | NA | 3000077649 | NA | 0 | NA | 0 | NA | W
2286 | Bastar | BASTAR | DH | CASUALITY WARD | NEBULIZER | 1 | NA | WOOR | NA | 3000077650 | NA | 0 | NA | 0 | NA | W
2287 | Bastar | BASTAR | DH | CASUALITY WARD | NEEDLE DESTROYER | 1 | NA | NA | NA | 3000077651 | NA | 0 | NA | 0 | NA | W
2288 | Bastar | BASTAR | DH | Opthalmology Dept. | MICROSCOPE (BINOCULAR) | 1 | MORAL WEDEL | NA | 771 | 3000078959 | NA | 0 | NA | 0 | NA | W
2289 | Bastar | BASTAR | DH | Opthalmology Dept. | MICROSCOPE (BINOCULAR) | 1 | CARL ZEISS | NA | 6613009651 | 3000078960 | NA | 0 | NA | 0 | NA | W
2290 | Bastar | BASTAR | DH | Opthalmology Dept. | AUTOCLAVE | 1 | STERILINE | NA | NA | 3000078961 | NA | 0 | NA | 0 | NA | W
2291 | Bastar | BASTAR | DH | Opthalmology Dept. | YAG LASER | 1 | APPA SAMY | 307 | 43178140018 | 3000078962 | NA | 0 | NA | 0 | NA | W
2292 | Bastar | BASTAR | DH | Opthalmology Dept. | GREEN LASER | 1 | NA | LASOR VISION | NA | 3000078963 | NA | 0 | NA | 0 | NA | W
2293 | Bastar | BASTAR | DH | Opthalmology Dept. | ELECTRIC STERILIZER | 1 | SMR | NA | NA | 3000078964 | NA | 0 | NA | 0 | NA | W
2294 | Bastar | BASTAR | DH | Opthalmology Dept. | AUTOCLAVE | 1 | NA | NA | NA | 3000078965 | NA | 0 | NA | 0 | NA | W
2295 | Bastar | BASTAR | DH | Opthalmology Dept. | Air ELECTRIC STERILIZER Machine | 1 | CECON | NA | NA | 3000078966 | NA | 0 | NA | 0 | NA | W
2296 | Bastar | BASTAR | DH | Opthalmology Dept. | Air ELECTRIC STERILIZER Machine | 1 | CECON | NA | NA | 3000078967 | NA | 0 | NA | 0 | NA | W
2297 | Bastar | BASTAR | DH | Opthalmology Dept. | ELECTRIC STERILIZER | 1 | NA | NA | NA | 3000078968 | NA | 0 | NA | 0 | NA | NW
2298 | Bastar | BASTAR | DH | Opthalmology Dept. | ELECTRIC STERILIZER | 1 | `NA | NA | NA | 3000078969 | NA | 0 | NA | 0 | NA | NW
2299 | Bastar | BASTAR | DH | Opthalmology Dept. | Air ELECTRIC STERILIZER Machine | 1 | CECON | NA | NA | 3000078970 | NA | 0 | NA | 0 | NA | W
2300 | Bastar | BASTAR | DH | Opthalmology Dept. | SLIT LAMP | 1 | APPA SAMY | NA | 1J01130226 | 3000078971 | NA | 0 | NA | 0 | NA | W
2301 | Bastar | BASTAR | DH | Opthalmology Dept. | MICROSCOPE (BINOCULAR) | 1 | LABOMED | NA | NA | 3000078972 | NA | 0 | NA | 0 | NA | NW
2302 | Bastar | BASTAR | DH | Opthalmology Dept. | SYNOPTOPHORE | 1 | APPA SAMY | NA | 404 | 3000078973 | NA | 0 | NA | 0 | NA | NW
2303 | Bastar | BASTAR | DH | Opthalmology Dept. | SPHYGMOMANOMETER (MERCURIAL) | 1 | LIFE LINE | NA | NA | 3000078974 | NA | 0 | NA | 0 | NA | W
2304 | Bastar | BASTAR | DH | Major OT | SHADOWLESS OT LIGHT | 1 | PHILIPS | HE5220-00 | 23003 | 3000077652 | NA | 0 | NA | 0 | NA | W
2305 | Bastar | BASTAR | DH | Major OT | OT TABLE | 1 | ARKO | NA | NA | 3000077653 | NA | 0 | NA | 0 | NA | W
2306 | Bastar | BASTAR | DH | Major OT | SUCTION APPARATUS | 1 | MICO | NA | NA | 3000077654 | NA | 0 | NA | 0 | NA | W
2307 | Bastar | BASTAR | DH | Major OT | ENT Microscope | 1 | ZEISS | NA | NA | 3000077655 | NA | 0 | NA | 0 | NA | W
2308 | Bastar | BASTAR | DH | Major OT | SURGICAL DIATHERMY MACHINE | 1 | ZEUS | ZERONE | Z40812212519 | 3000077656 | NA | 0 | NA | 0 | NA | W
2309 | Bastar | BASTAR | DH | Major OT | SUCTION APPARATUS | 1 | COSLAB | NA | HV/938 | 3000077657 | NA | 0 | NA | 0 | NA | W
2310 | Bastar | BASTAR | DH | Major OT | DEFIBRILLATOR | 1 | SCHILLER | NA | NA | 3000077658 | NA | 0 | NA | 0 | NA | W
2311 | Bastar | BASTAR | DH | Major OT | DEFIBRILLATOR | 1 | MEDISYS | NA | NA | 3000077659 | NA | 0 | NA | 0 | NA | W
2312 | Bastar | BASTAR | DH | Major OT | BOYLE'S APPARATUS | 1 | G.S HEALTH CARE | NA | NA | 3000077660 | NA | 0 | NA | 0 | NA | W
2313 | Bastar | BASTAR | DH | Major OT | MULTIPARA PATIENT MONITOR | 1 | PHILIPS | NA | NA | 3000077661 | NA | 0 | NA | 0 | NA | W
2314 | Bastar | BASTAR | DH | Major OT | ELECTRIC STERILIZER | 1 | NA | NA | NA | 3000077662 | NA | 0 | NA | 0 | NA | W
2315 | Bastar | BASTAR | DH | Major OT | AUTOCLAVE | 1 | SHIVA | NA | NA | 3000077663 | NA | 0 | NA | 0 | NA | W
2316 | Bastar | BASTAR | DH | Major OT | AUTOCLAVE | 1 | NA | NA | NA | 3000077664 | NA | 0 | NA | 0 | NA | W
2317 | Bastar | BASTAR | DH | Major OT | ELECTRIC STERILIZER | 1 | NA | NA | NA | 3000077665 | NA | 0 | NA | 0 | NA | W
2318 | Bastar | BASTAR | DH | Major OT | AUTOCLAVE | 1 | NA | NA | NA | 3000077666 | NA | 0 | NA | 0 | NA | W
2319 | Bastar | BASTAR | DH | Major OT | SHADOWLESS OT LIGHT | 1 | MULTILUX | NA | NA | 3000077667 | NA | 0 | NA | 0 | NA | W
2320 | Bastar | BASTAR | DH | Major OT | SHADOWLESS OT LIGHT | 1 | SURGIDENT | NEOSTAR | NA | 3000077668 | NA | 0 | NA | 0 | NA | W
2321 | Bastar | BASTAR | DH | Major OT | SURGICAL DIATHERMY MACHINE | 1 | ZEUS | ZERINE | Z40A1212520 | 3000077669 | NA | 0 | NA | 0 | NA | W
2322 | Bastar | BASTAR | DH | Major OT | DEFIBRILLATOR | 1 | MEDISYS | NA | 8016 | 3000077670 | NA | 0 | NA | 0 | NA | W
2323 | Bastar | BASTAR | DH | Major OT | SUCTION APPARATUS | 1 | NA | NA | NA | 3000077671 | NA | 0 | NA | 0 | NA | W
2324 | Bastar | BASTAR | DH | Major OT | BOYLE'S APPARATUS | 1 | DATEX OHMEDA | NA | NA | 3000077672 | NA | 0 | NA | 0 | NA | W
2325 | Bastar | BASTAR | DH | Major OT | MULTIPARA PATIENT MONITOR | 1 | PHILIPS | MP30 | DE72870592 | 3000077673 | NA | 0 | NA | 0 | NA | W
2326 | Bastar | BASTAR | DH | Major OT | LAPAROSCOPY SYSTEM | 1 | SONY | NA | NA | 3000077674 | NA | 0 | NA | 0 | NA | W
2327 | Bastar | BASTAR | DH | Major OT | SUCTION APPARATUS | 1 | ANAND MEDICALS | NA | 7KJ3404 | 3000077675 | NA | 0 | NA | 0 | NA | W
2328 | Bastar | BASTAR | DH | Major OT | SUCTION APPARATUS | 1 | NA | NA | 7KJ3374 | 3000077676 | NA | 0 | NA | 0 | NA | W
2329 | Bastar | BASTAR | DH | Major OT | NEEDLE DESTROYER | 1 | NA | NA | NA | 3000077677 | NA | 0 | NA | 0 | NA | W
2330 | Bastar | BASTAR | DH | Major OT | OT TABLE | 1 | ARKO | NA | NA | 3000077678 | NA | 0 | NA | 0 | NA | W
2331 | Bastar | BASTAR | DH | Major OT | SUCTION APPARATUS | 1 | NA | NA | NA | 3000077679 | NA | 0 | NA | 0 | NA | W
2332 | Bastar | BASTAR | DH | Major OT | SUCTION APPARATUS | 1 | NA | NA | NA | 3000077680 | NA | 0 | NA | 0 | NA | W
2333 | Bastar | BASTAR | DH | Major OT | SUCTION APPARATUS | 1 | NA | NA | NA | 3000077681 | NA | 0 | NA | 0 | NA | W
2334 | Bastar | BASTAR | DH | Major OT | SUCTION APPARATUS | 1 | NA | NA | NA | 3000077682 | NA | 0 | NA | 0 | NA | W
2335 | Bastar | BASTAR | DH | Major OT | SUCTION APPARATUS | 1 | NA | NA | NA | 3000077683 | NA | 0 | NA | 0 | NA | W
2336 | Bastar | BASTAR | DH | Major OT | FUMIGATION MACHINE | 1 | NA | NA | NA | 3000077684 | NA | 0 | NA | 0 | NA | W
2337 | Bastar | BASTAR | DH | Major OT | BOYLE'S APPARATUS | 1 | OMEDA | NA | NA | 3000077685 | NA | 0 | NA | 0 | NA | W
2338 | Bastar | BASTAR | DH | Major OT | DEFIBRILLATOR | 1 | MEDISYS | NA | NA | 3000077686 | NA | 0 | NA | 0 | NA | W
2339 | Bastar | BASTAR | DH | Major OT | SHADOWLESS OT LIGHT | 1 | MULTILUX | NA | NA | 3000077687 | NA | 0 | NA | 0 | NA | W
2340 | Bastar | BASTAR | DH | Major OT | SHADOWLESS OT LIGHT | 1 | SURGIDENT | NEOSTAR20 | NA | 3000077688 | NA | 0 | NA | 0 | NA | W
2341 | Bastar | BASTAR | DH | Major OT | VENTILATOR | 1 | MEDISYS | ACM216 | 07/216/00/746 | 3000077689 | NA | 0 | NA | 0 | NA | W
2342 | Bastar | BASTAR | DH | Major OT | VENTILATOR | 1 | MEDISYS | NA | NA | 3000077690 | NA | 0 | NA | 0 | NA | NW
2343 | Bastar | BASTAR | DH | Major OT | BOYLE'S APPARATUS | 1 | DATEX OHMEDA | BOYLE BASIC | NA | 3000077691 | NA | 0 | NA | 0 | NA | W
2344 | Bastar | BASTAR | DH | Major OT | MULTIPARA PATIENT MONITOR | 1 | MINDRAY | IMEC10 | EX/32004937 | 3000077692 | NA | 0 | NA | 0 | NA | W
2345 | Bastar | BASTAR | DH | Major OT | SUCTION APPARATUS | 1 | NA | NA | NA | 3000077693 | NA | 0 | NA | 0 | NA | W
2346 | Bastar | BASTAR | DH | Major OT | ELECTRIC STERILIZER | 1 | NA | NA | NA | 3000077694 | NA | 0 | NA | 0 | NA | W
2347 | Bastar | BASTAR | DH | Major OT | OT TABLE | 1 | NA | NA | NA | 3000077695 | NA | 0 | NA | 0 | NA | W
2348 | Bastar | BASTAR | DH | Major OT | SHADOWLESS OT LIGHT | 1 | ARKO | NA | NA | 3000077696 | NA | 0 | NA | 0 | NA | W
2349 | Bastar | BASTAR | DH | Major OT | OT TABLE | 1 | NA | NA | NA | 3000077697 | NA | 0 | NA | 0 | NA | W
2350 | Bastar | BASTAR | DH | Major OT | ECG RECORDER 12 channel | 1 | RIRANSAINC | EKJ120 | 92121005033U | 3000077698 | NA | 0 | NA | 0 | NA | W
2351 | Bastar | BASTAR | DH | Major OT | DEFIBRILLATOR | 1 | SCHILLER | DEFIGARD400 | JI2D170 | 3000077699 | NA | 0 | NA | 0 | NA | W
2352 | Bastar | BASTAR | DH | Major OT | SUCTION APPARATUS | 1 | COSLAB | NA | HW939 | 3000077700 | NA | 0 | NA | 0 | NA | W
2353 | Bastar | BASTAR | DH | Major OT | BOYLE'S APPARATUS | 1 | DATEX OHMEDA | BOYLE BASIC | 1132/01/1113 | 3000077701 | NA | 0 | NA | 0 | NA | W
2354 | Bastar | BASTAR | DH | Major OT | MULTIPARA PATIENT MONITOR | 1 | PHILIPS | MP20 | DE72837515 | 3000077702 | NA | 0 | NA | 0 | NA | W
2355 | Bastar | BASTAR | DH | Major OT | SUCTION APPARATUS | 1 | NA | NA | NA | 3000077703 | NA | 0 | NA | 0 | NA | W
2356 | Bastar | BASTAR | DH | Major OT | C-ARM IMAGE INTENSIFIER | 1 | SIEMENS | MULTIMOB4C | 3031 | 3000077704 | NA | 0 | NA | 0 | NA | W
2357 | Bastar | BASTAR | DH | Major OT | PULSE OXIMETER | 1 | CLARITY MEDICAL PVT. LTD | OXYPLUS/220 | P5-SPSG-0040 | 3000077705 | NA | 0 | NA | 0 | NA | W
2358 | Bastar | BASTAR | DH | Major OT | PULSE OXIMETER | 1 | CLARITY MEDICAL PVT. LTD | NA | NA | 3000077706 | NA | 0 | NA | 0 | NA | NW
2359 | Bastar | BASTAR | DH | Major OT | PULSE OXIMETER | 1 | NA | NA | PS-SPSG-0014 | 3000077707 | NA | 0 | NA | 0 | NA | W
2360 | Bastar | BASTAR | DH | Major OT | PULSE OXIMETER | 1 | NA | NA | P5-SPSG-0014 | 3000077708 | NA | 0 | NA | 0 | NA | W
2361 | Bastar | BASTAR | DH | Major OT | PULSE OXIMETER | 1 | NA | NA | NA | 3000077709 | NA | 0 | NA | 0 | NA | W
2362 | Bastar | BASTAR | DH | Major OT | INFUSION PUMP | 1 | CREATIVE CARDIOLAB | NA | NA | 3000077710 | NA | 0 | NA | 0 | NA | W
2363 | Bastar | BASTAR | DH | Major OT | PULSE OXIMETER | 1 | CLARITY MEDICAL PVT. LTD | NA | P5-SPSG-0009 | 3000077711 | NA | 0 | NA | 0 | NA | W
2364 | Bastar | BASTAR | DH | Major OT | INFUSION PUMP | 1 | EMKO MEDITEK | INFUSOR950 | NA | 3000077712 | NA | 0 | NA | 0 | NA | W
2365 | Bastar | BASTAR | DH | Major OT | INFUSION PUMP | 1 | EMKO MEDITEK | NA | NA | 3000077713 | NA | 0 | NA | 0 | NA | W
2366 | Bastar | BASTAR | DH | Major OT | INFUSION PUMP | 1 | EMKO MEDITEK | NA | NA | 3000077714 | NA | 0 | NA | 0 | NA | W
2367 | Bastar | BASTAR | DH | Major OT | INFUSION PUMP | 1 | EMKO MEDITEK | NA | NA | 3000077715 | NA | 0 | NA | 0 | NA | W
2368 | Bastar | BASTAR | DH | Major OT | INFUSION PUMP | 1 | EMKO MEDITEK | NA | NA | 3000077716 | NA | 0 | NA | 0 | NA | W
2369 | Bastar | BASTAR | DH | Major OT | NEBULIZER | 1 | PROLIX | NA | NA | 3000077717 | NA | 0 | NA | 0 | NA | W
2370 | Bastar | BASTAR | DH | Major OT | NEBULIZER | 1 | PROLIX | NA | NA | 3000077718 | NA | 0 | NA | 0 | NA | W
2371 | Bastar | BASTAR | DH | Major OT | NEBULIZER | 1 | PROLIX | NA | NA | 3000077719 | NA | 0 | NA | 0 | NA | W
2372 | Bastar | BASTAR | DH | Major OT | MULTIPARA PATIENT MONITOR | 1 | DATEX OHMEDA | NA | 4930099 | 3000077720 | NA | 0 | NA | 0 | NA | NW
2373 | Bastar | BASTAR | DH | Major OT | SURGICAL DIATHERMY MACHINE | 1 | VELYLAB | NA | F5B36118A | 3000077721 | NA | 0 | NA | 0 | NA | NW
2374 | Bastar | BASTAR | DH | Major OT | SURGICAL DIATHERMY MACHINE | 1 | VELYLAB | NA | F4H33563A | 3000077722 | NA | 0 | NA | 0 | NA | NW
2375 | Bastar | BASTAR | DH | Major OT | INFUSION PUMP | 1 | AMKO | NA | NA | 3000077723 | NA | 0 | NA | 0 | NA | W
2376 | Bastar | BASTAR | DH | Major OT | MULTIPARA PATIENT MONITOR | 1 | PHILIPS | M-20 | DE728770610 | 3000077724 | NA | 0 | NA | 0 | NA | W
2377 | Bastar | BASTAR | DH | Major OT | Bronchoscope Fibre | 1 | NA | NA | NA | 3000077725 | NA | 0 | NA | 0 | NA | W
2378 | Bastar | BASTAR | DH | Major OT | BOYLE'S APPARATUS | 1 | NA | NA | NA | 3000077726 | NA | 0 | NA | 0 | NA | W
2379 | Bastar | BASTAR | DH | Major OT | BOYLE'S APPARATUS | 1 | NA | NA | NA | 3000077727 | NA | 0 | NA | 0 | NA | W
2380 | Bastar | BASTAR | DH | Major OT | MULTIPARA PATIENT MONITOR | 1 | MINDRAY | NA | NA | 3000077728 | NA | 0 | NA | 0 | NA | W
2381 | Bastar | BASTAR | DH | Major OT | MULTIPARA PATIENT MONITOR | 1 | MINDRAY | NA | NA | 3000077729 | NA | 0 | NA | 0 | NA | W
2382 | Bastar | BASTAR | DH | Major OT | MULTIPARA PATIENT MONITOR | 1 | PHILIPS | M20 | NA | 3000077730 | NA | 0 | NA | 0 | NA | W
2383 | Bastar | BASTAR | DH | Major OT | BOYLE'S APPARATUS | 1 | MEDISYS | NA | NA | 3000077731 | NA | 0 | NA | 0 | NA | W
2384 | Bastar | BASTAR | DH | Major OT | BOYLE'S APPARATUS | 1 | MEDICAL ENGINEERS | NA | NA | 3000077732 | NA | 0 | NA | 0 | NA | NW
2385 | Bastar | BASTAR | DH | Major OT | AUTOCLAVE | 1 | NA | NA | NA | 3000077733 | NA | 0 | NA | 0 | NA | W
2386 | Bastar | BASTAR | DH | Major OT | AUTOCLAVE | 1 | NA | NA | NA | 3000077734 | NA | 0 | NA | 0 | NA | W
2387 | Bastar | Pakhnar | PHC | OPD | ADULT WEIGHING MACHINE | 1 | Crown | NA | NA | 3000096042 | NA | 0 | NA | 0 | NA | W
2388 | Bastar | Pakhnar | PHC | OPD | BABY WEIGHING SCALE | 1 | Crown | NA | NA | 3000096043 | NA | 0 | NA | 0 | NA | W
2389 | Bastar | Pakhnar | PHC | OPD | NEEDLE DESTROYER | 1 | Saratech | SIR100VA/60VA | NA | 3000096044 | NA | 0 | NA | 0 | NA | W
2390 | Bastar | Pakhnar | PHC | OPD | SPHYGMOMANOMETER (MERCURIAL) | 1 | Diamond | Regular | NA | 3000096045 | NA | 0 | NA | 0 | NA | W
2391 | Bastar | Pakhnar | PHC | OPD | ELECTRIC STERILIZER | 1 | NA | NA | NA | 3000096046 | NA | 0 | NA | 0 | NA | W
2392 | Bastar | Pakhnar | PHC | OPD | MICROSCOPE (BINOCULAR) | 1 | Lebomed | LIMUS | NA | 3000096047 | NA | 0 | NA | 0 | NA | W
2393 | Bastar | Edjepal | PHC | OPD | SPHYGMOMANOMETER (MERCURIAL) | 1 | NA | NA | NA | 3000077930 | NA | 0 | NA | 0 | NA | W
2394 | Bastar | Edjepal | PHC | OPD | SPHYGMOMANOMETER (MERCURIAL) | 1 | NA | NA | NA | 3000077931 | NA | 0 | NA | 0 | NA | W
2395 | Bastar | Edjepal | PHC | Pathology Lab. | NEEDLE DESTROYER | 1 | Saratech | 100va/60va | NA | 3000077932 | NA | 0 | NA | 0 | NA | W
2396 | Bastar | Edjepal | PHC | Pathology Lab. | BABY WEIGHING SCALE | 1 | Crown | NA | NA | 3000077933 | NA | 0 | NA | 0 | NA | W
2397 | Bastar | Edjepal | PHC | Pathology Lab. | ADULT WEIGHING MACHINE | 1 | Crown | NA | NA | 3000077934 | NA | 0 | NA | 0 | NA | W
2398 | Bastar | Jagdalpur | UPHC | DELIVERY ROOM | INFANT RADIANT WARMER | 1 | S.S. techno hed | ILW/1723 | sst/dl/13/14/432 | 3000078605 | NA | 0 | NA | 0 | NA | W
2399 | Bastar | Jagdalpur | UPHC | DELIVERY ROOM | SHADOWLESS OT LIGHT | 1 | NA | NA | NA | 3000078606 | NA | 0 | NA | 0 | NA | W
2400 | Bastar | Jagdalpur | UPHC | DELIVERY ROOM | SUCTION APPARATUS | 1 | NA | Na | Na | 3000078607 | NA | 0 | NA | 0 | NA | W
2401 | Bastar | Jagdalpur | UPHC | DELIVERY ROOM | AUTOCLAVE | 1 | Zohra interprise | NA | NA | 3000078608 | NA | 0 | NA | 0 | NA | W
2402 | Bastar | Jagdalpur | UPHC | DELIVERY ROOM | SUCTION APPARATUS | 1 | NA | NA | NA | 3000078609 | NA | 0 | NA | 0 | NA | W
2403 | Bastar | Jagdalpur | UPHC | DELIVERY ROOM | BABY WEIGHING SCALE | 1 | Omega | NA | NA | 3000078610 | NA | 0 | NA | 0 | NA | W
2404 | Bastar | Jagdalpur | UPHC | DELIVERY ROOM | ELECTRIC STERILIZER | 1 | NA | NA | NA | 3000078611 | NA | 0 | NA | 0 | NA | W
2405 | Bastar | Jagdalpur | UPHC | Doctor's Room | SPHYGMOMANOMETER (MERCURIAL) | 1 | Ashoka | NA | 98134513 | 3000078612 | NA | 0 | NA | 0 | NA | W
2406 | Bastar | Jagdalpur | UPHC | WARD | NEEDLE DESTROYER | 1 | Sapna classes | NA | NA | 3000078613 | NA | 0 | NA | 0 | NA | W
2407 | Bastar | Jagdalpur | UPHC | Store Room | NEBULIZER | 1 | NA | NA | NA | 3000078614 | NA | 0 | NA | 0 | NA | W
2408 | Bastar | Jagdalpur | UPHC | Store Room | NEBULIZER | 1 | NA | NA | NA | 3000078615 | NA | 0 | NA | 0 | NA | W
2409 | Bastar | Jagdalpur | UPHC | Store Room | GLUCOMETER | 1 | Aquatech | NA | NA | 3000078616 | NA | 0 | NA | 0 | NA | W
2410 | Bastar | Kukanar | PHC | OPD | ADULT WEIGHING MACHINE | 1 | Crown | NA | NA | 3000096031 | NA | 0 | NA | 0 | NA | W
2411 | Bastar | Kukanar | PHC | OPD | BABY WEIGHING SCALE | 1 | Crown | NA | NA | 3000096032 | NA | 0 | NA | 0 | NA | W
2412 | Bastar | Kukanar | PHC | OPD | NEEDLE DESTROYER | 1 | Saratech | SIR100VA/60VA | NA | 3000096033 | NA | 0 | NA | 0 | NA | W
2413 | Bastar | Kukanar | PHC | Doctor's Room | SPHYGMOMANOMETER (MERCURIAL) | 1 | Diamond | Regular | NA | 3000096034 | NA | 0 | NA | 0 | NA | W
2414 | Bastar | Kukanar | PHC | Doctor's Room | SPHYGMOMANOMETER (MERCURIAL) | 1 | Diamond | Regular | NA | 3000096035 | NA | 0 | NA | 0 | NA | W
2415 | Bastar | Kukanar | PHC | Doctor's Room | SPHYGMOMANOMETER (MERCURIAL) | 1 | Diamond | Regular | NA | 3000096036 | NA | 0 | NA | 0 | NA | W
2416 | Bastar | Koleng | PHC | OPD | NEEDLE DESTROYER | 1 | Saratech | 100va/60va | NA | 3000077923 | NA | 0 | NA | 0 | NA | W
2417 | Bastar | Koleng | PHC | OPD | NEEDLE DESTROYER | 1 | Saratech | 100va/60va | NA | 3000077924 | NA | 0 | NA | 0 | NA | W
2418 | Bastar | Koleng | PHC | OPD | SPHYGMOMANOMETER (MERCURIAL) | 1 | Diamond | Regular | NA | 3000077925 | NA | 0 | NA | 0 | NA | W
2419 | Bastar | Koleng | PHC | OPD | BABY WEIGHING SCALE | 1 | Crown | NA | NA | 3000077926 | NA | 0 | NA | 0 | NA | W
2420 | Bastar | Koleng | PHC | OPD | BABY WEIGHING SCALE | 1 | Crown | NA | NA | 3000077927 | NA | 0 | NA | 0 | NA | W
2421 | Bastar | Koleng | PHC | Pathology Lab. | MICROSCOPE (BINOCULAR) | 1 | NA | NA | NA | 3000077928 | NA | 0 | NA | 0 | NA | W
2422 | Bastar | Koleng | PHC | Pathology Lab. | ADULT WEIGHING MACHINE | 1 | Venus | NA | NA | 3000077929 | NA | 0 | NA | 0 | NA | W
2423 | Bastar | Neganar | PHC | OPD | NEEDLE DESTROYER | 1 | Saratech | SIR100VA/60VA | NA | 3000096037 | NA | 0 | NA | 0 | NA | W
2424 | Bastar | Neganar | PHC | OPD | ELECTRIC STERILIZER | 1 | NA | NA | NA | 3000096038 | NA | 0 | NA | 0 | NA | W
2425 | Bastar | Neganar | PHC | Doctor's Room | SPHYGMOMANOMETER (MERCURIAL) | 1 | Diamond | Regular | NA | 3000096039 | NA | 0 | NA | 0 | NA | W
2426 | Bastar | Neganar | PHC | Doctor's Room | BABY WEIGHING SCALE | 1 | Crown | NA | NA | 3000096040 | NA | 0 | NA | 0 | NA | W
2427 | Bastar | Neganar | PHC | Doctor's Room | ADULT WEIGHING MACHINE | 1 | Crown | NA | NA | 3000096041 | NA | 0 | NA | 0 | NA | W
2428 | Bastar | Sautnar | PHC | Doctor's Room | SPHYGMOMANOMETER (MERCURIAL) | 1 | Diamond | Regular | NA | 3000077935 | NA | 0 | NA | 0 | NA | W
2429 | Bastar | Sautnar | PHC | Doctor's Room | ADULT WEIGHING MACHINE | 1 | Venus | NA | NA | 3000077936 | NA | 0 | NA | 0 | NA | W
2430 | Bastar | Sautnar | PHC | Doctor's Room | NEEDLE DESTROYER | 1 | Saratech | 110va/60va | NA | 3000077937 | NA | 0 | NA | 0 | NA | W
2431 | Bastar | Sautnar | PHC | Doctor's Room | MICROSCOPE (BINOCULAR) | 1 | Lebomed | NA | NA | 3000077938 | NA | 0 | NA | 0 | NA | W
2432 | Bastar | Lohandiguda | CHC | OPD | NEEDLE DESTROYER | 1 | Microsil | NA | NA | 3000096071 | NA | 0 | NA | 0 | NA | W
2433 | Bastar | Lohandiguda | CHC | OPD | BABY WEIGHING SCALE | 1 | Omega | NA | NA | 3000096072 | NA | 0 | NA | 0 | NA | W
2434 | Bastar | Lohandiguda | CHC | OPD | ADULT WEIGHING MACHINE | 1 | Camry | NA | NA | 3000096073 | NA | 0 | NA | 0 | NA | W
2435 | Bastar | Lohandiguda | CHC | OPD | SPHYGMOMANOMETER (MERCURIAL) | 1 | Diamond | deluxe | NA | 3000096074 | NA | 0 | NA | 0 | NA | W
2436 | Bastar | Lohandiguda | CHC | Pathology Lab. | CENTRIFUGE MACHINE | 1 | NA | NA | NA | 3000096075 | NA | 0 | NA | 0 | NA | W
2437 | Bastar | Lohandiguda | CHC | Pathology Lab. | NEEDLE DESTROYER | 1 | Saratech | 100va/60va | NA | 3000096076 | NA | 0 | NA | 0 | NA | W
2438 | Bastar | Lohandiguda | CHC | Pathology Lab. | MICROSCOPE (BINOCULAR) | 1 | MAGNUS | MLXB | NA | 3000096077 | NA | 0 | NA | 0 | NA | W
2439 | Bastar | Lohandiguda | CHC | Pathology Lab. | MICROSCOPE (BINOCULAR) | 1 | MLE | NA | NA | 3000096078 | NA | 0 | NA | 0 | NA | NW
2440 | Bastar | Lohandiguda | CHC | Pathology Lab. | GLUCOMETER | 1 | Life scan | NA | SAGRH3H5 | 3000096079 | NA | 0 | NA | 0 | NA | W
2441 | Bastar | Lohandiguda | CHC | Pathology Lab. | GLUCOMETER | 1 | Accu-chechk | NA | NA | 3000096080 | NA | 0 | NA | 0 | NA | W
2442 | Bastar | Lohandiguda | CHC | IPD | SPHYGMOMANOMETER (MERCURIAL) | 1 | Diamond | Regular | NA | 3000096081 | NA | 0 | NA | 0 | NA | W
2443 | Bastar | Lohandiguda | CHC | IPD | SPHYGMOMANOMETER (MERCURIAL) | 1 | Gold | Supreme | 98111791 | 3000096082 | NA | 0 | NA | 0 | NA | W
2444 | Bastar | Lohandiguda | CHC | IPD | SPHYGMOMANOMETER (MERCURIAL) | 1 | Novaphon | 300 | 2082283-05 | 3000096083 | NA | 0 | NA | 0 | NA | NW
2445 | Bastar | Lohandiguda | CHC | IPD | ADULT WEIGHING MACHINE | 1 | Camry | NA | NA | 3000096084 | NA | 0 | NA | 0 | NA | W
2446 | Bastar | Lohandiguda | CHC | IPD | SUCTION APPARATUS | 1 | Nonarch | MSI-RG02 | 239307 | 3000096085 | NA | 0 | NA | 0 | NA | W
2447 | Bastar | Lohandiguda | CHC | IPD | NEEDLE DESTROYER | 1 | Microsil | NA | NA | 3000096086 | NA | 0 | NA | 0 | NA | W
2448 | Bastar | Lohandiguda | CHC | IPD | NEBULIZER | 1 | Surgisoft | NA | 40003963 | 3000096087 | NA | 0 | NA | 0 | NA | W
2449 | Bastar | Lohandiguda | CHC | IPD | NEBULIZER | 1 | Readymist | Redimist | 4471 | 3000096088 | NA | 0 | NA | 0 | NA | W
2450 | Bastar | Lohandiguda | CHC | IPD | NEBULIZER | 1 | Areosol COMPRESSOR | NA | NA | 3000096089 | NA | 0 | NA | 0 | NA | W
2451 | Bastar | Lohandiguda | CHC | IPD | SUCTION APPARATUS | 1 | NA | NA | NA | 3000096090 | NA | 0 | NA | 0 | NA | W
2452 | Bastar | Lohandiguda | CHC | IPD | SUCTION APPARATUS | 1 | NA | NA | NA | 3000096091 | NA | 0 | NA | 0 | NA | W
2453 | Bastar | Lohandiguda | CHC | DELIVERY ROOM | BABY WEIGHING SCALE | 1 | NA | NA | NA | 3000096092 | NA | 0 | NA | 0 | NA | W
2454 | Bastar | Lohandiguda | CHC | DELIVERY ROOM | BABY WEIGHING SCALE | 1 | NA | NA | NA | 3000096093 | NA | 0 | NA | 0 | NA | W
2455 | Bastar | Lohandiguda | CHC | DELIVERY ROOM | BABY WEIGHING SCALE | 1 | NA | NA | NA | 3000096094 | NA | 0 | NA | 0 | NA | W
2456 | Bastar | Lohandiguda | CHC | DELIVERY ROOM | BABY WEIGHING SCALE | 1 | NA | NA | NA | 3000096095 | NA | 0 | NA | 0 | NA | W
2457 | Bastar | Lohandiguda | CHC | DELIVERY ROOM | BABY WEIGHING SCALE | 1 | NA | NA | NA | 3000096096 | NA | 0 | NA | 0 | NA | W
2458 | Bastar | Lohandiguda | CHC | DELIVERY ROOM | BABY WEIGHING SCALE | 1 | NA | NA | NA | 3000096097 | NA | 0 | NA | 0 | NA | W
2459 | Bastar | Lohandiguda | CHC | DELIVERY ROOM | BABY WEIGHING SCALE | 1 | Docbel Braun | NA | NA | 3000096098 | NA | 0 | NA | 0 | NA | W
2460 | Bastar | Lohandiguda | CHC | DELIVERY ROOM | SUCTION APPARATUS | 1 | NA | NA | NA | 3000096099 | NA | 0 | NA | 0 | NA | W
2461 | Bastar | Lohandiguda | CHC | DELIVERY ROOM | INFANT RADIANT WARMER | 1 | Meditrin | NA | NA | 3000096100 | NA | 0 | NA | 0 | NA | NW
2462 | Bastar | Lohandiguda | CHC | DELIVERY ROOM | INFANT RADIANT WARMER | 1 | S.S. technomed | TIANAIRW1723 | NA | 3000096101 | NA | 0 | NA | 0 | NA | W
2463 | Bastar | Lohandiguda | CHC | DELIVERY ROOM | INCUBATOR | 1 | Meditrin | NA | NA | 3000096102 | NA | 0 | NA | 0 | NA | NW
2464 | Bastar | Lohandiguda | CHC | DELIVERY ROOM | BABY WEIGHING SCALE | 1 | Essae | NA | NA | 3000096103 | NA | 0 | NA | 0 | NA | W
2465 | Bastar | Lohandiguda | CHC | DELIVERY ROOM | INFANT RADIANT WARMER | 1 | S.S.Techomed | TIANAIRW1723 | NA | 3000096104 | NA | 0 | NA | 0 | NA | W
2466 | Bastar | Lohandiguda | CHC | DELIVERY ROOM | FOETAL DOPPLER | 1 | Natiomal | Doppxt | NA | 3000096105 | NA | 0 | NA | 0 | NA | W
2467 | Bastar | Lohandiguda | CHC | DELIVERY ROOM | FOETAL DOPPLER | 1 | Dipel | DFM051 | NA | 3000096106 | NA | 0 | NA | 0 | NA | W
2468 | Bastar | Lohandiguda | CHC | DELIVERY ROOM | NEBULIZER | 1 | Atomizer | 3A | L30637147/03 | 3000096107 | NA | 0 | NA | 0 | NA | W
2469 | Bastar | Lohandiguda | CHC | DELIVERY ROOM | NEEDLE DESTROYER | 1 | Saratech | SIR100VA/60VA | NA | 3000096108 | NA | 0 | NA | 0 | NA | W
2470 | Bastar | Lohandiguda | CHC | DELIVERY ROOM | BABY WEIGHING SCALE | 1 | Crown | NA | NA | 3000096109 | NA | 0 | NA | 0 | NA | W
2471 | Bastar | Lohandiguda | CHC | DELIVERY ROOM | SHADOWLESS OT LIGHT | 1 | NA | NA | NA | 3000096110 | NA | 0 | NA | 0 | NA | W
2472 | Bastar | Lohandiguda | CHC | DELIVERY ROOM | SUCTION APPARATUS | 1 | NA | NA | NA | 3000096111 | NA | 0 | NA | 0 | NA | NW
2473 | Bastar | Lohandiguda | CHC | DELIVERY ROOM | ELECTRIC STERILIZER | 1 | SMR | NA | NA | 3000096112 | NA | 0 | NA | 0 | NA | NW
2474 | Bastar | Lohandiguda | CHC | DELIVERY ROOM | AUTOCLAVE | 1 | NA | NA | NA | 3000096113 | NA | 0 | NA | 0 | NA | NW
2475 | Bastar | Lohandiguda | CHC | Store Room | NEBULIZER | 1 | Surgisoft | NA | 4003855 | 3000096114 | NA | 0 | NA | 0 | NA | W
2476 | Bastar | Lohandiguda | CHC | Store Room | CENTRIFUGE MACHINE | 1 | NA | NA | NA | 3000096115 | NA | 0 | NA | 0 | NA | NW
2477 | Bastar | Lohandiguda | CHC | Store Room | MICROSCOPE (BINOCULAR) | 1 | NA | NA | NA | 3000096116 | NA | 0 | NA | 0 | NA | NW
2478 | Bastar | Lohandiguda | CHC | Store Room | MICROSCOPE (BINOCULAR) | 1 | NA | NA | NA | 3000096117 | NA | 0 | NA | 0 | NA | NW
2479 | Bastar | Lohandiguda | CHC | Store Room | MICROSCOPE (BINOCULAR) | 1 | optic | MKOW | NA | 3000096118 | NA | 0 | NA | 0 | NA | NW
2480 | Bastar | Lohandiguda | CHC | Store Room | MICROSCOPE (BINOCULAR) | 1 | NA | NA | NA | 3000096119 | NA | 0 | NA | 0 | NA | NW
2481 | Bastar | Lohandiguda | CHC | Store Room | MICROSCOPE (BINOCULAR) | 1 | HAGNUS | NA | NA | 3000096120 | NA | 0 | NA | 0 | NA | NW
2482 | Bastar | Lohandiguda | CHC | Store Room | MICROSCOPE (BINOCULAR) | 1 | OLYMUS | NA | NA | 300096121 | NA | 0 | NA | 0 | NA | NW
2483 | Bastar | Lohandiguda | CHC | Store Room | MICROSCOPE (BINOCULAR) | 1 | NA | NA | NA | 3000096122 | NA | 0 | NA | 0 | NA | NW
2484 | Bastar | Lohandiguda | CHC | X-RAY DEPT | X-RAY MACHINE | 1 | SEIMENS | VERTIX | B97279 | 3000096123 | NA | 0 | NA | 0 | NA | W
2485 | Bastar | Lohandiguda | CHC | OT | OT TABLE | 1 | NA | NA | NA | 3000096124 | NA | 0 | NA | 0 | NA | W
2486 | Bastar | Lohandiguda | CHC | OT | AUTOCLAVE | 1 | NA | NA | NA | 3000096125 | NA | 0 | NA | 0 | NA | W
2487 | Bastar | Lohandiguda | CHC | OT | FUMIGATION MACHINE | 1 | NA | NA | NA | 3000096127 | NA | 0 | NA | 0 | NA | W
2488 | Bastar | Lohandiguda | CHC | OT | AUTOCLAVE | 1 | NA | NA | NA | 3000096128 | NA | 0 | NA | 0 | NA | NW
2489 | Bastar | Lohandiguda | CHC | OT | ELECTRIC STERILIZER | 1 | NA | NA | NA | 3000096129 | NA | 0 | NA | 0 | NA | W
2490 | Bastar | Lohandiguda | CHC | OT | ELECTRIC STERILIZER | 1 | ATLAS | NA | NA | 3000096130 | NA | 0 | NA | 0 | NA | W
2491 | Bastar | Lohandiguda | CHC | OT | AUTOCLAVE | 1 | SURGICON | NA | SV166/09 | 3000096131 | NA | 0 | NA | 0 | NA | W
2492 | Bastar | Lohandiguda | CHC | OT | ELECTRIC STERILIZER | 1 | ATLAS | NA | NA | 3000096132 | NA | 0 | NA | 0 | NA | W
2493 | Bastar | Lohandiguda | CHC | OT | ELECTRIC STERILIZER | 1 | ATLAS | NA | NA | 3000096133 | NA | 0 | NA | 0 | NA | W
2494 | Bastar | Lohandiguda | CHC | Store Room | ECG RECORDER | 1 | BPL | CARDI ART LORT | NA | 3000096141 | NA | 0 | NA | 0 | NA | W
2495 | Bastar | Lohandiguda | CHC | Store Room | ECG RECORDER | 1 | BPL | CARDI ART LORT | NA | 3000096142 | NA | 0 | NA | 0 | NA | W
2496 | Bastar | Lohandiguda | CHC | Store Room | HOT AIR OVEN | 1 | NA | 17 | MF-05 | 3000096143 | NA | 0 | NA | 0 | NA | W
2497 | Bastar | Lohandiguda | CHC | Store Room | INCUBATOR | 1 | NA | 22 | EST-13 | 3000096144 | NA | 0 | NA | 0 | NA | W
2498 | BASTAR | MARDUM | PHC | IR ROOM | SPHYGMOMANOMETER (MERCURIAL) | 1 | NA | NA | NA | 3000096134 | NA | 0 | NA | 0 | NA | W
2499 | BASTAR | MARDUM | PHC | Pathology Lab. | MICROSCOPE (BINOCULAR) | 1 | OLYMPUS | NA | 10887 | 3000096135 | NA | 0 | NA | 0 | NA | W
2500 | BASTAR | MARDUM | PHC | Pathology Lab. | ELECTRIC STERILIZER | 1 | NA | NA | NA | 3000096136 | NA | 0 | NA | 0 | NA | W
2501 | BASTAR | MARDUM | PHC | OPD | AUTOCLAVE | 1 | NA | NA | NA | 3000096137 | NA | 0 | NA | 0 | NA | W
2502 | BASTAR | MARDUM | PHC | OPD | ADULT WEIGHING MACHINE | 1 | CARMY | NA | NA | 3000096138 | NA | 0 | NA | 0 | NA | W
2503 | BASTAR | MARDUM | PHC | OPD | BABY WEIGHING SCALE | 1 | CROWN | NA | NA | 3000096139 | NA | 0 | NA | 0 | NA | W
2504 | BASTAR | MARDUM | PHC | OPD | NEEDLE DESTROYER | 1 | LINCO | ND-350 | 10592/03 | 3000096140 | NA | 0 | NA | 0 | NA | W
2505 | BASTAR | BINTA | PHC | Doctor's Room | SPHYGMOMANOMETER (MERCURIAL) | 1 | Diamond | REGULAR | NA | 3000096057 | NA | 0 | NA | 0 | NA | W
2506 | BASTAR | BINTA | PHC | Doctor's Room | ADULT WEIGHING MACHINE | 1 | NA | NA | NA | 3000096058 | NA | 0 | NA | 0 | NA | W
2507 | BASTAR | BINTA | PHC | Doctor's Room | MICROSCOPE (BINOCULAR) | 1 | LABOMED | VISION -2000 | NA | 3000096059 | NA | 0 | NA | 0 | NA | W
2508 | BASTAR | BINTA | PHC | OPD | BABY WEIGHING SCALE | 1 | CROWN | NA | NA | 3000096060 | NA | 0 | NA | 0 | NA | W
2509 | BASTAR | BINTA | PHC | OPD | NEEDLE DESTROYER | 1 | SARA Tech. |  | NA | 3000096061 | NA | 0 | NA | 0 | NA | W
2510 | BASTAR | BINTA | PHC | OPD | ELECTRIC STERILIZER | 1 | NA | NA | NA | 3000096062 | NA | 0 | NA | 0 | NA | W
2511 | BASTAR | BINTA | PHC | OPD | INFANT RADIANT WARMER | 1 | SS TECNOMED | TIANAIRN 1723 | NA | 3000096145 | NA | 0 | NA | 0 | NA | W
2512 | BASTAR | BELAR | PHC | OPD | PULSE OXIMETER | 1 | BEJING CHOICE | ND-300 C20 | NA | 3000096063 | NA | 0 | NA | 0 | NA | W
2513 | BASTAR | BELAR | PHC | Pathology Lab. | NEEDLE DESTROYER | 1 | SARATECH | SIR | NA | 3000096064 | NA | 0 | NA | 0 | NA | W
2514 | BASTAR | BELAR | PHC | Pathology Lab. | MICROSCOPE (BINOCULAR) | 1 | KWALITY INDIA | KLM105 | NA | 3000096065 | NA | 0 | NA | 0 | NA | W
2515 | BASTAR | BELAR | PHC | Pathology Lab. | NEBULIZER | 1 | Nulife Global Medical | AR0/230001 | NGM/40076 | 3000096066 | NA | 0 | NA | 0 | NA | W
2516 | BASTAR | BELAR | PHC | Doctor's Room | BABY WEIGHING SCALE | 1 | RAMAN SURGICAL | NA | NA | 3000096067 | NA | 0 | NA | 0 | NA | W
2517 | BASTAR | BELAR | PHC | Doctor's Room | ADULT WEIGHING MACHINE | 1 | RAMAN SURGICAL | DX | 35 | 3000096068 | NA | 0 | NA | 0 | NA | W
2518 | BASTAR | BELAR | PHC | Doctor's Room | SPHYGMOMANOMETER (MERCURIAL) | 1 | SAI + LIFE | NA | 140067 | 3000096069 | NA | 0 | NA | 0 | NA | W
2519 | BASTAR | BELAR | PHC | Doctor's Room | SPHYGMOMANOMETER (MERCURIAL) | 1 | Diamond | CH/L0196043 | 24683 | 3000096070 | NA | 0 | NA | 0 | NA | W
2520 | BASTAR | HITAMETA | PHC | IR ROOM | SPHYGMOMANOMETER (MERCURIAL) | 1 | Diamond | REGULAR | NA | 3000096048 | NA | 0 | NA | 0 | NA | NW
2521 | BASTAR | HITAMETA | PHC | IR ROOM | NEEDLE DESTROYER | 1 | SARATECH | SIR | NA | 3000096049 | NA | 0 | NA | 0 | NA | W
2522 | BASTAR | HITAMETA | PHC | IR ROOM | ADULT WEIGHING MACHINE | 1 | NA | NA | NA | 3000096050 | NA | 0 | NA | 0 | NA | W
2523 | BASTAR | HITAMETA | PHC | IR ROOM | AUTOCLAVE | 1 | NA | NA | NA | 3000096051 | NA | 0 | NA | 0 | NA | W
2524 | BASTAR | ALNAR | PHC | OPD | SPHYGMOMANOMETER (MERCURIAL) | 1 | DIAMOND | REGULAR | NA | 3000096052 | NA | 0 | NA | 0 | NA | W
2525 | BASTAR | ALNAR | PHC | OPD | NEEDLE DESTROYER | 1 | SARATECH | NA | NA | 3000096053 | NA | 0 | NA | 0 | NA | W
2526 | BASTAR | ALNAR | PHC | OPD | GLUCOMETER | 1 | NA | NA | NA | 3000096054 | NA | 0 | NA | 0 | NA | W
2527 | BASTAR | ALNAR | PHC | Injection Room | BABY WEIGHING SCALE | 1 | CROWN | NA | NA | 3000096055 | NA | 0 | NA | 0 | NA | W
2528 | BASTAR | ALNAR | PHC | Injection Room | ADULT WEIGHING MACHINE | 1 | CROWN | NA | NA | 3000096056 | NA | 0 | NA | 0 | NA | W
2529 | BASTAR | BAKAWAND | CHC | OPD | NEEDLE DESTROYER | 1 | SARATECH | NA | NA | 3000077857 | NA | 0 | NA | 0 | NA | W
2530 | BASTAR | BAKAWAND | CHC | OPD | SPHYGMOMANOMETER (MERCURIAL) | 1 | Diamond | NA | NA | 3000077858 | NA | 0 | NA | 0 | NA | W
2531 | BASTAR | BAKAWAND | CHC | OPD | ADULT WEIGHING MACHINE | 1 | NA | NA | NA | 3000077859 | NA | 0 | NA | 0 | NA | W
2532 | BASTAR | BAKAWAND | CHC | Dressing Room | ELECTRIC STERILIZER | 1 | NA | NA | NA | 3000077860 | NA | 0 | NA | 0 | NA | W
2533 | BASTAR | BAKAWAND | CHC | Pathology Lab. | CENTRIFUGE MACHINE | 1 | NA | NA | NA | 3000077861 | NA | 0 | NA | 0 | NA | W
2534 | BASTAR | BAKAWAND | CHC | Pathology Lab. | NEEDLE DESTROYER | 1 | SARATECH | NA | NA | 3000077862 | NA | 0 | NA | 0 | NA | W
2535 | BASTAR | BAKAWAND | CHC | Pathology Lab. | MICROSCOPE (BINOCULAR) | 1 | LABOMED | NA | NA | 3000077863 | NA | 0 | NA | 0 | NA | W
2536 | BASTAR | BAKAWAND | CHC | Pathology Lab. | MICROSCOPE (MONOCULAR) | 1 | NA | NA | NA | 3000077864 | NA | 0 | NA | 0 | NA | W
2537 | BASTAR | BAKAWAND | CHC | NRC | BABY WEIGHING SCALE | 1 | ESSAE | BS-250 | 25014131775 | 3000077865 | NA | 0 | NA | 0 | NA | W
2538 | BASTAR | BAKAWAND | CHC | NRC | MICROSCOPE (BINOCULAR) | 1 | CGMSC | NA | NA | 3000077866 | May-10 | 1 | NA | 0 | NA | W
2539 | BASTAR | BAKAWAND | CHC | NRC | CENTRIFUGE MACHINE | 1 | NA | NA | NA | 3000077867 | NA | 0 | NA | 0 | NA | W
2540 | BASTAR | BAKAWAND | CHC | OT | Hydraulic OT TABLE | 1 | NA | NA | NA | 3000077868 | NA | 0 | NA | 0 | NA | W
2541 | BASTAR | BAKAWAND | CHC | OT | Hydraulic OT TABLE | 1 | NA | NA | NA | 3000077869 | NA | 0 | NA | 0 | NA | NW
2542 | BASTAR | BAKAWAND | CHC | OT | FUMIGATION MACHINE | 1 | NA | NA | NA | 3000077870 | NA | 0 | NA | 0 | NA | W
2543 | BASTAR | BAKAWAND | CHC | OT | BABY WEIGHING SCALE | 1 | CROWN | NA | NA | 3000077871 | NA | 0 | NA | 0 | NA | W
2544 | BASTAR | BAKAWAND | CHC | OT | BABY WEIGHING SCALE | 1 | CROWN | NA | NA | 3000077872 | NA | 0 | NA | 0 | NA | W
2545 | BASTAR | BAKAWAND | CHC | OT | SUCTION APPARATUS | 1 | NA | NA | NA | 3000077873 | NA | 0 | NA | 0 | NA | W
2546 | BASTAR | BAKAWAND | CHC | OT | SUCTION APPARATUS | 1 | NA | NA | NA | 3000077874 | NA | 0 | NA | 0 | NA | NW
2547 | BASTAR | BAKAWAND | CHC | OT | AUTOCLAVE | 1 | NA | NA | NA | 3000077875 | NA | 0 | NA | 0 | NA | NW
2548 | BASTAR | BAKAWAND | CHC | OT | SHADOWLESS OT LIGHT | 1 | MULTILAX | NA | NA | 3000077876 | NA | 0 | NA | 0 | NA | W
2549 | BASTAR | BAKAWAND | CHC | OT | AUTOCLAVE | 1 | NA | NA | NA | 3000077877 | NA | 0 | NA | 0 | NA | NW
2550 | BASTAR | BAKAWAND | CHC | OT | AUTOCLAVE | 1 | ZED INSTRUMENT | NA | NA | 3000077878 | NA | 0 | NA | 0 | NA | NW
2551 | BASTAR | BAKAWAND | CHC | OT | AUTOCLAVE | 1 | ZED INSTRUMENT | NA | NA | 3000077879 | NA | 0 | NA | 0 | NA | NW
2552 | BASTAR | BAKAWAND | CHC | DELIVERY ROOM | INFANT RADIANT WARMER | 1 | MEDITRIN INSTRUMENT | NA | NA | 3000077880 | NA | 0 | NA | 0 | NA | NW
2553 | BASTAR | BAKAWAND | CHC | DELIVERY ROOM | Bacteriological INCUBATOR | 1 | MEDITRIN INSTRUMENT | NA | NA | 3000077881 | NA | 1 | NA | 0 | NA | NW
2554 | BASTAR | BAKAWAND | CHC | DELIVERY ROOM | SUCTION APPARATUS | 1 | NA | NA | NA | 3000077882 | NA | 0 | NA | 0 | NA | NW
2555 | BASTAR | BAKAWAND | CHC | DELIVERY ROOM | ELECTRIC STERILIZER | 1 | NA | NA | NA | 3000077883 | NA | 0 | NA | 0 | NA | W
2556 | BASTAR | BAKAWAND | CHC | DELIVERY ROOM | SUCTION APPARATUS | 1 | NA | NA | NA | 3000077884 | NA | 0 | NA | 0 | NA | W
2557 | BASTAR | BAKAWAND | CHC | DELIVERY ROOM | INFANT RADIANT WARMER | 1 | SS TECNOMED | TIANAIRN 1723 | NA | 3000077885 | NA | 0 | NA | 0 | NA | W
2558 | BASTAR | BAKAWAND | CHC | DELIVERY ROOM | INFANT RADIANT WARMER | 1 | SS TECNOMED | TIANAIRN 1723 | SACWH BB B | 3000077886 | NA | 0 | NA | 0 | NA | W
2559 | BASTAR | BAKAWAND | CHC | DELIVERY ROOM | INFANT RADIANT WARMER | 1 | CROWN | NA | NA | 3000077887 | NA | 0 | NA | 0 | NA | W
2560 | BASTAR | BAKAWAND | CHC | DELIVERY ROOM | NEEDLE DESTROYER | 1 | SARATECH | NA | NA | 3000077888 | NA | 1 | NA | 0 | NA | W
2561 | BASTAR | BAKAWAND | CHC | X-RAY DEPT | X-RAY MACHINE 300 mA | 1 | BHARAT ELECTRONIC | NA | NA | 3000077889 | NA | 0 | NA | 0 | NA | W
2562 | BASTAR | BAKAWAND | CHC | X-RAY DEPT | X-RAY MACHINE 60 mA | 1 | NA | NA | NA | 3000077890 | NA | 0 | NA | 0 | NA | NW
2563 | BASTAR | BAKAWAND | CHC | Dental Dept. | DENTAL CHAIR | 1 | CHESA | NA | NA | 3000077891 | NA | 0 | NA | 0 | NA | W
2564 | BASTAR | BAKAWAND | CHC | Store Room | SPHYGMOMANOMETER (MERCURIAL) | 1 | Diamond | REGULAR | NA | 3000077892 | NA | 0 | NA | 0 | NA | W
2565 | BASTAR | BAKAWAND | CHC | Store Room | SPHYGMOMANOMETER (MERCURIAL) | 1 | Diamond | REGULAR | NA | 3000077893 | NA | 0 | NA | 0 | NA | W
2566 | BASTAR | BAKAWAND | CHC | Store Room | BABY WEIGHING SCALE | 1 | CROWN | NA | NA | 3000077894 | NA | 0 | NA | 0 | NA | W
2567 | BASTAR | BAKAWAND | CHC | Store Room | INFANT RADIANT WARMER | 1 | PHEONIX | OCW100 | 6387 | 3000077895 | NA | 0 | NA | 0 | NA | W
2568 | BASTAR | BAKAWAND | CHC | Store Room | INFANT RADIANT WARMER | 1 | PHEONIX | OCW100 | 6388 | 3000077896 | NA | 0 | NA | 0 | NA | W
2569 | BASTAR | BAKAWAND | CHC | Store Room | INFANT RADIANT WARMER | 1 | PHEONIX | OCW100 | 6389 | 3000077897 | NA | 0 | NA | 0 | NA | W
2570 | BASTAR | BAKAWAND | CHC | Store Room | VISION DRUM | 1 | ADARSH ENETRPRISES | NPCB01 | NA | 3000077898 | NA | 0 | NA | 0 | NA | W
2571 | BASTAR | DARBHA | CHC | Dental Dept. | DENTAL CHAIR | 1 | AKASH | SUS304 | NA | 3000077899 | NA | 0 | NA | 0 | NA | W
2572 | BASTAR | DARBHA | CHC | GENERAL WARD | NEEDLE DESTROYER | 1 | SARATECH | 100va/60va | NA | 3000077900 | NA | 0 | NA | 0 | NA | W
2573 | BASTAR | DARBHA | CHC | GENERAL WARD | SUCTION APPARATUS | 1 | NA | NA | NA | 3000077901 | NA | 0 | NA | 0 | NA | W
2574 | BASTAR | DARBHA | CHC | DELIVERY ROOM | BABY WEIGHING SCALE | 1 | CROWN | NA | NA | 3000077902 | NA | 0 | NA | 0 | NA | W
2575 | BASTAR | DARBHA | CHC | DELIVERY ROOM | SPHYGMOMANOMETER (MERCURIAL) | 1 | Diamond | REGULAR | NA | 3000077903 | NA | 0 | NA | 0 | NA | W
2576 | BASTAR | DARBHA | CHC | DELIVERY ROOM | FOETAL DOPPLER | 1 | DIPEL | NA | NA | 3000077904 | NA | 0 | NA | 0 | NA | W
2577 | BASTAR | DARBHA | CHC | DELIVERY ROOM | ELECTRIC STERILIZER | 1 | NA | NA | NA | 3000077905 | NA | 0 | NA | 0 | NA | W
2578 | BASTAR | DARBHA | CHC | DELIVERY ROOM | VENTILATOR | 1 | O2 VENTURE | CPS/1 | NA | 3000077906 | NA | 0 | NA | 0 | NA | W
2579 | BASTAR | DARBHA | CHC | NICU | BABY WEIGHING SCALE | 1 | ESSAE | BS250 | NA | 3000077907 | NA | 0 | NA | 0 | NA | W
2580 | BASTAR | DARBHA | CHC | OT | ELECTRIC STERILIZER | 1 | NA | NA | NA | 3000077916 | NA | 0 | NA | 0 | NA | W
2581 | BASTAR | DARBHA | CHC | OT | ELECTRIC STERILIZER | 1 | NA | NA | NA | 3000077917 | NA | 0 | NA | 0 | NA | NW
2582 | BASTAR | DARBHA | CHC | OT | ELECTRIC STERILIZER | 1 | ZED INSTRUMENT | NA | NA | 3000077918 | NA | 0 | NA | 0 | NA | W
2583 | BASTAR | DARBHA | CHC | Injection Room | NEEDLE DESTROYER | 1 | Micro SIL | NA | NA | 3000077919 | NA | 0 | NA | 0 | NA | W
2584 | BASTAR | DARBHA | CHC | X-RAY DEPT | X-RAY MACHINE | 1 | SIEMENS | 5304 | 13064 | 3000077920 | NA | 0 | NA | 0 | NA | W
2585 | BASTAR | DARBHA | CHC | Pathology Lab. | MICROSCOPE (BINOCULAR) | 1 | OLYMPUS | CH20I | NA | 3000077921 | NA | 0 | NA | 0 | NA | W
2586 | BASTAR | DARBHA | CHC | Pathology Lab. | MICROSCOPE (BINOCULAR) | 1 | OLYMPUS | CH2 | NA | 3000077922 | NA | 0 | NA | 0 | NA | W
2587 | BASTAR | DARBHA | CHC | NICU | ELECTRIC STERILIZER | 1 | NA | NA | NA | 3000077908 | NA | 0 | NA | 0 | NA | W
2588 | BASTAR | DARBHA | CHC | NICU | INFANT RADIANT WARMER | 1 | SS TECNOMED | TIANA IRW 1723 | NA | 3000077909 | NA | 0 | NA | 0 | NA | W
2589 | BASTAR | DARBHA | CHC | NICU | INFANT RADIANT WARMER | 1 | SS TECNOMED | TIANA IRW 1724 | NA | 3000077910 | NA | 0 | NA | 0 | NA | W
2590 | BASTAR | DARBHA | CHC | NICU | INFANT RADIANT WARMER | 1 | SS TECNOMED | TIANA IRW 1725 | NA | 3000077911 | NA | 0 | NA | 0 | NA | W
2591 | BASTAR | DARBHA | CHC | NICU | Bacteriological INCUBATOR | 1 | MEDITRIN | NA | NA | 3000077912 | NA | 0 | NA | 0 | NA | W
2592 | BASTAR | DARBHA | CHC | NICU | SUCTION APPARATUS | 1 | NA | NA | NA | 3000077913 | NA | 0 | NA | 0 | NA | W
2593 | BASTAR | DARBHA | CHC | OT | BOYLE'S APPARATUS | 1 | DATEX | BOYLE BASIC | NA | 3000077914 | NA | 0 | NA | 0 | NA | W
2594 | BASTAR | DARBHA | CHC | OT | FUMIGATION MACHINE | 1 | NA | NA | NA | 3000077915 | NA | 0 | NA | 0 | NA | W
2595 | Bemetara | Berla | CHC | Doctor's Room | SPHYGMOMANOMETER (DIGITAL) | 1 | Nova Chek | STBP1033 | 1306455-2 | 3000101229 | NA | 0 | NA | 0 | NA | W
2596 | Bemetara | Berla | CHC | Pathology Lab. | NEEDLE DESTROYER | 1 | Microsil | ND-360 | NA | 3000101230 | 2012-11-01 | 0 | NA | 0 | NA | W
2597 | Bemetara | Berla | CHC | Pathology Lab. | Bacteriological INCUBATOR | 1 | NA | NA | NA | 3000101231 | NA | 0 | NA | 0 | NA | NW
2598 | Bemetara | Berla | CHC | Pathology Lab. | CENTRIFUGE MACHINE (8 Tubes) | 1 | Local | NA | NA | 3000101232 | NA | 0 | NA | 0 | NA | W
2599 | Bemetara | Berla | CHC | Pathology Lab. | HB METER | 1 | Sahli | NA | NA | 3000101233 | 2014-08-01 | 1 | 2015-08-01 | 0 | NA | W
2600 | Bemetara | Berla | CHC | Pathology Lab. | GLUCOMETER | 1 | OMRON | HGM112 | 22132261606 | 3000101234 | 2014-08-01 | 1 | 2015-08-01 | 0 | NA | W
2601 | Bemetara | Berla | CHC | Pathology Lab. | HOT AIR OVEN | 1 | Universal | NA | NA | 3000101235 | 2014-08-01 | 1 | 2015-08-02 | 0 | NA | W
2602 | Bemetara | Berla | CHC | Pathology Lab. | MICROSCOPE (BINOCULAR) | 1 | Olympus | OH2OIBIMF | 61105955 | 3000101236 | 2014-08-01 | 1 | 2015-08-03 | 0 | NA | W
2603 | Bemetara | Berla | CHC | Pathology Lab. | MICROSCOPE (BINOCULAR) | 1 | Magnus | MLX-BCH201BIMF | 518598 | 3000101237 | NA | 0 | NA | 0 | NA | W
2604 | Bemetara | Berla | CHC | Pathology Lab. | ADULT WEIGHING MACHINE | 1 | Local | NA | NA | 3000101238 | NA | 0 | NA | 0 | NA | NW
2605 | Bemetara | Berla | CHC | Pathology Lab. | NEEDLE DESTROYER | 1 | SAI + LIFE | NA | NA | 3000101239 | 2012-11-01 | 0 | NA | 0 | NA | W
2606 | Bemetara | Berla | CHC | Pathology Lab. | CENTRIFUGE MACHINE (6 Tubes) | 1 | Coslab | NA | NA | 3000101240 | NA | 0 | NA | 0 | NA | W
2607 | Bemetara | Berla | CHC | Pathology Lab. | REFRIGERATOR | 1 | Samsung | RA23/2008 | 039247AQ6007960 | 3000101241 | NA | 0 | NA | 0 | NA | W
2608 | Bemetara | Berla | CHC | Dental Dept. | DENTAL CHAIR | 1 | Chesa | Akash | NA | 3000101242 | 2015-01-01 | 1 | 2016-01-01 | 0 | NA | W
2609 | Bemetara | Berla | CHC | Dental Dept. | SPHYGMOMANOMETER (MERCURIAL) | 1 | Omega | Gold 2000 | NA | 3000101243 | 2014-01-01 | 0 | NA | 0 | NA | W
2610 | Bemetara | Berla | CHC | Cold chain | Ice Lined REFRIGERATOR | 1 | Haier | HBC70 | BD0580E010061 | 3000101244 | NA | 0 | NA | 0 | NA | NW
2611 | Bemetara | Berla | CHC | Injection Room | NEEDLE DESTROYER | 1 | Haemosafe | NA | NA | 3000101245 | 2012-11-01 | 0 | NA | 0 | NA | W
2612 | Bemetara | Berla | CHC | Injection Room | NEBULIZER | 1 | Ariane | CF0051 | 123267/2005 | 3000101246 | 2013-04-01 | 0 | NA | 0 | NA | W
2613 | Bemetara | Berla | CHC | Injection Room | SUCTION APPARATUS | 1 | Shiva | NA | NA | 3000101247 | 2014-05-01 | 0 | NA | 0 | NA | W
2614 | Bemetara | Berla | CHC | Dressing Room | ELECTRIC STERILIZER | 1 | Rexlco | NA | NA | 3000101248 | 2014-08-01 | 0 | NA | 0 | NA | W
2615 | Bemetara | Berla | CHC | X-RAY DEPT | X-RAY MACHINE 60 mA | 1 | Siemens | 6305 | 12744 | 3000101249 | 1997-02-01 | 0 | NA | 0 | NA | W
2616 | Bemetara | Berla | CHC | DELIVERY ROOM | SPHYGMOMANOMETER (DIGITAL) | 1 | Ultra Casio | SJD-BP-1002 | SJD2006070120 | 3000101250 | 2007-01-01 | 0 | NA | 0 | NA | W
2617 | Bemetara | Berla | CHC | Major OT | OT TABLE (Hydraulic) | 1 | Local | NA | NA | 3000101251 | 2005-03-01 | 0 | NA | 0 | NA | NW
2618 | Bemetara | Berla | CHC | Major OT | OT TABLE (Hydraulic) | 1 | Local | NA | NA | 3000101252 | 2005-03-01 | 0 | NA | 0 | NA | NW
2619 | Bemetara | Berla | CHC | Major OT | AUTOCLAVE | 1 | Ravi | NA | NA | 3000101253 | 2013-03-01 | 0 | NA | 0 | NA | W
2620 | Bemetara | Berla | CHC | Major OT | AUTOCLAVE | 1 | Duke | NA | NA | 3000101254 | 2015-02-01 | 1 | 2016-02-01 | 0 | NA | W
2621 | Bemetara | Berla | CHC | Major OT | AUTOCLAVE | 1 | Duke | NA | NA | 3000101255 | 2009-04-01 | 0 | NA | 0 | NA | NW
2622 | Bemetara | Berla | CHC | Major OT | AUTOCLAVE | 1 | SNI | NA | NA | 3000101256 | 2009-04-01 | 0 | NA | 0 | NA | NW
2623 | Bemetara | Berla | CHC | Major OT | AUTOCLAVE | 1 | SNI | NA | NA | 3000101257 | 2009-04-01 | 0 | NA | 0 | NA | NW
2624 | Bemetara | Berla | CHC | Major OT | ELECTRIC STERILIZER | 1 | Atlas | NA | 09F/0179 | 3000101258 | 2014-01-01 | 0 | NA | 0 | NA | NW
2625 | Bemetara | Berla | CHC | Major OT | ELECTRIC STERILIZER | 1 | Atlas | NA | 09F/0247 | 3000101259 | 2014-01-01 | 0 | NA | 0 | NA | W
2626 | Bemetara | Berla | CHC | RMA'S Room | ADULT WEIGHING MACHINE | 1 | Local | NA | NA | 3000101334 | 2013-06-01 | 0 | NA | 0 | NA | W
2627 | Bemetara | Berla | CHC | Injection Room | ADULT WEIGHING MACHINE | 1 | Local | NA | NA | 3000101335 | 2014-07-01 | 0 | NA | 0 | NA | W
2628 | Bemetara | Berla | CHC | Doctor's Room | ADULT WEIGHING MACHINE | 1 | Local | NA | NA | 3000101336 | 2014-01-01 | 0 | NA | 0 | NA | W
2629 | Bemetara | Berla | CHC | Central Store Room | ELECTRIC STERILIZER | 1 | Rexlco | NA | NA | 3000101265 | 2015-02-01 | 1 | 2016-02-01 | 0 | NA | NI
2630 | Bemetara | Berla | CHC | Central Store Room | ELECTRIC STERILIZER | 1 | Rexlco | NA | NA | 3000101260 | 2015-02-01 | 1 | 2016-02-01 | 0 | NA | NI
2631 | Bemetara | Berla | CHC | Central Store Room | ELECTRIC STERILIZER | 1 | Rexlco | NA | NA | 3000101267 | 2015-02-01 | 1 | 2016-02-01 | 0 | NA | NI
2632 | Bemetara | Berla | CHC | Central Store Room | ELECTRIC STERILIZER | 1 | Rexlco | NA | NA | 3000101268 | 2015-02-01 | 1 | 2016-02-01 | 0 | NA | NI
2633 | Bemetara | Berla | CHC | Central Store Room | CENTRIFUGE MACHINE (8 Tubes) | 1 | Coslab | NA | NA | 3000101269 | 2015-07-04 | 0 | NA | 0 | NA | W
2634 | Bemetara | Berla | CHC | Central Store Room | SPHYGMOMANOMETER (MERCURIAL) | 1 | Life Line | NA | 19076 | 3000101293 | 2014-01-01 | 0 | NA | 0 | NA | NW
2635 | Bemetara | Berla | CHC | Central Store Room | SPHYGMOMANOMETER (MERCURIAL) | 1 | Pioneer | NA | NA | 3000101340 | 2014-01-01 | 0 | NA | 0 | NA | NW
2636 | Bemetara | Berla | CHC | Central Store Room | SPHYGMOMANOMETER (MERCURIAL) | 1 | Diamond | NA | B56350 | 3000101266 | 2013-08-01 | 0 | NA | 0 | NA | NW
2637 | Bemetara | Berla | CHC | Central Store Room | SPHYGMOMANOMETER (MERCURIAL) | 1 | Diamond | NA | 11797 | 3000101261 | 2013-08-01 | 0 | NA | 0 | NA | NW
2638 | Bemetara | Berla | CHC | Central Store Room | SPHYGMOMANOMETER (MERCURIAL) | 1 | Omega | NA | NA | 3000101262 | 2013-08-01 | 0 | NA | 0 | NA | NW
2639 | Bemetara | Berla | CHC | Central Store Room | SPHYGMOMANOMETER (MERCURIAL) | 1 | EMU | NA | 53073/10-04 | 3000101263 | 2013-08-01 | 0 | NA | 0 | NA | NW
2640 | Bemetara | Berla | CHC | Central Store Room | SPHYGMOMANOMETER (MERCURIAL) | 1 | Omega | Gold 2000 | NA | 3000101264 | 2013-08-01 | 0 | NA | 0 | NA | NW
2641 | Bemetara | Berla | CHC | Central Store Room | SUCTION APPARATUS | 1 | Shiva | NA | NA | 3000101270 | NA | 0 | NA | 0 | NA | NI
2642 | Bemetara | Berla | CHC | Central Store Room | SUCTION APPARATUS | 1 | Shiva | NA | NA | 3000101271 | NA | 0 | NA | 0 | NA | NI
2643 | Bemetara | Berla | CHC | Central Store Room | SPHYGMOMANOMETER (MERCURIAL) | 1 | Lifex | NA | 9811941 | 3000101272 | 2013-08-01 | 0 | NA | 0 | NA | W
2644 | Bemetara | Berla | CHC | Central Store Room | SPHYGMOMANOMETER (MERCURIAL) | 1 | Premier | NA | 9513455 | 3000101273 | 2013-08-01 | 1 | 2016-05-01 | 0 | NA | W
2645 | Bemetara | Berla | CHC | Central Store Room | SPHYGMOMANOMETER (MERCURIAL) | 1 | Premier | NA | 9813451 | 3000101274 | 2015-05-01 | 1 | 2016-05-01 | 0 | NA | W
2646 | Bemetara | Berla | CHC | Central Store Room | ELECTRIC STERILIZER | 1 | Local | NA | NA | 3000101275 | 2007-06-01 | 0 | NA | 0 | NA | W
2647 | Bemetara | Berla | CHC | Central Store Room | IR LAMP | 1 | Local | NA | NA | 3000101276 | 2012-11-01 | 0 | NA | 0 | NA | NI
2648 | Bemetara | Berla | CHC | Central Store Room | IR LAMP | 1 | Local | NA | NA | 3000101277 | 2012-11-01 | 0 | NA | 0 | NA | NI
2649 | Bemetara | Berla | CHC | Central Store Room | IR LAMP | 1 | Local | NA | NA | 3000101278 | 2012-11-01 | 0 | NA | 0 | NA | NI
2650 | Bemetara | Berla | CHC | Central Store Room | ADULT WEIGHING MACHINE | 1 | Crown | NA | NA | 3000101279 | 2015-05-01 | 1 | 2016-05-01 | 0 | NA | W
2651 | Bemetara | Berla | CHC | Central Store Room | ADULT WEIGHING MACHINE | 1 | Crown | NA | NA | 3000101280 | 2015-05-01 | 0 | NA | 0 | NA | W
2652 | Bemetara | Berla | CHC | Central Store Room | ADULT WEIGHING MACHINE | 1 | Crown | NA | NA | 3000101281 | 2015-05-01 | 0 | NA | 0 | NA | W
2653 | Bemetara | Berla | CHC | Central Store Room | ADULT WEIGHING MACHINE | 1 | Crown | NA | NA | 3000101282 | 2015-05-01 | 0 | NA | 0 | NA | W
2654 | Bemetara | Berla | CHC | Central Store Room | ADULT WEIGHING MACHINE | 1 | Crown | NA | NA | 3000101283 | 2015-05-01 | 0 | NA | 0 | NA | W
2655 | Bemetara | Berla | CHC | Central Store Room | ADULT WEIGHING MACHINE | 1 | Crown | NA | NA | 3000101284 | 2015-05-01 | 0 | NA | 0 | NA | W
2656 | Bemetara | Berla | CHC | Central Store Room | ADULT WEIGHING MACHINE | 1 | Crown | NA | NA | 3000101285 | 2015-05-01 | 0 | NA | 0 | NA | W
2657 | Bemetara | Berla | CHC | Central Store Room | ADULT WEIGHING MACHINE | 1 | Crown | NA | NA | 3000101286 | 2015-05-01 | 0 | NA | 0 | NA | W
2658 | Bemetara | Berla | CHC | Central Store Room | ADULT WEIGHING MACHINE | 1 | Crown | NA | NA | 3000101287 | 2015-05-01 | 1 | 2016-05-01 | 0 | NA | NI
2659 | Bemetara | Berla | CHC | Central Store Room | ADULT WEIGHING MACHINE | 1 | Crown | NA | NA | 3000101288 | 2015-05-01 | 0 | NA | 0 | NA | NI
2660 | Bemetara | Berla | CHC | Central Store Room | ADULT WEIGHING MACHINE | 1 | Crown | NA | NA | 3000101289 | 2005-06-01 | 0 | NA | 0 | NA | NW
2661 | Bemetara | Berla | CHC | Central Store Room | PULSE OXIMETER | 1 | Lotus | Lotus 700 | 070301-240 | 3000101290 | 2005-12-01 | 0 | NA | 0 | NA | W
2662 | Bemetara | Berla | CHC | Central Store Room | PULSE OXIMETER | 1 | Opto | Oxy500/500A | NA | 3000101291 | 2007-12-01 | 0 | NA | 0 | NA | W
2663 | Bemetara | Berla | CHC | Central Store Room | PULSE OXIMETER | 1 | Local | MD300 | 0731070087 | 3000101292 | 2007-12-01 | 0 | NA | 0 | NA | W
2664 | Bemetara | Berla | CHC | Central Store Room | PULSE OXIMETER | 1 | Local | NA | 0731070094 | 3000101294 | 2006-11-01 | 0 | NA | 0 | NA | NW
2665 | Bemetara | Berla | CHC | Central Store Room | NEEDLE DESTROYER | 1 | Local | NA | NA | 3000101295 | 2015-05-01 | 1 | 2016-05-01 | 0 | NA | W
2666 | Bemetara | Berla | CHC | Central Store Room | NEEDLE DESTROYER | 1 | Local | NA | NA | 3000101296 | 2015-05-01 | 1 | 2016-05-01 | 0 | NA | W
2667 | Bemetara | Berla | CHC | Central Store Room | NEEDLE DESTROYER | 1 | Local | NA | NA | 3000101297 | 2015-05-01 | 1 | 2016-05-01 | 0 | NA | NI
2668 | Bemetara | Berla | CHC | Central Store Room | NEEDLE DESTROYER | 1 | Local | NA | NA | 3000101298 | 2015-05-01 | 1 | 2016-05-01 | 0 | NA | NI
2669 | Bemetara | Berla | CHC | Central Store Room | NEEDLE DESTROYER | 1 | Local | NA | NA | 3000101299 | 2015-05-01 | 1 | 2016-05-01 | 0 | NA | NI
2670 | Bemetara | Berla | CHC | Central Store Room | NEBULIZER | 1 | Ashoka | NA | NA | 3000101300 | 2015-02-01 | 1 | 2016-02-01 | 0 | NA | NI
2671 | Bemetara | Berla | CHC | Central Store Room | NEBULIZER | 1 | New Speed NEB | NA | 063005371 | 3000101301 | 2007-01-01 | 0 | NA | 0 | NA | NI
2672 | Bemetara | Berla | CHC | Central Store Room | NEBULIZER | 1 | Ashoka | AS-01 | NA | 3000101302 | 2007-01-01 | 0 | NA | 0 | NA | NW
2673 | Bemetara | Berla | CHC | Central Store Room | GLUCOMETER | 1 | Local | NA | NA | 3000101304 | 2007-04-01 | 0 | NA | 0 | NA | NI
2674 | Bemetara | Berla | CHC | Central Store Room | ECG RECORDER | 1 | Clarity | ECG-SC | RCHA12060079 | 3000101303 | 2007-01-01 | 0 | NA | 0 | NA | NI
2675 | Bemetara | Berla | CHC | Central Store Room | FOETAL DOPPLER | 1 | Crown | NA | NA | 3000101305 | 2005-08-01 | 0 | NA | 0 | NA | NW
2676 | Bemetara | Berla | CHC | Central Store Room | COLORIMETER | 1 | Local | NA | NA | 3000101306 | 2007-04-01 | 0 | NA | 0 | NA | NI
2677 | Bemetara | Berla | CHC | Central Store Room | NEEDLE DESTROYER | 1 | Local | NA | NA | 3000101307 | 2006-08-01 | 0 | NA | 0 | NA | NI
2678 | Bemetara | Berla | CHC | Central Store Room | ELECTRIC STERILIZER | 1 | Local | NA | NA | 3000101308 | 2007-06-01 | 0 | NA | 0 | NA | NI
2679 | Bemetara | Berla | CHC | Central Store Room | ELECTRIC STERILIZER | 1 | Local | NA | NA | 3000101309 | 2007-06-01 | 0 | NA | 0 | NA | NI
2680 | Bemetara | Berla | CHC | Central Store Room | FOETAL DOPPLER | 1 | Local | NA | NA | 3000101310 | 2007-06-01 | 0 | NA | 0 | NA | NW
2681 | Bemetara | Berla | CHC | Central Store Room | ELECTRIC STERILIZER | 1 | Rexlco | NA | NA | 3000101311 | 2014-05-01 | 0 | NA | 0 | NA | NW
2682 | Bemetara | Berla | CHC | Central Store Room | ELECTRIC STERILIZER | 1 | Rexlco | NA | NA | 3000101312 | 2014-05-01 | 0 | NA | 0 | NA | NW
2683 | Bemetara | Berla | CHC | Central Store Room | ELECTRIC STERILIZER | 1 | Rexlco | NA | NA | 3000101313 | 2014-05-01 | 0 | NA | 0 | NA | NW
2684 | Bemetara | Berla | CHC | Central Store Room | ELECTRIC STERILIZER | 1 | Rexlco | NA | NA | 3000101314 | 2014-05-01 | 0 | NA | 0 | NA | NW
2685 | Bemetara | Berla | CHC | Central Store Room | ELECTRIC STERILIZER | 1 | Rexlco | NA | NA | 3000101315 | 2014-05-01 | 0 | NA | 0 | NA | NW
2686 | Bemetara | Berla | CHC | Central Store Room | ELECTRIC STERILIZER | 1 | Local | NA | NA | 3000101316 | 2013-03-01 | 0 | NA | 0 | NA | NW
2687 | Bemetara | Berla | CHC | Central Store Room | ELECTRIC STERILIZER | 1 | Local | NA | NA | 3000101317 | 2013-03-01 | 0 | NA | 0 | NA | NW
2688 | Bemetara | Berla | CHC | Central Store Room | SUCTION APPARATUS | 1 | Shiva | NA | NA | 3000101318 | 2012-11-01 | 0 | NA | 0 | NA | NW
2689 | Bemetara | Berla | CHC | Central Store Room | BABY WEIGHING SCALE | 1 | Essae | IND109110/497 | 2501413793 | 3000101319 | 2014-03-01 | 0 | NA | 0 | NA | NW
2690 | Bemetara | Berla | CHC | Central Store Room | ADULT WEIGHING MACHINE | 1 | Local | NA | NA | 3000101320 | 2012-11-01 | 0 | NA | 0 | NA | W
2691 | Bemetara | Berla | CHC | Central Store Room | SUCTION APPARATUS | 1 | Shiva | NA | NA | 3000101321 | 2012-11-01 | 0 | NA | 0 | NA | NW
2692 | Bemetara | Berla | CHC | Central Store Room | SUCTION APPARATUS | 1 | Shiva | NA | NA | 3000101322 | 2014-08-01 | 0 | NA | 0 | NA | W
2693 | Bemetara | Berla | CHC | Central Store Room | SUCTION APPARATUS | 1 | YOGA+CARE | NA | NA | 3000101323 | 2014-08-01 | 0 | NA | 0 | NA | W
2694 | Bemetara | Berla | CHC | Central Store Room | SHADOWLESS OT LIGHT | 1 | Local | NA | NA | 3000101324 | 2005-08-01 | 0 | NA | 0 | NA | NW
2695 | Bemetara | Berla | CHC | Central Store Room | SHADOWLESS OT LIGHT | 1 | Local | NA | NA | 3000101325 | 2007-01-01 | 0 | NA | 0 | NA | NW
2696 | Bemetara | Berla | CHC | DELIVERY ROOM | INFANT RADIANT WARMER | 1 | SS Tachnomed | NA | NA | 3000101326 | 2015-05-01 | 1 | 2016-05-01 | 0 | NA | W
2697 | Bemetara | Berla | CHC | DELIVERY ROOM | BABY PHOTOTHERAPY UNIT | 1 | Plastotech | NA | NA | 3000101327 | 2015-05-01 | 1 | 2016-05-01 | 0 | NA | W
2698 | Bemetara | Berla | CHC | DELIVERY ROOM | OT TABLE (Hydraulic) | 1 | Local | NA | NA | 3000101328 | NA | 0 | NA | 0 | NA | W
2699 | Bemetara | Berla | CHC | DELIVERY ROOM | SUCTION APPARATUS | 1 | Stana | NA | NA | 3000101330 | 2014-05-01 | 0 | NA | 0 | NA | W
2700 | Bemetara | Berla | CHC | DELIVERY ROOM | ADULT WEIGHING MACHINE | 1 | Zedeef | NA | NA | 3000101331 | NA | 0 | NA | 0 | NA | W
2701 | Bemetara | Berla | CHC | DELIVERY ROOM | NEEDLE DESTROYER | 1 | Microsil | ND-360 | NA | 3000101332 | NA | 0 | NA | 0 | NA | W
2702 | Bemetara | Berla | CHC | DELIVERY ROOM | FOETAL DOPPLER | 1 | Local | NA | NA | 3000101333 | NA | 0 | NA | 0 | NA | W
2703 | Bemetara | Berla | CHC | DELIVERY ROOM | OT TABLE (Hydraulic) | 1 | Local | NA | NA | 3000101329 | NA | 0 | NA | 0 | NA | W
2704 | Bemetara | Jewra | PHC | OPD | SPHYGMOMANOMETER (MERCURIAL) | 1 | Diamond | 1533-90 | 0196043 | 3000098023 | NA | 0 | NA | 0 | NA | W
2705 | Bemetara | Jewra | PHC | OPD | REFRIGERATOR | 1 | Whirlpool | 70117 | INC14140-7439 | 3000098024 | NA | 0 | NA | 0 | NA | W
2706 | Bemetara | Jewra | PHC | OPD | NEEDLE DESTROYER | 1 | Microsil | ND-360 | 2078 | 3000098025 | 2013-08-01 | 0 | NA | 0 | NA | W
2707 | Bemetara | Jewra | PHC | OPD | SUCTION APPARATUS | 1 | Local | NA | NA | 3000098026 | 2013-08-01 | 0 | NA | 0 | NA | NW
2708 | Bemetara | Jewra | PHC | OPD | ELECTRIC STERILIZER | 1 | Local | NA | NA | 3000098027 | NA | 0 | NA | 0 | NA | W
2709 | Bemetara | Jewra | PHC | DELIVERY ROOM | ADULT WEIGHING MACHINE | 1 | DUCBEL BRAUN | NA | NA | 3000098028 | NA | 0 | NA | 0 | NA | W
2710 | Bemetara | Jewra | PHC | DELIVERY ROOM | FOETAL DOPPLER | 1 | Dopplex | Doppex | M2010 | 3000098029 | 2013-08-01 | 0 | NA | 0 | NA | W
2711 | Bemetara | Jewra | PHC | DELIVERY ROOM | SUCTION APPARATUS | 1 | Local | Local | NA | 3000098030 | 2015-01-01 | 0 | NA | 0 | NA | NW
2712 | Bemetara | Jewra | PHC | OPD | SPHYGMOMANOMETER (MERCURIAL) | 1 | Diamond | NA | NA | 3000098039 | NA | 0 | NA | 0 | NA | NW
2713 | Bemetara | Jewra | PHC | Central Store Room | ADULT WEIGHING MACHINE | 1 | Crown | NA | NA | 3000098031 | 2015-06-01 | 0 | NA | 0 | NA | W
2714 | Bemetara | Jewra | PHC | Central Store Room | ELECTRIC STERILIZER | 1 | Local | NA | NA | 3000098036 | 2015-04-01 | 0 | NA | 0 | NA | W
2715 | Bemetara | Jewra | PHC | Central Store Room | ELECTRIC STERILIZER | 1 | Local | NA | NA | 3000098037 | 2015-04-01 | 0 | NA | 0 | NA | W
2716 | Bemetara | Jewra | PHC | Central Store Room | NEEDLE DESTROYER | 1 | LIFE CARE | NA | NA | 3000098032 | 2013-08-01 | 0 | NA | 0 | NA | W
2717 | Bemetara | Jewra | PHC | Central Store Room | NEEDLE DESTROYER | 1 | LIFE CARE | NA | NA | 3000098033 | 2013-08-01 | 0 | NA | 0 | NA | W
2718 | Bemetara | Jewra | PHC | Central Store Room | NEEDLE DESTROYER | 1 | Saratech | S1R | NA | 3000098035 | 2014-07-01 | 0 | NA | 0 | NA | W
2719 | Bemetara | Jewra | PHC | Central Store Room | HB METER | 1 | Sahli | NA | NA | 3000098040 | 2014-03-01 | 0 | NA | 0 | NA | W
2720 | Bemetara | Jewra | PHC | Central Store Room | HB METER | 1 | Sahli | NA | NA | 3000098041 | 2015-03-01 | 0 | NA | 0 | NA | W
2721 | Bemetara | Jewra | PHC | Central Store Room | ELECTRIC STERILIZER | 1 | Local | NA | NA | 3000098038 | 2015-04-01 | 0 | NA | 0 | NA | W
2722 | Bemetara | Jewra | PHC | Central Store Room | NEEDLE DESTROYER | 1 | SAI + LIFE | NA | NA | 3000098034 | 2013-08-01 | 0 | NA | 0 | NA | W
2723 | Bemetara | Kathotiya | PHC | Central Store Room | SUCTION APPARATUS | 1 | Local | NA | NA | 3000098224 | 2014-08-01 | 1 | 2015-08-01 | 0 | NA | W
2724 | Bemetara | Kathotiya | PHC | Central Store Room | GLUCOMETER | 1 | One Touch | NA | SAFKMK4T | 3000098227 | 2013-02-01 | 0 | NA | 0 | NA | W
2725 | Bemetara | Kathotiya | PHC | Opthalmology Dept. | TONOMETER | 1 | Rester Sumsung | 5113SCHUTEC | N05113 | 3000098225 | 2014-12-01 | 1 | 2015-12-01 | 0 | NA | W
2726 | Bemetara | Kathotiya | PHC | GYAENOCOLOGICAL Dept. | NEEDLE DESTROYER | 1 | Saratech | S1R | NA | 3000098226 | NA | 0 | NA | 0 | NA | W
2727 | Bemetara | Kathotiya | PHC | Injection Room | SPHYGMOMANOMETER (MERCURIAL) | 1 | Namatt | IS-3390 | 53105 | 3000098220 | NA | 0 | NA | 0 | NA | W
2728 | Bemetara | Kathotiya | PHC | Female Ward | SPHYGMOMANOMETER (DIGITAL) | 1 | Hicks | NI70 | 1308620 | 3000098221 | NA | 0 | NA | 0 | NA | W
2729 | Bemetara | Kathotiya | PHC | Female Ward | HB METER | 1 | Sahli | NA | NA | 3000098228 | 2014-03-01 | 0 | NA | 0 | NA | W
2730 | Bemetara | Kathotiya | PHC | OPD | SPHYGMOMANOMETER (DIGITAL) | 1 | OMRON | HEM7113 | 20121206910V4 | 3000098212 | NA | 0 | NA | 0 | NA | W
2731 | Bemetara | Kathotiya | PHC | Injection Room | NEEDLE DESTROYER | 1 | Saratech | S1R | NA | 3000098213 | 2013-02-01 | 0 | NA | 0 | NA | W
2732 | Bemetara | Kathotiya | PHC | Injection Room | NEBULIZER | 1 | Hemodoz | Hemoneb | IN0303131201657 | 3000098214 | 2013-02-01 | 0 | NA | 0 | NA | W
2733 | Bemetara | Kathotiya | PHC | Injection Room | HB METER | 1 | Sahli | NA | NA | 3000098217 | 2012-03-01 | 0 | NA | 0 | NA | W
2734 | Bemetara | Kathotiya | PHC | Injection Room | HB METER | 1 | Sahli | NA | NA | 3000098216 | 2012-03-01 | 0 | NA | 0 | NA | NW
2735 | Bemetara | Kathotiya | PHC | Minor OT | ELECTRIC STERILIZER | 1 | Local | NA | NA | 3000098215 | Na | 0 | NA | 0 | NA | W
2736 | Bemetara | Kathotiya | PHC | Female Ward | FOETAL DOPPLER | 1 | Rurodopp. | NA | NA | 3000098219 | 2013-02-01 | 0 | NA | 0 | NA | W
2737 | Bemetara | Kathotiya | PHC | Sterilzation Room | O2 Cylinder | 1 | Namatt | NA | NA | 3000098222 | 2014-06-01 | 0 | NA | 0 | NA | W
2738 | Bemetara | Kathotiya | PHC | DELIVERY ROOM | ADULT WEIGHING MACHINE | 1 | Kohu | NA | NA | 3000098223 | 2013-02-01 | 0 | NA | 0 | NA | W
2739 | Bemetara | Parpodi | PHC | Injection Room | NEEDLE DESTROYER | 1 | Mediwaves | NA | NA | 30000101343 | 2009-12-01 | 0 | NA | 0 | NA | W
2740 | Bemetara | Parpodi | PHC | Pathology Lab. | REFRIGERATOR | 1 | Samsung | RA21/2009 | 04574ZAS900279Z | 30000101344 | 2009-06-01 | 0 | NA | 0 | NA | W
2741 | Bemetara | Parpodi | PHC | Pathology Lab. | CENTRIFUGE MACHINE (6 Tubes) | 1 | Coslab | NA | NA | 30000101345 | NA | 0 | NA | 0 | NA | W
2742 | Bemetara | Parpodi | PHC | Pathology Lab. | MICROSCOPE (BINOCULAR) | 1 | Magnus | MLX-BCH201BIMF | 4B524582 | 30000101346 | NA | 0 | NA | 0 | NA | W
2743 | Bemetara | Parpodi | PHC | OPD | SPHYGMOMANOMETER (MERCURIAL) | 1 | Lifex | CM/L 8262373 | 9302027 | 30000101341 | 2009-11-01 | 0 | NA | 0 | NA | W
2744 | Bemetara | Parpodi | PHC | OPD | Ice Lined REFRIGERATOR | 1 | Vest Frost | MK144 | 65116145 | 30000101347 | 2007-04-01 | 0 | NA | 0 | NA | W
2745 | Bemetara | Parpodi | PHC | OPD | ADULT WEIGHING MACHINE | 1 | Krups | NA | NA | 30000101348 | NA | 0 | NA | 0 | NA | W
2746 | Bemetara | Parpodi | PHC | Opthalmology Dept. | SPHYGMOMANOMETER (DIGITAL) | 1 | Omron | HEM7120 | 20131207478VGI | 30000101342 | NA | 0 | NA | 0 | NA | W
2747 | Bemetara | Parpodi | PHC | Central Store Room | Ice Lined REFRIGERATOR | 1 | Haier | HBC70 | BD0580E0100BQ4A80258 | 30000101357 | NA | 0 | NA | 0 | NA | NW
2748 | Bemetara | Parpodi | PHC | DELIVERY ROOM | SUCTION APPARATUS | 1 | Shiva | NA | NA | 30000101349 | NA | 0 | NA | 0 | NA | NW
2749 | Bemetara | Parpodi | PHC | DELIVERY ROOM | ADULT WEIGHING MACHINE | 1 | Visco | NA | NA | 30000101350 | NA | 0 | NA | 0 | NA | W
2750 | Bemetara | Parpodi | PHC | DELIVERY ROOM | FOETAL DOPPLER | 1 | Ashoka | ND-101 | NA | 30000101354 | 2013-10-01 | 0 | NA | 0 | NA | W
2751 | Bemetara | Parpodi | PHC | DELIVERY ROOM | ELECTRIC STERILIZER | 1 | Local | NA | NA | 30000101353 | 2007-04-01 | 0 | NA | 0 | NA | W
2752 | Bemetara | Parpodi | PHC | DELIVERY ROOM | NEEDLE DESTROYER | 1 | Saratech | S1R | NA | 30000101352 | 2007-04-01 | 0 | NA | 0 | NA | W
2753 | Bemetara | Parpodi | PHC | DELIVERY ROOM | SPHYGMOMANOMETER (DIGITAL) | 1 | Hicks | NA | NA | 30000101351 | NA | 0 | NA | 0 | NA | NW
2754 | Bemetara | Parpodi | PHC | Nursing Duty Room | ELECTRIC STERILIZER | 1 | Local | NA | NA | 30000101359 | NA | 0 | NA | 0 | NA | NW
2755 | Bemetara | Parpodi | PHC | Injection Room | SUCTION APPARATUS | 1 | Shiva | NA | NA | 30000101358 | 2014-08-01 | 0 | NA | 0 | NA | W
2756 | Bemetara | Parpodi | PHC | Opthalmology Dept. | SPHYGMOMANOMETER (DIGITAL) | 1 | Liprind/ Telmikind | REFCH-432 | 1106057 | 30000101362 | 2009-11-01 | 0 | NA | 0 | NA | W
2757 | Bemetara | Parpodi | PHC | Central Store Room | ADULT WEIGHING MACHINE | 1 | Krups | NA | NA | 30000101356 | 2007-04-01 | 0 | NA | 0 | NA | NW
2758 | Bemetara | Parpodi | PHC | Central Store Room | SPHYGMOMANOMETER (MERCURIAL) | 1 | Micro Life | CM/L8262373 | 90102030 | 30000101355 | NA | 0 | NA | 0 | NA | NW
2759 | Bemetara | Parpodi | PHC | Central Store Room | GLUCOMETER | 1 | Micro Life | 11/09 | NA | 30000101363 | NA | 0 | NA | 0 | NA | W
2760 | Bemetara | Parpodi | PHC | Central Store Room | AUTOCLAVE | 1 | Supreme | NA | NA | 30000101360 | 2009-04-01 | 0 | NA | 0 | NA | W
2761 | Bemetara | Parpodi | PHC | Central Store Room | AUTOCLAVE | 1 | Local | NA | NA | 30000101361 | 2009-04-01 | 0 | NA | 0 | NA | NW
2762 | Bemetara | Khandsara | PHC | X-RAY DEPT | X-RAY MACHINE 60 mA | 1 | Allengers | Na | 2K141130887-X | 30000101072 | 2014-12-01 | 1 | 2015-12-01 | 0 | NA | W
2763 | Bemetara | Khandsara | PHC | Doctor's Room | SPHYGMOMANOMETER (MERCURIAL) | 1 | Namatt | NA | 078890 | 30000101074 | 2013-08-01 | 0 | NA | 0 | NA | W
2764 | Bemetara | Khandsara | PHC | DELIVERY ROOM | ADULT WEIGHING MACHINE | 1 | Crown | NA | NA | 30000101081 | 2014-04-01 | 0 | NA | 0 | NA | NW
2765 | Bemetara | Khandsara | PHC | DELIVERY ROOM | INFANT RADIANT WARMER | 1 | Tiana | NA | NA | 30000101069 | 2015-06-01 | 1 | 2016-06-01 | 0 | NA | W
2766 | Bemetara | Khandsara | PHC | Injection Room | NEBULIZER | 1 | Ashoka | AS-01 | NA | 30000101080 | 2015-06-01 | 1 | 2016-06-01 | 0 | NA | W
2767 | Bemetara | Khandsara | PHC | DELIVERY ROOM | NEEDLE DESTROYER | 1 | Microsil | ND-360 | NA | 30000101083 | 2013-06-01 | 0 | NA | 0 | NA | W
2768 | Bemetara | Khandsara | PHC | DELIVERY ROOM | ELECTRIC STERILIZER | 1 | Microsil | NA | NA | 30000101070 | 2014-05-01 | 0 | NA | 0 | NA | W
2769 | Bemetara | Khandsara | PHC | DELIVERY ROOM | SUCTION APPARATUS | 1 | Shiva | NA | NA | 30000101068 | 2014-07-01 | 1 | 2015-07-01 | 0 | NA | W
2770 | Bemetara | Khandsara | PHC | Doctor's Room | SPHYGMOMANOMETER (MERCURIAL) | 1 | Omega | Gold 2000 | NA | 30000101076 | NA | 0 | NA | 0 | NA | W
2771 | Bemetara | Khandsara | PHC | Doctor's Room | GLUCOMETER | 1 | ACCUCHEK | CE0088 | 06656846 | 30000101079 | NA | 0 | NA | 0 | NA | W
2772 | Bemetara | Khandsara | PHC | Pathology Lab. | MICROSCOPE (BINOCULAR) | 1 | Magnus | MLX-BCH201BIMF | 22625 | 30000101086 | NA | 0 | NA | 0 | NA | NW
2773 | Bemetara | Khandsara | PHC | Pathology Lab. | MICROSCOPE (BINOCULAR) | 1 | Magnus | MLX-BCH201BIMF | NA | 30000101087 | Na | 0 | NA | 0 | NA | NW
2774 | Bemetara | Khandsara | PHC | Pathology Lab. | CENTRIFUGE MACHINE (4 Tubes) | 1 | Local | NA | NA | 30000101088 | NA | 0 | NA | 0 | NA | W
2775 | Bemetara | Khandsara | PHC | Central Store Room | NEBULIZER | 1 | Ashoka | AS-01 | NA | 30000101089 | 2012-08-01 | 0 | NA | 0 | NA | W
2776 | Bemetara | Khandsara | PHC | DELIVERY ROOM | FOETAL DOPPLER | 1 | Dipel | DFM051 | NA | 30000101075 | 2012-01-01 | 0 | NA | 0 | NA | W
2777 | Bemetara | Khandsara | PHC | Central Store Room | ELECTRIC STERILIZER | 1 | Dipel | NA | NA | 30000101058 | 2014-05-01 | 0 | NA | 0 | NA | W
2778 | Bemetara | Khandsara | PHC | Injection Room | ELECTRIC STERILIZER | 1 | Dipel | NA | NA | 30000101082 | 2014-05-01 | 0 | NA | 0 | NA | W
2779 | Bemetara | Khandsara | PHC | Central Store Room | SUCTION APPARATUS | 1 | NA | NA | NA | 30000101056 | 2012-01-01 | 0 | NA | 0 | NA | NW
2780 | Bemetara | Khandsara | PHC | Central Store Room | ELECTRIC STERILIZER | 1 | NA | NA | NA | 30000101057 | NA | 0 | NA | 0 | NA | NW
2781 | Bemetara | Khandsara | PHC | Central Store Room | SPHYGMOMANOMETER (MERCURIAL) | 1 | Gold Supreme | NA | 98118096 | 30000101061 | 2011-03-01 | 0 | NA | 0 | NA | NW
2782 | Bemetara | Khandsara | PHC | Central Store Room | PULSE OXIMETER | 1 | Local | NA | NA | 30000101077 | 2013-09-01 | 0 | NA | 0 | NA | NW
2783 | Bemetara | Khandsara | PHC | Doctor's Room | REFRIGERATOR | 1 | LG | NA | 101NRMG118675 | 30000101078 | 2011-03-01 | 0 | NA | 0 | NA | W
2784 | Bemetara | Khandsara | PHC | DELIVERY ROOM | FOETAL DOPPLER | 1 | Dipel | DFM051 | 20075A065 | 30000101065 | 2012-01-01 | 0 | NA | 0 | NA | W
2785 | Bemetara | Khandsara | PHC | DELIVERY ROOM | FOETAL DOPPLER | 1 | Local | NA | NA | 30000101085 | 2011-01-01 | 0 | NA | 0 | NA | NW
2786 | Bemetara | Khandsara | PHC | Pathology Lab. | MICROSCOPE (BINOCULAR) | 1 | Magnus | MLX-BCH201BIMF | 6H05956 | No Bar Code | NA | 0 | NA | 0 | NA | W
2787 | Bemetara | Khandsara | PHC | Central Store Room | SPHYGMOMANOMETER (MERCURIAL) | 1 | Namatt | NA | 07889 | 30000101060 | 2011-03-01 | 0 | NA | 0 | NA | NW
2788 | Bemetara | Khandsara | PHC | Central Store Room | SPHYGMOMANOMETER (MERCURIAL) | 1 | EMU | NA | 44368 | 30000101062 | 2011-03-01 | 0 | NA | 0 | NA | NW
2789 | Bemetara | Khandsara | PHC | Central Store Room | SPHYGMOMANOMETER (MERCURIAL) | 1 | Local | NA | NA | 30000101063 | 2012-01-01 | 0 | NA | 0 | NA | NW
2790 | Bemetara | Khandsara | PHC | Central Store Room | SPHYGMOMANOMETER (MERCURIAL) | 1 | Local | NA | NA | 30000101064 | 2012-01-01 | 0 | NA | 0 | NA | NW
2791 | Bemetara | Khandsara | PHC | DELIVERY ROOM | ADULT WEIGHING MACHINE | 1 | Crown | NA | NA | 30000101066 | 2014-04-01 | 0 | NA | 0 | NA | W
2792 | Bemetara | Khandsara | PHC | DELIVERY ROOM | NEEDLE DESTROYER | 1 | Microsil | ND-360 | NA | 30000101071 | 2013-06-01 | 0 | NA | 0 | NA | W
2793 | Bemetara | Khandsara | PHC | Doctor's Room | ADULT WEIGHING MACHINE | 1 | Prestige | NA | NA | 30000101073 | 2014-04-01 | 0 | NA | 0 | NA | W
2794 | Bemetara | Khandsara | PHC | Central Store Room | ELECTRIC STERILIZER | 1 | Prestige | NA | NA | 30000101059 | 2014-05-01 | 0 | NA | 0 | NA | W
2795 | Bemetara | Khandsara | PHC | Opthalmology Dept. | TONOMETER | 1 | Rester Sumsung | 5113SCHUTEC | NA | 30000101084 | 2015-01-01 | 1 | 2016-01-01 | 0 | NA | NW
2796 | Bemetara | Khandsara | PHC | DELIVERY ROOM | SPHYGMOMANOMETER (MERCURIAL) | 1 | Premier | NA | NA | 30000101067 | 2012-01-01 | 0 | NA | 0 | NA | NW
2797 | Bemetara | Temri | PHC | Pharmacy Dept. | SPHYGMOMANOMETER (MERCURIAL) | 1 | Diamond | 153390 | NA | 3000098066 | 2012-07-01 | 0 | NA | 0 | NA | W
2798 | Bemetara | Temri | PHC | Pathology Lab. | ELECTRIC STERILIZER | 1 | ATLAS | Singal Phase | NA | 3000098067 | 2012-12-01 | 0 | NA | 0 | NA | W
2799 | Bemetara | Temri | PHC | Pathology Lab. | NEEDLE DESTROYER | 1 | Saratech | S1R | NA | 3000098068 | NA | 0 | NA | 0 | NA | W
2800 | Bemetara | Temri | PHC | Pathology Lab. | CENTRIFUGE MACHINE (8 Tubes) | 1 | NA | NA | NA | 3000098080 | 2013-05-01 | 0 | NA | 0 | NA | W
2801 | Bemetara | Temri | PHC | Pathology Lab. | MICROSCOPE (BINOCULAR) | 1 | Magnus | MLX-BCH201BIMF | 4B 524645 | 3000098081 | 2014-09-01 | 1 | 2016-09-01 | 0 | NA | W
2802 | Bemetara | Temri | PHC | Pathology Lab. | GLUCOMETER | 1 | OMRON | Hantpia | 351741645 | 3000098082 | NA | 0 | NA | 0 | NA | W
2803 | Bemetara | Temri | PHC | DELIVERY ROOM | FOETAL DOPPLER | 1 | Dipel | DFM051 | NA | 3000098069 | NA | 0 | NA | 0 | NA | W
2804 | Bemetara | Temri | PHC | DELIVERY ROOM | INFANT RADIANT WARMER | 1 | Crown | 1509001 | NA | 3000098070 | 2013-12-01 | 0 | NA | 0 | NA | NW
2805 | Bemetara | Temri | PHC | DELIVERY ROOM | SPHYGMOMANOMETER (MERCURIAL) | 1 | Diamond | NA | NA | 3000098071 | 2007-07-01 | 0 | NA | 0 | NA | W
2806 | Bemetara | Temri | PHC | Central Store Room | Ice Lined REFRIGERATOR | 1 | Vest Frost | MK144 | 65116572 | 3000098072 | 2007-07-01 | 0 | NA | 0 | NA | W
2807 | Bemetara | Temri | PHC | Central Store Room | SUCTION APPARATUS | 1 | Local | NA | NA | 3000098073 | 2015-03-01 | 0 | NA | 0 | NA | W
2808 | Bemetara | Temri | PHC | Central Store Room | ELECTRIC STERILIZER | 1 | Local | NA | NA | 3000098074 | 2015-05-01 | 0 | NA | 0 | NA | NW
2809 | Bemetara | Temri | PHC | Central Store Room | ELECTRIC STERILIZER | 1 | Local | NA | NA | 3000098075 | 2015-05-01 | 0 | NA | 0 | NA | NW
2810 | Bemetara | Temri | PHC | OPD | INFANT RADIANT WARMER | 1 | DUCBEL BRAUN | NA | NA | 3000098076 | 2011-05-01 | 0 | NA | 0 | NA | NW
2811 | Bemetara | Temri | PHC | OPD | FOETAL DOPPLER | 1 | Dipel | DFM051 | NA | 3000098077 | NA | 0 | NA | 0 | NA | W
2812 | Bemetara | Temri | PHC | OPD | NEEDLE DESTROYER | 1 | Saratech | S1R | 8436 | 3000098079 | NA | 0 | NA | 0 | NA | NW
2813 | Bemetara | Temri | PHC | OPD | HB METER | 1 | Sahli | NA | NA | 3000098078 | NA | 0 | NA | 0 | NA | W
2814 | Bemetara | Temri | PHC | OPD | NEBULIZER | 1 | OMRON | NEC 25 | 664770 | 3000098083 | NA | 0 | NA | 0 | NA | NW
2815 | Bemetara | Bemetara | DH | BLOOD BANK | FOETAL DOPPLER | 1 | Labtop | LOC-11 | 14034115 | 3000098257 | 2014-03-01 | 1 | 2016-03-01 | 0 | NA | W
2816 | Bemetara | Bemetara | DH | BLOOD BANK | Blood Bank REFRIGERATOR | 1 | Meditech | MTBBR 2 | M 786525313 | 3000098292 | 2014-05-01 | 1 | 2017-05-01 | 0 | NA | W
2817 | Bemetara | Bemetara | DH | BLOOD BANK | Blood Bank REFRIGERATOR | 1 | Meditech | MTBBR 4 | M 786525534 | 3000098291 | 2014-05-01 | 1 | 2017-05-01 | 0 | NA | W
2818 | Bemetara | Bemetara | DH | BLOOD BANK | Blood Bank REFRIGERATOR | 1 | Meditech | MTBBR 4 | M 786525314 | 3000098293 | 2014-05-01 | 1 | 2017-05-01 | 0 | NA | W
2819 | Bemetara | Bemetara | DH | BLOOD BANK | Blood Bank REFRIGERATOR | 1 | Meditech | MTBBR 4 | M 786525313 | 3000098294 | 2014-05-01 | 1 | 2017-05-01 | 0 | NA | W
2820 | Bemetara | Bemetara | DH | BLOOD BANK | CENTRIFUGE MACHINE (16 Tubes) | 1 | REMI | R-8C | DHLC-5767 | 3000098259 | 2014-07-01 | 1 | 2017-07-01 | 0 | NA | W
2821 | Bemetara | Bemetara | DH | BLOOD BANK | BLOOD BAG TUBE SEALER | 1 | Labtop | CGMSC | 11034128 | 3000098260 | 2014-03-01 | 1 | 2016-03-01 | 0 | NA | NW
2822 | Bemetara | Bemetara | DH | BLOOD BANK | BLOOD COLLECTION MONITOR | 1 | Meditech | MTBCM 03 | M786525311 | 3000098258 | NA | 0 | NA | 0 | NA | W
2823 | Bemetara | Bemetara | DH | BLOOD BANK | AUTOCLAVE | 1 | Local | NA | NA | 3000098261 | NA | 0 | NA | 0 | NA | NI
2824 | Bemetara | Bemetara | DH | BLOOD BANK | WATER BATH (ELECTRIC STERILIZER) | 1 | Local | NA | NA | 3000098297 | NA | 0 | NA | 0 | NA | W
2825 | Bemetara | Bemetara | DH | Pathology Lab. | HOT AIR OVEN | 1 | Local | NA | NA | 3000098299 | NA | 0 | NA | 0 | NA | NW
2826 | Bemetara | Bemetara | DH | Pathology Lab. | Bacteriological INCUBATOR | 1 | Local | NA | NA | 3000098235 | NA | 0 | NA | 0 | NA | W
2827 | Bemetara | Bemetara | DH | Pathology Lab. | Semi Autoanalyzer | 1 | ACCUCHEK | AT 112 | 1305026 | 3000098236 | 2013-10-01 | 1 | 2015-10-01 | 0 | NA | W
2828 | Bemetara | Bemetara | DH | Pathology Lab. | NEEDLE DESTROYER | 1 | SAI + LIFE | NA | NA | 3000098242 | NA | 0 | NA | 0 | NA | W
2829 | Bemetara | Bemetara | DH | Pathology Lab. | NEEDLE DESTROYER | 1 | SAI + LIFE | NA | NA | 3000098251 | NA | 0 | NA | 0 | NA | NW
2830 | Bemetara | Bemetara | DH | Pathology Lab. | REFRIGERATOR | 1 | Whirlpool | NA | NA | 3000098253 | NA | 0 | NA | 0 | NA | W
2831 | Bemetara | Bemetara | DH | Pathology Lab. | ADULT WEIGHING MACHINE | 1 | K.Roy | NA | NA | 3000098254 | NA | 0 | NA | 0 | NA | W
2832 | Bemetara | Bemetara | DH | BLOOD BANK | AUTOCLAVE | 1 | Local | NA | NA | 3000098250 | NA | 0 | NA | 0 | NA | W
2833 | Bemetara | Bemetara | DH | BLOOD BANK | WATER BATH | 1 | Local | NA | NA | 3000098296 | NA | 0 | NA | 0 | NA | NI
2834 | Bemetara | Bemetara | DH | BLOOD BANK | HOT AIR OVEN | 1 | Local | NA | NA | 3000098244 | NA | 0 | NA | 0 | NA | NW
2835 | Bemetara | Bemetara | DH | Pathology Lab. | CENTRIFUGE MACHINE (4 Tubes) | 1 | Local | NA | NA | 3000098237 | 2015-07-01 | 1 | 2016-07-01 | 0 | NA | W
2836 | Bemetara | Bemetara | DH | Pathology Lab. | CENTRIFUGE MACHINE (4 Tubes) | 1 | Local | NA | NA | 3000098238 | NA | 0 | NA | 0 | NA | W
2837 | Bemetara | Bemetara | DH | BLOOD BANK | MICROSCOPE (BINOCULAR) | 1 | Labo-MED | NA | 140570330 | 3000098239 | 2014-05-01 | 1 | 2017-05-01 | 0 | NA | W
2838 | Bemetara | Bemetara | DH | Pathology Lab. | MICROSCOPE (BINOCULAR) | 1 | Magnus | MLX-BCH201BIMF | 519815 | 3000098340 | NA | 0 | NA | 0 | NA | W
2839 | Bemetara | Bemetara | DH | Pathology Lab. | MICROSCOPE (MONOCULAR) | 1 | Yagnus | MLX | IND/5908 | 3000098241 | NA | 0 | NA | 0 | NA | W
2840 | Bemetara | Bemetara | DH | Pathology Lab. | Cell Counter (Manual) | 1 | SONAR | NA | NA | 3000098243 | NA | 0 | NA | 0 | NA | W
2841 | Bemetara | Bemetara | DH | Pathology Lab. | VDRL ROTATOR | 1 | Local | NA | NA | 3000098252 | NA | 0 | NA | 0 | NA | W
2842 | Bemetara | Bemetara | DH | Pathology Lab. | WATER BATH | 1 | Local | NA | NA | 3000098295 | NA | 0 | NA | 0 | NA | NI
2843 | Bemetara | Bemetara | DH | X-RAY DEPT | X-RAY MACHINE 300 mA | 1 | Allengers | 325 | 2K120930445/X | 3000098232 | 2013-01-01 | 0 | 2015-07-01 | 0 | NA | W
2844 | Bemetara | Bemetara | DH | Pathology Lab. | CENTRIFUGE MACHINE (4 Tubes) | 1 | Local | FC | NA | 3000098245 | NA | 0 | NA | 0 | NA | W
2845 | Bemetara | Bemetara | DH | Pathology Lab. | CENTRIFUGE MACHINE (4 Tubes) | 1 | Local | NA | NA | 3000098246 | NA | 0 | NA | 0 | NA | W
2846 | Bemetara | Bemetara | DH | Pathology Lab. | CENTRIFUGE MACHINE (4 Tubes) | 1 | Local | NA | NA | 3000098247 | NA | 0 | NA | 0 | NA | W
2847 | Bemetara | Bemetara | DH | RADIOLOGY Dept. | Sonography Machine | 1 | L & T | NA | t -813 | 3000098333 | NA | 0 | NA | 0 | NA | NW
2848 | Bemetara | Bemetara | DH | Major OT | SPHYGMOMANOMETER (DIGITAL) | 1 | Supreme | CM/L 8262373 | 9554567 | 3000101364 | NA | 0 | NA | 0 | NA | W
2849 | Bemetara | Bemetara | DH | Major OT | OT TABLE (Hydraulic) | 1 | Local | NA | NA | 3000101365 | NA | 0 | NA | 0 | NA | W
2850 | Bemetara | Bemetara | DH | Major OT | SHADOWLESS OT LIGHT | 1 | Local | NA | NA | 3000101367 | NA | 0 | NA | 0 | NA | W
2851 | Bemetara | Bemetara | DH | Major OT | SHADOWLESS OT LIGHT | 1 | Local | NA | NA | 3000101368 | NA | 0 | NA | 0 | NA | NW
2852 | Bemetara | Bemetara | DH | Major OT | SUCTION APPARATUS | 1 | Local | NA | NA | 3000101369 | NA | 0 | NA | 0 | NA | W
2853 | Bemetara | Bemetara | DH | Major OT | BOYLE'S APPARATUS | 1 | Allies | Jupiter Plus | 2002757 | 3000101370 | NA | 0 | NA | 0 | NA | W
2854 | Bemetara | Bemetara | DH | Major OT | BOYLE'S APPARATUS | 1 | Allies | Jupiter (+) | 1730 | 3000101371 | NA | 0 | NA | 0 | NA | W
2855 | Bemetara | Bemetara | DH | Major OT | ELECTRIC STERILIZER | 1 | Local | NA | NA | 3000098264 | NA | 0 | NA | 0 | NA | W
2856 | Bemetara | Bemetara | DH | Major OT | Air ELECTRIC STERILIZER Machine | 1 | Local | NA | NA | 3000098266 | NA | 0 | NA | 0 | NA | W
2857 | Bemetara | Bemetara | DH | Major OT | SHADOWLESS OT LIGHT | 1 | Local | NA | NA | 3000098267 | NA | 0 | NA | 0 | NA | NW
2858 | Bemetara | Bemetara | DH | Major OT | MICROSCOPE (BINOCULAR) | 1 | NA | F170 | 6635522373 | 3000101374 | NA | 0 | NA | 0 | NA | W
2859 | Bemetara | Bemetara | DH | Major OT | AUTOCLAVE | 1 | Local | NA | NA | 3000098268 | NA | 0 | NA | 0 | NA | W
2860 | Bemetara | Bemetara | DH | Major OT | AUTOCLAVE | 1 | Local | NA | NA | 3000098269 | NA | 0 | NA | 0 | NA | NW
2861 | Bemetara | Bemetara | DH | Major OT | Examination Table (Hydrometer) | 1 | Local | NA | NA | 3000101372 | NA | 0 | NA | 0 | NA | W
2862 | Bemetara | Bemetara | DH | Pedeatric Ward | INFANT RADIANT WARMER | 1 | PHOENIX | OCW 100 | 6430 | 3000101373 | 2015-07-01 | 1 | 2018-07-01 | 0 | NA | W
2863 | Bemetara | Bemetara | DH | Dental Dept. | SPHYGMOMANOMETER (MERCURIAL) | 1 | Premier | NA | 98134518 | 3000101408 | NA | 0 | NA | 0 | NA | W
2864 | Bemetara | Bemetara | DH | Major OT | ELECTRIC STERILIZER | 1 | Shanti Udyog | Stari max | NA | 3000098272 | NA | 0 | NA | 0 | NA | W
2865 | Bemetara | Bemetara | DH | Major OT | ELECTRIC STERILIZER | 1 | STERINAX | NA | NA | 30000101375 | NA | 0 | NA | 0 | NA | W
2866 | Bemetara | Bemetara | DH | Major OT | NEEDLE DESTROYER | 1 | Microsil | ND-360 | NA | 3000098271 | NA | 0 | NA | 0 | NA | W
2867 | Bemetara | Bemetara | DH | Opthalmology Dept. | SUCTION APPARATUS | 1 | Master Care | NA | NA | 3000098283 | NA | 0 | NA | 0 | NA | W
2868 | Bemetara | Bemetara | DH | Opthalmology Dept. | ELECTRIC STERILIZER | 1 | Local | NA | NA | 3000098286 | NA | 0 | NA | 0 | NA | W
2869 | Bemetara | Bemetara | DH | Opthalmology Dept. | SPHYGMOMANOMETER (MERCURIAL) | 1 | Microsil | NA | NA | 3000098282 | NA | 0 | NA | 0 | NA | W
2870 | Bemetara | Bemetara | DH | Opthalmology Dept. | NEBULIZER | 1 | Ashoka | AS01 | NA | 3000098285 | NA | 0 | NA | 0 | NA | W
2871 | Bemetara | Bemetara | DH | Pathology Lab. | HB METER | 1 | Sahli | NA | NA | 3000098256 | NA | 0 | NA | 0 | NA | W
2872 | Bemetara | Bemetara | DH | OPD | SPHYGMOMANOMETER (MERCURIAL) | 1 | Premier | CNL 823454 | NA | 30000101392 | NA | 0 | NA | 0 | NA | NW
2873 | Bemetara | Bemetara | DH | Opthalmology Dept. | MICROSCOPE (BINOCULAR) | 1 | Appa swamy | 1511140009 | NA | 30000101395 | 2014-02-01 | 1 | 2017-12-01 | 0 | NA | W
2874 | Bemetara | Bemetara | DH | OPD | ENT Lamp | 1 | Local | NA | NA | 3000098301 | NA | 0 | NA | 0 | NA | W
2875 | Bemetara | Bemetara | DH | OPD | AUTOMATIC PERIMETER | 1 | Appa swamy | NA | NA | 3000101396 | NA | 0 | NA | 0 | NA | W
2876 | Bemetara | Bemetara | DH | OPD (ECG) | SPHYGMOMANOMETER (MERCURIAL) | 1 | MICO | NA | NA | 3000098302 | NA | 0 | NA | 0 | NA | W
2877 | Bemetara | Bemetara | DH | OPD (ECG) | ECG RECORDER | 1 | Shen zen Mindrey | Benestr 3 | NA | 300098313 | 2014-06-01 | 1 | 2017-06-01 | 0 | NA | W
2878 | Bemetara | Bemetara | DH | Opthalmology Dept. | MICROSCOPE (BINOCULAR) | 1 | Carl ZEISS | MW18 | FK 45003236 | 3000101397 | NA | 0 | NA | 0 | NA | NW
2879 | Bemetara | Bemetara | DH | OPD | ADULT WEIGHING MACHINE | 1 | Crown | MW18 | 989631 | 3000101393 | NA | 0 | NA | 0 | NA | NW
2880 | Bemetara | Bemetara | DH | OPD | Examination Table (Hydrometer) | 1 | Crown | MW18 | 989631 | 3000101394 | NA | 0 | NA | 0 | NA | W
2881 | Bemetara | Bemetara | DH | Opthalmology Dept. | Examination Table (Hydrometer) | 1 | Crown | MW18 | 989631 | 3000101398 | NA | 0 | NA | 0 | NA | W
2882 | Bemetara | Bemetara | DH | Major OT | LAPAROSCOPY SYSTEM | 1 | Karl Storz B | NA | 80004427 | 3000098273 | 2014-12-01 | 1 | 2017-12-01 | 0 | NA | W
2883 | Bemetara | Bemetara | DH | Pedeatric Ward | INFANT RADIANT WARMER | 1 | PHOENIX | OCW 100 | 6429 | 3000098275 | NA | 0 | NA | 0 | NA | W
2884 | Bemetara | Bemetara | DH | Major OT | BABY PHOTOTHERAPY UNIT | 1 | NA | NA | NA | 3000098280 | 2014-12-01 | 1 | 2017-12-01 | 0 | NA | W
2885 | Bemetara | Bemetara | DH | Major OT | FOETAL DOPPLER | 1 | Acoastics | NA | NA | 3000098279 | NA | 0 | NA | 0 | NA | NW
2886 | Bemetara | Bemetara | DH | Major OT | SUCTION APPARATUS | 1 | Local | NA | NA | 3000098277 | NA | 0 | NA | 0 | NA | W
2887 | Bemetara | Bemetara | DH | Major OT | BABY WEIGHING SCALE | 1 | Essae | BS 250 | 25014131898 | 3000098276 | NA | 0 | NA | 0 | NA | W
2888 | Bemetara | Bemetara | DH | Major OT | ELECTRIC STERILIZER | 1 | Local | NA | NA | 3000098278 | NA | 0 | NA | 0 | NA | W
2889 | Bemetara | Bemetara | DH | Major OT | SPHYGMOMANOMETER (MERCURIAL) | 1 | MICO | NA | NA | 3000098281 | NA | 0 | NA | 0 | NA | W
2890 | Bemetara | Bemetara | DH | BLOOD BANK | ELECTRIC STERILIZER | 1 | Local | NA | NA | 3000098298 | NA | 0 | NA | 0 | NA | W
2891 | Bemetara | Bemetara | DH | BLOOD BANK | ELECTRIC STERILIZER | 1 | Local | NA | NA | 30000983000 | NA | 0 | NA | 0 | NA | W
2892 | Bemetara | Bemetara | DH | Pathology Lab. | ELECTRIC STERILIZER | 1 | Local | NA | NA | 3000098248 | NA | 0 | NA | 0 | NA | W
2893 | Bemetara | Bemetara | DH | Pathology Lab. | ELECTRIC STERILIZER | 1 | Local | NA | NA | 3000098249 | NA | 0 | NA | 0 | NA | W
2894 | Bemetara | Bemetara | DH | GENERAL WARD | SPHYGMOMANOMETER (MERCURIAL) | 1 | MICO | NA | NA | 3000098287 | NA | 0 | NA | 0 | NA | W
2895 | Bemetara | Bemetara | DH | GENERAL WARD | SUCTION APPARATUS | 1 | Local | NA | NA | 3000098290 | NA | 0 | NA | 0 | NA | W
2896 | Bemetara | Bemetara | DH | GENERAL WARD | NEBULIZER | 1 | ASHOKA | NA | NA | 3000098288 | NA | 0 | NA | 0 | NA | W
2897 | Bemetara | Bemetara | DH | GENERAL WARD | SPHYGMOMANOMETER (MERCURIAL) | 1 | Omega | A5-01 | NA | 3000098289 | NA | 0 | NA | 0 | NA | W
2898 | Bemetara | Bemetara | DH | Pedeatric Ward | INFANT RADIANT WARMER | 1 | Tiana | Gold 2000 | NA | 3000101376 | 2014-12-01 | 1 | 2017-12-01 | 0 | NA | W
2899 | Bemetara | Bemetara | DH | Pedeatric Ward | INFANT RADIANT WARMER | 1 | Tiana | Gold 2000 | NA | 3000101377 | 2014-12-01 | 1 | 2017-12-01 | 0 | NA | W
2900 | Bemetara | Bemetara | DH | Pedeatric Ward | INFANT RADIANT WARMER | 1 | PHOENIX | OCW 100 | 6429 | 3000101381 | 2015-07-01 | 1 | 2018-07-01 | 0 | NA | W
2901 | Bemetara | Bemetara | DH | Pedeatric Ward | INFANT RADIANT WARMER | 1 | PHOENIX | OCW 100 | 6431 | 3000101382 | 2015-07-01 | 1 | 2018-07-01 | 0 | NA | W
2902 | Bemetara | Bemetara | DH | Pedeatric Ward | BABY PHOTOTHERAPY UNIT | 1 | PHOENIX | PT100 | 1917 | 3000101383 | 2015-07-01 | 1 | 2023-07-01 | 0 | NA | W
2903 | Bemetara | Bemetara | DH | Pedeatric Ward | INFANT RADIANT WARMER | 1 | Tiana | Gold 2000 | NA | 3000101378 | 2015-07-01 | 1 | 2017-07-01 | 0 | NA | W
2904 | Bemetara | Bemetara | DH | Pedeatric Ward | INFANT RADIANT WARMER | 1 | Tiana | Gold 2000 | NA | 3000101379 | 2015-07-01 | 1 | 2017-07-01 | 0 | NA | W
2905 | Bemetara | Bemetara | DH | Pedeatric Ward | INFANT RADIANT WARMER | 1 | Tiana | Gold 2000 | NA | 3000101380 | 2015-07-01 | 1 | 2017-07-01 | 0 | NA | W
2906 | Bemetara | Bemetara | DH | DELIVERY ROOM | BABY PHOTOTHERAPY UNIT | 1 | NA | NA | NA | 3000101384 | NA | 0 | NA | 0 | NA | W
2907 | Bemetara | Bemetara | DH | DELIVERY ROOM | BABY PHOTOTHERAPY UNIT | 1 | NA | NA | NA | 3000101385 | NA | 0 | NA | 0 | NA | W
2908 | Bemetara | Bemetara | DH | Injection Room | NEEDLE DESTROYER | 1 | Microsil | NA | NA | 3000101399 | 2015-02-01 | 1 | 2018-02-01 | 0 | NA | W
2909 | Bemetara | Bemetara | DH | Dental Dept. | DENTAL CHAIR | 1 | Akash | NA | NA | 3000101406 | 2015-02-01 | 1 | 2018-02-01 | 0 | NA | W
2910 | Bemetara | Bemetara | DH | Dental Dept. | COMPRESSOR | 1 | Akash | NA | NA | 3000101407 | 2007-04-01 | 0 | NA | 0 | NA | NW
2911 | Bemetara | Bemetara | DH | HIV LAB | CENTRIFUGE MACHINE (4 Tubes) | 1 | Local | NA | NA | 3000101386 | 2007-04-01 | 0 | NA | 0 | NA | W
2912 | Bemetara | Bemetara | DH | HIV LAB | CENTRIFUGE MACHINE (8 Tubes) | 1 | Local | NA | NA | 3000101387 | 2007-06-01 | 0 | NA | 0 | NA | W
2913 | Bemetara | Bemetara | DH | HIV LAB | REFRIGERATOR | 1 | Videocon | 5180 CL | 12040726 011-02027 | 3000101388 | 2007-06-01 | 0 | NA | 0 | NA | NW
2914 | Bemetara | Bemetara | DH | HIV LAB | Bacteriological INCUBATOR | 1 | Local | NA | NA | 3000101389 | NA | 0 | NA | 0 | NA | W
2915 | Bemetara | Bemetara | DH | Blood Bank (Store) | Cell Counter (Manual) | 1 | SONAR | NA | NA | 3000101400 | NA | 0 | NA | 0 | NA | W
2916 | Bemetara | Bemetara | DH | Blood Bank (Store) | Cell Counter (Manual) | 1 | SONAR | NA | NA | 3000101401 | NA | 0 | NA | 0 | NA | W
2917 | Bemetara | Bemetara | DH | Blood Bank (Store) | Cell Counter (Manual) | 1 | SONAR | NA | NA | 3000101402 | NA | 0 | NA | 0 | NA | W
2918 | Bemetara | Bemetara | DH | HIV LAB | NEEDLE DESTROYER | 1 | SAI + LIFE | NA | NA | 3000101390 | NA | 0 | NA | 0 | NA | W
2919 | Bemetara | Bemetara | DH | Doctor's Room | SPHYGMOMANOMETER (MERCURIAL) | 1 | MICO | NA | NA | 3000101405 | NA | 0 | NA | 0 | NA | W
2920 | Bemetara | Bemetara | DH | Pathology Lab. | GLUCOMETER | 1 | MICROGEN | NA | 4710630643064 | 3000098255 | NA | 0 | NA | 0 | NA | W
2921 | Bemetara | Bemetara | DH | Opthalmology Dept. | NEEDLE DESTROYER | 1 | Local | NA | NA | 3000098284 | NA | 0 | NA | 0 | NA | W
2922 | Bemetara | Bemetara | DH | Major OT | OT TABLE (Hydraulic) | 1 | Local | NA | NA | 3000101366 | NA | 0 | NA | 0 | NA | NW
2923 | Bemetara | Bemetara | DH | Major OT | AUTOCLAVE | 1 | Local | NA | NA | 3000098270 | NA | 0 | NA | 0 | NA | W
2924 | Bemetara | Bemetara | DH | Major OT | SPHYGMOMANOMETER (MERCURIAL) | 1 | Premier | NA | 98134614 | 3000098274 | NA | 0 | NA | 0 | NA | W
2925 | Bemetara | Bemetara | DH | HIV LAB | MICROSCOPE (BINOCULAR) | 1 | OLYMPUS | OH2OIBIMF | 85462 | 3000101337 | 2012-12-01 | 0 | NA | 0 | NA | W
2926 | Bemetara | Bemetara | DH | Blood Bank (Store) | Cell Counter (Manual) | 1 | SONAR | NA | NA | 3000101403 | NA | 0 | NA | 0 | NA | NI
2927 | Bemetara | Bemetara | DH | Blood Bank (Store) | Cell Counter (Manual) | 1 | SONAR | NA | NA | 3000101404 | NA | 0 | NA | 0 | NA | W
2928 | Bemetara | Anand Goan | PHC | Doctor's Room | SPHYGMOMANOMETER (MERCURIAL) | 1 | Diamond | CM/L 0196043 | NA | 3000101042 | 2014-04-01 | 0 | NA | 0 | NA | W
2929 | Bemetara | Anand Goan | PHC | OPD | ADULT WEIGHING MACHINE | 1 | KRUPS | NA | NA | 3000101043 | 2014-04-01 | 0 | NA | 0 | NA | W
2930 | Bemetara | Anand Goan | PHC | OPD | NEEDLE DESTROYER | 1 | SAI + LIFE | NA | NA | 3000101044 | 2014-04-01 | 0 | NA | 0 | NA | W
2931 | Bemetara | Anand Goan | PHC | OPD | NEEDLE DESTROYER | 1 | Mediwaves | NA | NA | 3000101045 | 2014-04-01 | 0 | NA | 0 | NA | W
2932 | Bemetara | Anand Goan | PHC | Central Store Room | Ice Lined REFRIGERATOR | 1 | Haier | HBC-70 | BE 07 F4EON0 0 B2A9 800005 | 3000101046 | 2012-12-07 | 0 | NA | 0 | NA | W
2933 | Bemetara | Anand Goan | PHC | DELIVERY ROOM | ADULT WEIGHING MACHINE | 1 | TANITA | NA | NA | 3000101047 | 2014-04-01 | 0 | NA | 0 | NA | W
2934 | Bemetara | Anand Goan | PHC | DELIVERY ROOM | OXYGEN CONCENTRATOR | 1 | Local | NA | 3163346 | 3000101048 | 2014-04-01 | 0 | NA | 0 | NA | W
2935 | Bemetara | Anand Goan | PHC | DELIVERY ROOM | ELECTRIC STERILIZER | 1 | Local | NA | NA | 3000101049 | 2014-04-01 | 0 | NA | 0 | NA | W
2936 | Bemetara | Anand Goan | PHC | DELIVERY ROOM | NEEDLE DESTROYER | 1 | Saratech | S1R | NA | 3000101050 | 2014-04-01 | 0 | NA | 0 | NA | W
2937 | Bemetara | Anand Goan | PHC | DELIVERY ROOM | FOETAL DOPPLER | 1 | Aemediag | CD 3.0 | HD Sonolehec M 0233680 | 3000101051 | 2014-12-01 | 0 | NA | 0 | NA | W
2938 | Bemetara | Anand Goan | PHC | OPD | SPHYGMOMANOMETER (MERCURIAL) | 1 | Diamond | CM/L 0196043 | 48424 | 3000101053 | 2014-04-01 | 0 | NA | 0 | NA | NW
2939 | Bemetara | Gudheli | PHC | Doctor's Room | SPHYGMOMANOMETER (MERCURIAL) | 1 | Diamond | CMIL 0196043 | 3612 | 3000101409 | 2014-04-01 | 0 | NA | 0 | NA | W
2940 | Bemetara | Gudheli | PHC | Doctor's Room | FOETAL DOPPLER | 1 | EURODOPP | NA | NA | 3000101410 | 2015-05-01 | 1 | 2015-06-01 | 0 | NA | W
2941 | Bemetara | Gudheli | PHC | Injection Room | NEEDLE DESTROYER | 1 | Saratech | S1R | NA | 3000101411 | NA | 0 | NA | 0 | NA | W
2942 | Bemetara | Gudheli | PHC | Injection Room | AUTOCLAVE | 1 | SHREE | NA | NA | 3000101412 | 2014-03-01 | 0 | NA | 0 | NA | W
2943 | Bemetara | Gudheli | PHC | Injection Room | NEBULIZER | 1 | OMRON | NEC 25 | 655153 | 3000101413 | 2013-02-01 | 0 | NA | 0 | NA | W
2944 | Bemetara | Gudheli | PHC | DELIVERY ROOM | SUCTION APPARATUS | 1 | SHIVA | NA | NA | 3000101414 | 2012-11-01 | 0 | NA | 0 | NA | W
2945 | Bemetara | Gudheli | PHC | DELIVERY ROOM | ELECTRIC STERILIZER | 1 | Local | NA | NA | 3000101415 | NA | 0 | NA | 0 | NA | NW
2946 | Bemetara | Gudheli | PHC | DELIVERY ROOM | SPHYGMOMANOMETER (MERCURIAL) | 1 | DIAMOND | NA | 2311 | 3000101416 | NA | 0 | NA | 0 | NA | W
2947 | Bemetara | Gudheli | PHC | DELIVERY ROOM | ELECTRIC STERILIZER | 1 | Local | NA | NA | 3000101417 | NA | 0 | NA | 0 | NA | W
2948 | Bemetara | Gudheli | PHC | DELIVERY ROOM | FOETAL DOPPLER | 1 | EasyCARE | ECFDT-106 | NA | 3000101418 | 2015-05-01 | 1 | 2016-06-01 | 0 | NA | W
2949 | Bemetara | Gudheli | PHC | DELIVERY ROOM | FOETAL DOPPLER | 1 | Mcomin | FD-2D | FD2 D130507093 | 3000101419 | NA | 0 | NA | 0 | NA | W
2950 | Bemetara | Gudheli | PHC | DELIVERY ROOM | SUCTION APPARATUS | 1 | GURU INDIA | NA | NA | 3000101420 | 2012-11-01 | 0 | NA | 0 | NA | NW
2951 | Bemetara | Gudheli | PHC | DELIVERY ROOM | ADULT WEIGHING MACHINE | 1 | Crown | NA | NA | 3000101421 | NA | 0 | NA | 0 | NA | W
2952 | Bemetara | Gudheli | PHC | Pathology Lab. | CENTRIFUGE MACHINE (4 Tubes) | 1 | Local | NA | NA | 3000101422 | NA | 0 | NA | 0 | NA | W
2953 | Bemetara | Gudheli | PHC | Pathology Lab. | REFRIGERATOR | 1 | SAMSUNG | RR1914 | 09404 ZADA 70109 N | 3000101423 | NA | 0 | NA | 0 | NA | W
2954 | Bemetara | Gudheli | PHC | Pathology Lab. | Ice Lined REFRIGERATOR | 1 | Haier | HBD-16 | B004G4f 2600B2AB3056 | 3000101424 | NA | 0 | NA | 0 | NA | W
2955 | Bemetara | Gudheli | PHC | Pathology Lab. | Ice Lined REFRIGERATOR | 1 | Vest Frost | MK142 | 35012045 | 3000101425 | NA | 0 | NA | 0 | NA | W
2956 | Bemetara | Gudheli | PHC | Pathology Lab. | GLUCOMETER | 1 | MOD | C22032 | 10024B007693 | 3000101426 | NA | 0 | NA | 0 | NA | W
2957 | Bemetara | Gudheli | PHC | Pathology Lab. | GLUCOMETER | 1 | ACCUCHEK | GC | GC16366584 | 3000101427 | NA | 0 | NA | 0 | NA | W
2958 | Bemetara | Gudheli | PHC | Pathology Lab. | HB METER | 1 | Sahli | NA | NA | 3000101428 | NA | 0 | NA | 0 | NA | W
2959 | Bemetara | Gudheli | PHC | Injection Room | SPHYGMOMANOMETER (DIGITAL) | 1 | NUTECH | BP09 | SN-NGM-NB-1 | 3000101429 | NA | 0 | NA | 0 | NA | W
2960 | Bemetara | Karsera | PHC | Doctor's Room | SPHYGMOMANOMETER (DIGITAL) | 1 | HICKS | N7-10 | 1406625-1 | 3000101136 | NA | 0 | NA | 0 | NA | W
2961 | Bemetara | Karsera | PHC | Injection Room | REFRIGERATOR | 1 | Haier | HRD 194/200FOAMED CABINED | 1800-200-9999 | 3000101137 | NA | 0 | NA | 0 | NA | NW
2962 | Bemetara | Karsera | PHC | Injection Room | SPHYGMOMANOMETER (MERCURIAL) | 1 | NA | X007 | NA | 3000101140 | 2012-05-05 | 0 | NA | 0 | NA | NW
2963 | Bemetara | Karsera | PHC | Injection Room | NEEDLE DESTROYER | 1 | Microsil | ND-360 | 4932/03 | 3000101142 | NA | 0 | NA | 0 | NA | W
2964 | Bemetara | Karsera | PHC | Pharmacy Dept. | NEBULIZER | 1 | MHS Medicare | NEW SPEED NEB | 63005369 | 3000101143 | 2008-02-01 | 0 | NA | 0 | NA | W
2965 | Bemetara | Karsera | PHC | DELIVERY ROOM | ADULT WEIGHING MACHINE | 1 | DUCBEL BRAUN | NA | NA | 3000101144 | NA | 0 | NA | 0 | NA | W
2966 | Bemetara | Karsera | PHC | Pharmacy Dept. | SPHYGMOMANOMETER (MERCURIAL) | 1 | NAMATT | CM/L8325472 | 76892 | 3000101139 | 2013-01-01 | 0 | NA | 0 | NA | NW
2967 | Bemetara | Karsera | PHC | Central Store Room | CENTRIFUGE MACHINE (4 Tubes) | 1 | Local | NA | NA | 3000101146 | NA | 0 | NA | 0 | NA | W
2968 | Bemetara | Karsera | PHC | Central Store Room | AUTOCLAVE | 1 | Local | NA | NA | 3000101147 | NA | 0 | NA | 0 | NA | NW
2969 | Bemetara | Karsera | PHC | Central Store Room | AUTOCLAVE | 1 | Local | NA | NA | 3000101148 | NA | 0 | NA | 0 | NA | W
2970 | Bemetara | Karsera | PHC | Central Store Room | NEEDLE DESTROYER | 1 | Saratech | S1R | NA | 3000101149 | NA | 0 | NA | 0 | NA | NW
2971 | Bemetara | Karsera | PHC | Central Store Room | NEEDLE DESTROYER | 1 | Saratech | S1R | 1019 | 3000101150 | NA | 0 | NA | 0 | NA | NW
2972 | Bemetara | Karsera | PHC | Central Store Room | SUCTION APPARATUS | 1 | SHIVA | NA | NA | 3000101151 | NA | 0 | NA | 0 | NA | NW
2973 | Bemetara | Karsera | PHC | Central Store Room | ECG RECORDER | 1 | Clarity | CLARITY MEDIC 6050 | 1CLM-080600517 | 3000101152 | NA | 0 | NA | 0 | NA | W
2974 | Bemetara | Karsera | PHC | Central Store Room | SPHYGMOMANOMETER (MERCURIAL) | 1 | Local | NA | NA | 3000101153 | 2007-05-01 | 0 | NA | 0 | NA | NW
2975 | Bemetara | Karsera | PHC | Central Store Room | Air ELECTRIC STERILIZER Machine | 1 | Local | NA | NA | 3000101145 | NA | 0 | NA | 0 | NA | NW
2976 | Bemetara | Karsera | PHC | Pharmacy Dept. | ADULT WEIGHING MACHINE | 1 | Crown | NA | NA | 3000101138 | NA | 0 | NA | 0 | NA | W
2977 | Bemetara | Karsera | PHC | Pharmacy Dept. | SPHYGMOMANOMETER (MERCURIAL) | 1 | LIFE CARE | NA | NA | 3000101141 | NA | 0 | NA | 0 | NA | NW
2978 | Bemetara | Dadhi | PHC | Doctor's Room | SPHYGMOMANOMETER (MERCURIAL) | 1 | Local | Desk Modle | NA | 3000101134 | NA | 0 | NA | 0 | NA | NW
2979 | Bemetara | Dadhi | PHC | Injection Room | NEEDLE DESTROYER | 1 | Saratech | S1R | NA | 3000101117 | 2013-06-01 | 0 | NA | 0 | NA | W
2980 | Bemetara | Dadhi | PHC | Injection Room | ELECTRIC STERILIZER | 1 | ATLAS | CM/L1718961 | 09F/0271 | 3000101118 | 2014-12-01 | 0 | NA | 0 | NA | W
2981 | Bemetara | Dadhi | PHC | Central Store Room | HB METER | 1 | Sahli |  | NA | 3000101133 | NA | 0 | NA | 0 | NA | W
2982 | Bemetara | Dadhi | PHC | DELIVERY ROOM | SUCTION APPARATUS | 1 | S.Cure | 7A23D | 0 0 019 | 3000101119 | 2011-03-01 | 0 | NA | 0 | NA | W
2983 | Bemetara | Dadhi | PHC | DELIVERY ROOM | FOETAL DOPPLER | 1 | Acoastics | FM 101 | 10293 | 3000101120 | 2011-03-01 | 0 | NA | 0 | NA | W
2984 | Bemetara | Dadhi | PHC | DELIVERY ROOM | NEEDLE DESTROYER | 1 | Microsil | ND-360 | 8510/03 | 3000101121 | 2014-08-01 | 0 | NA | 0 | NA | W
2985 | Bemetara | Dadhi | PHC | DELIVERY ROOM | ELECTRIC STERILIZER | 1 | Rexlco | NA | NA | 3000101122 | NA | 0 | NA | 0 | NA | W
2986 | Bemetara | Dadhi | PHC | DELIVERY ROOM | ADULT WEIGHING MACHINE | 1 | Crown | NA | NA | 3000101123 | 2011-03-01 | 0 | NA | 0 | NA | W
2987 | Bemetara | Dadhi | PHC | Central Store Room | NEBULIZER | 1 | EasyCARE | EC7020 | 2014432010002600 | 3000101124 | 2015-05-01 | 1 | 2017-05-01 | 0 | NA | NW
2988 | Bemetara | Dadhi | PHC | Central Store Room | AUTOCLAVE | 1 | Local | NA | NA | 3000101126 | 2007-04-01 | 0 | NA | 0 | NA | NW
2989 | Bemetara | Dadhi | PHC | Opthalmology Dept. | TONOMETER | 1 | Rester Sumsung | 5113SCHUTEC | NA | 3000101132 | 2005-10-01 | 0 | NA | 0 | NA | NW
2990 | Bemetara | Dadhi | PHC | Opthalmology Dept. | RETINOSCOPE | 1 | Local | NA | NA | 3000101135 | 2008-10-01 | 0 | NA | 0 | NA | W
2991 | Bemetara | Dadhi | PHC | Doctor's Room | SPHYGMOMANOMETER (MERCURIAL) | 1 | LIFE LINE | CM/L9421877 | 10074000 | 3000101116 | 2015-07-01 | 1 | 2016-07-01 | 0 | NA | W
2992 | Bemetara | Dadhi | PHC | Central Store Room | AUTOCLAVE | 1 | SAI + LIFE | NA | NA | 3000101125 | NA | 0 | NA | 0 | NA | W
2993 | Bemetara | Dadhi | PHC | Opthalmology Dept. | NEEDLE DESTROYER | 1 | Sahli | NA | NA | 3000101131 | NA | 0 | NA | 0 | NA | NW
2994 | Bemetara | Dadhi | PHC | Opthalmology Dept. | HB METER | 1 | Sahli | NA | NA | 3000101127 | NA | 0 | NA | 0 | NA | NW
2995 | Bemetara | Dadhi | PHC | Opthalmology Dept. | HB METER | 1 | Sahli | NA | NA | 3000101128 | NA | 0 | NA | 0 | NA | NW
2996 | Bemetara | Dadhi | PHC | Opthalmology Dept. | HB METER | 1 | Sahli | NA | NA | 3000101129 | NA | 0 | NA | 0 | NA | W
2997 | Bemetara | Dadhi | PHC | Opthalmology Dept. | HB METER | 1 | Sahli | NA | NA | 3000101130 | NA | 0 | NA | 0 | NA | W
2998 | Bemetara | Kusmi | PHC | OPD | SPHYGMOMANOMETER (MERCURIAL) | 1 | Namatt | NA | 8835 | 3000101430 | 2012-01-01 | 0 | NA | 0 | NA | W
2999 | Bemetara | Kusmi | PHC | OPD | ELECTRIC STERILIZER | 1 | Local | NA | NA | 3000101431 | 2014-12-01 | 0 | NA | 0 | NA | W
3000 | Bemetara | Kusmi | PHC | OPD | ADULT WEIGHING MACHINE | 1 | Shivaram | NA | NA | 3000101432 | 2013-09-01 | 0 | NA | 0 | NA | W
3001 | Bemetara | Kusmi | PHC | OPD | NEEDLE DESTROYER | 1 | Saratech | S1R | NA | 3000101433 | 2014-08-01 | 0 | NA | 0 | NA | W
3002 | Bemetara | Kusmi | PHC | OPD | NEEDLE DESTROYER | 1 | Local | NA | NA | 3000101434 | 2014-08-01 | 0 | NA | 0 | NA | W
3003 | Bemetara | Kusmi | PHC | OPD | NEEDLE DESTROYER | 1 | Saratech | S1R | NA | 3000101435 | 2013-09-01 | 0 | NA | 0 | NA | NW
3004 | Bemetara | Kusmi | PHC | OPD | ADULT WEIGHING MACHINE | 1 | Shivaram | NA | NA | 3000101436 | 2012-05-01 | 0 | NA | 0 | NA | NW
3005 | Bemetara | Kusmi | PHC | OPD | HB METER | 1 | Sahli | NA | NA | 3000101437 | 2013-05-01 | 0 | NA | 0 | NA | W
3006 | Bemetara | Kusmi | PHC | OPD | ADULT WEIGHING MACHINE | 1 | Crown | NA | NA | 3000101438 | 2015-06-01 | 1 | 2016-06-01 | 0 | NA | W
3007 | Bemetara | Kusmi | PHC | DELIVERY ROOM | SPHYGMOMANOMETER (MERCURIAL) | 1 | LIFE LINE | NA | NA | 3000101439 | 2014-02-01 | 0 | NA | 0 | NA | W
3008 | Bemetara | Kusmi | PHC | DELIVERY ROOM | ELECTRIC STERILIZER | 1 | ATLAS | NA | 09F10190 | 3000101440 | 2015-06-01 | 0 | NA | 0 | NA | W
3009 | Bemetara | Kusmi | PHC | DELIVERY ROOM | FOETAL DOPPLER | 1 | OMRON | Doppex | Z746 | 3000101441 | NA | 0 | NA | 0 | NA | NW
3010 | Bemetara | Kusmi | PHC | DELIVERY ROOM | ADULT WEIGHING MACHINE | 1 | Smart Care | NA | NA | 3000101442 | NA | 0 | NA | 0 | NA | W
3011 | Bemetara | Kusmi | PHC | DELIVERY ROOM | SUCTION APPARATUS | 1 | Shiva | NA | NA | 3000101443 | 2014-12-01 | 1 | 2015-12-01 | 0 | NA | W
3012 | Bemetara | Kusmi | PHC | DELIVERY ROOM | PULSE OXIMETER | 1 | NA | MD300 | NA | 3000101444 | 2014-08-01 | 1 | 2015-08-01 | 0 | NA | W
3013 | Bemetara | Kusmi | PHC | Central Store Room | SUCTION APPARATUS | 1 | Local | NA | NA | 3000101445 | 2014-12-01 | 1 | 2015-12-01 | 0 | NA | NW
3014 | Bemetara | Chandun | PHC | OPD | SPHYGMOMANOMETER (MERCURIAL) | 1 | Diamond | 15-3390 | NA | 3000098341 | 2012-06-01 | 0 | NA | 0 | NA | W
3015 | Bemetara | Chandun | PHC | DELIVERY ROOM | ADULT WEIGHING MACHINE | 1 | Crown |  | NA | 3000098342 | 2003-03-01 | 0 | NA | 0 | NA | W
3016 | Bemetara | Chandun | PHC | DELIVERY ROOM | SUCTION APPARATUS | 1 | NA | NA | 7A-230 | 3000098343 | NA | 0 | NA | 0 | NA | W
3017 | Bemetara | Chandun | PHC | DELIVERY ROOM | FOETAL DOPPLER | 1 | NA | NA | NA | 3000098344 | NA | 0 | NA | 0 | NA | W
3018 | Bemetara | Chandun | PHC | DELIVERY ROOM | NEBULIZER | 1 | LIFE LINE | NA | NA | 3000098345 | NA | 0 | NA | 0 | NA | W
3019 | Bemetara | Chandun | PHC | DELIVERY ROOM | SPHYGMOMANOMETER (MERCURIAL) | 1 | EMU | LML930888 | 53830 | 3000098346 | NA | 0 | NA | 0 | NA | NW
3020 | Bemetara | Chandun | PHC | DELIVERY ROOM | ELECTRIC STERILIZER | 1 | Local | NA | NA | 3000098347 | NA | 0 | NA | 0 | NA | NW
3021 | Bemetara | Chandun | PHC | DELIVERY ROOM | ELECTRIC STERILIZER | 1 | Local | NA | NA | 3000098348 | NA | 0 | NA | 0 | NA | NW
3022 | Bemetara | Chandun | PHC | DELIVERY ROOM | ELECTRIC STERILIZER | 1 | Local | NA | NA | 3000098349 | NA | 0 | NA | 0 | NA | NW
3023 | Bemetara | Chandun | PHC | Central Store Room | ELECTRIC STERILIZER | 1 | Local | NA | NA | 3000098350 | NA | 0 | NA | 0 | NA | NW
3024 | Bemetara | Chandun | PHC | Central Store Room | ELECTRIC STERILIZER | 1 | Local | NA | NA | 3000098351 | NA | 0 | NA | 0 | NA | NW
3025 | Bemetara | Chandun | PHC | Central Store Room | NEEDLE DESTROYER | 1 | Saratech | S1R | NA | 3000098352 | NA | 0 | NA | 0 | NA | W
3026 | Bemetara | Chandun | PHC | Central Store Room | NEEDLE DESTROYER | 1 | Microsil | ND-360 | NA | 3000098353 | NA | 0 | NA | 0 | NA | W
3027 | Bemetara | Chandun | PHC | Central Store Room | NEEDLE DESTROYER | 1 | Microsil | ND-360 | NA | 3000098354 | NA | 0 | NA | 0 | NA | W
3028 | Bemetara | Chandun | PHC | Central Store Room | NEEDLE DESTROYER | 1 | Microsil | ND-360 | NA | 3000098355 | NA | 0 | NA | 0 | NA | W
3029 | Bemetara | Chandun | PHC | Central Store Room | NEEDLE DESTROYER | 1 | Microsil | ND-360 | NA | 3000098356 | NA | 0 | NA | 0 | NA | W
3030 | Bemetara | Chandun | PHC | Central Store Room | HB METER | 1 | Sahli |  | NA | 3000098357 | NA | 0 | NA | 0 | NA | W
3031 | Bemetara | Chandun | PHC | Pathology Lab. | Ice Lined REFRIGERATOR | 1 | NA | HBC70 | NA | 3000098358 | NA | 0 | NA | 0 | NA | NW
3032 | Bemetara | Chandun | PHC | Pathology Lab. | NEEDLE DESTROYER | 1 | SAI + LIFE | NA | NA | 3000098359 | 2014-08-01 | 0 | NA | 0 | NA | NW
3033 | Bemetara | Chandun | PHC | Pathology Lab. | AUTOCLAVE | 1 | Local | NA | NA | 3000098362 | NA | 0 | NA | 0 | NA | W
3034 | Bemetara | Chandun | PHC | Pathology Lab. | AUTOCLAVE | 1 | Local | NA | NA | 3000098363 | NA | 0 | NA | 0 | NA | NW
3035 | Bemetara | Chandun | PHC | Pathology Lab. | SPHYGMOMANOMETER (MERCURIAL) | 1 | LIFE LINE | NA | NA | 3000098360 | 2006-03-01 | 0 | NA | 0 | NA | NW
3036 | Bemetara | Chandun | PHC | Pathology Lab. | SPHYGMOMANOMETER (MERCURIAL) | 1 | EMU | NA | NA | 3000098361 | NA | 0 | NA | 0 | NA | NW
3037 | Bemetara | Chandun | PHC | Pathology Lab. | GLUCOMETER | 1 | NA | NA | NA | 3000098364 | NA | 0 | NA | 0 | NA | W
3038 | Bemetara | Chandun | PHC | Pathology Lab. | HB METER | 1 | Sahli | NA | NA | 3000098365 | 2013-06-01 | 0 | NA | 0 | NA | W
3039 | Bemetara | Chandun | PHC | Pathology Lab. | CENTRIFUGE MACHINE (4 Tubes) | 1 | NA | NA | NA | 3000098367 | NA | 0 | NA | 0 | NA | W
3040 | Bemetara | Chandun | PHC | Pathology Lab. | MICROSCOPE (BINOCULAR) | 1 | OLYMPUS | OH2OIBIMF | NA | 3000098368 | NA | 0 | NA | 0 | NA | W
3041 | Bemetara | Chandun | PHC | Pathology Lab. | NEEDLE DESTROYER | 1 | SAI + LIFE | NA | NA | 3000098369 | NA | 0 | NA | 0 | NA | W
3042 | Bemetara | Chandun | PHC | Pathology Lab. | HB METER | 1 | Sahli | NA | NA | 3000098366 | 2013-09-01 | 0 | NA | 0 | NA | W
3043 | Bemetara | Chandun | PHC | Pathology Lab. | ELECTRIC STERILIZER | 1 | NA | NA | NA | 3000098372 | 2013-08-01 | 0 | NA | 0 | NA | NW
3044 | Bemetara | Chandun | PHC | Pathology Lab. | NEEDLE DESTROYER | 1 | Microsil | Sailife | NA | 3000098373 | 2013-06-01 | 0 | NA | 0 | NA | W
3045 | Bemetara | Chandun | PHC | OPD | ELECTRIC STERILIZER | 1 | NA | NA | NA | 3000098374 | 2014-06-01 | 0 | NA | 0 | NA | W
3046 | Bemetara | Chandun | PHC | OPD | ELECTRIC STERILIZER | 1 | NA | NA | NA | 3000098375 | 2015-06-01 | 1 | 2016-06-01 | 0 | NA | W
3047 | Bemetara | Chandun | PHC | Opthalmology Dept. | TONOMETER | 1 | Rester Sumsung | 5113SCHUTEC | NA | 3000098370 | 2013-07-01 | 0 | NA | 0 | NA | W
3048 | Bemetara | Chandun | PHC | Opthalmology Dept. | RETINOSCOPE | 1 | NA | NA | NA | 3000098371 | 2013-07-01 | 0 | NA | 0 | NA | W
3049 | Bemetara | Sarda | PHC | Injection Room | NEBULIZER | 1 | INFANLY | CAI-0lub | 67821 | 3000098008 | 2012-04-01 | 0 | NA | 0 | NA | W
3050 | Bemetara | Sarda | PHC | Injection Room | NEEDLE DESTROYER | 1 | SAI + LIFE | NA | Na | 3000098011 | 2013-06-01 | 0 | NA | 0 | NA | W
3051 | Bemetara | Sarda | PHC | Injection Room | ELECTRIC STERILIZER | 1 | Local |  | NA | 3000098012 | 2014-11-01 | 0 | NA | 0 | NA | W
3052 | Bemetara | Sarda | PHC | Injection Room | SPHYGMOMANOMETER (MERCURIAL) | 1 | Diamond | 153390 | NA | 3000098022 | NA | 0 | NA | 0 | NA | NW
3053 | Bemetara | Sarda | PHC | Pathology Lab. | HB METER | 1 | SHADILYA | NA | NA | 3000098016 | NA | 0 | NA | 0 | NA | W
3054 | Bemetara | Sarda | PHC | Pathology Lab. | HB METER | 1 | SHADILYA | NA | NA | 3000098014 | NA | 0 | NA | 0 | NA | W
3055 | Bemetara | Sarda | PHC | Central Store Room | ELECTRIC STERILIZER | 1 | Local | NA | NA | 3000098013 | NA | 0 | NA | 0 | NA | W
3056 | Bemetara | Sarda | PHC | Central Store Room | SUCTION APPARATUS | 1 | Local | NA | NA | 3000098018 | NA | 0 | NA | 0 | NA | W
3057 | Bemetara | Sarda | PHC | DELIVERY ROOM | ADULT WEIGHING MACHINE | 1 | Kohinoor |  | NA | 3000098002 | 2015-04-01 | 1 | 2016-04-01 | 0 | NA | W
3058 | Bemetara | Sarda | PHC | DELIVERY ROOM | NEEDLE DESTROYER | 1 | Local |  | NA | 3000098004 | 2015-04-01 | 1 | 2016-04-01 | 0 | NA | W
3059 | Bemetara | Sarda | PHC | DELIVERY ROOM | FOETAL DOPPLER | 1 | Crown | Doppex | NA | 3000098005 | 2013-11-01 | 0 | NA | 0 | NA | W
3060 | Bemetara | Sarda | PHC | DELIVERY ROOM | ELECTRIC STERILIZER | 1 | Local | NA | NA | 3000098009 | NA | 0 | NA | 0 | NA | W
3061 | Bemetara | Sarda | PHC | DELIVERY ROOM | OXYGEN CONCENTRATOR | 1 | NA |  | NA | 3000098007 | 2015-01-01 | 1 | 2016-01-01 | 0 | NA | NW
3062 | Bemetara | Sarda | PHC | DELIVERY ROOM | SUCTION APPARATUS | 1 | Pioneer |  | NA | 3000098006 | 2012-04-01 | 0 | NA | 0 | NA | W
3063 | Bemetara | Sarda | PHC | DELIVERY ROOM | NEEDLE DESTROYER | 1 | Local |  | NA | 3000098003 | 2015-04-01 | 1 | 2016-04-01 | 0 | NA | W
3064 | Bemetara | Sarda | PHC | Central Store Room | Ice Lined REFRIGERATOR | 1 | Vest Frost | MK144 | 64321976 | 3000098015 | 2014-01-01 | 0 | NA | 0 | NA | W
3065 | Bemetara | Chhirha | PHC | OPD | SPHYGMOMANOMETER (MERCURIAL) | 1 | Hicks | N710 | 121270877987 | 3000098001 | 2013-10-01 | 0 | NA | 0 | NA | W
3066 | Bemetara | Chhirha | PHC | DELIVERY ROOM | ADULT WEIGHING MACHINE | 1 | Crown | NA | NA | 3000098321 | 2015-06-01 | 1 | 2016-06-01 | 0 | NA | W
3067 | Bemetara | Chhirha | PHC | DELIVERY ROOM | AUTOCLAVE | 1 | SMI LOCAL | NA | NA | 3000098322 | 2012-04-01 | 0 | NA | 0 | NA | NW
3068 | Bemetara | Chhirha | PHC | DELIVERY ROOM | ELECTRIC STERILIZER | 1 | Local | NA | NA | 3000098323 | 2015-06-01 | 1 | 2016-06-01 | 0 | NA | W
3069 | Bemetara | Chhirha | PHC | DELIVERY ROOM | FOETAL DOPPLER | 1 | Mcomin | FD200D | NA | 3000098324 | 2009-06-01 | 0 | NA | 0 | NA | W
3070 | Bemetara | Chhirha | PHC | DELIVERY ROOM | OXYGEN CONCENTRATOR | 1 | Local | NA | NA | 3000098326 | NA | 0 | NA | 0 | NA | NW
3071 | Bemetara | Chhirha | PHC | GENERAL WARD | SUCTION APPARATUS | 1 | CURE | 7A23D | 50 | 3000098325 | 2012-04-01 | 0 | NA | 0 | NA | W
3072 | Bemetara | Chhirha | PHC | GENERAL WARD | OXYGEN CONCENTRATOR | 1 | Local | NA | NA | 3000098327 | NA | 0 | NA | 0 | NA | NW
3073 | Bemetara | Chhirha | PHC | GENERAL WARD | NEEDLE DESTROYER | 1 | Saratech | S1R | NA | 3000098328 | 2013-04-01 | 0 | NA | 0 | NA | W
3074 | Bemetara | Chhirha | PHC | Pathology Lab. | GLUCOMETER | 1 | One Touch | NA | SAGNX787 | 3000098329 | 2015-04-01 | 1 | 2016-04-01 | 0 | NA | W
3075 | Bemetara | Chhirha | PHC | Pathology Lab. | HB METER | 1 | Sahli | NA | NA | 3000098330 | 2013-04-01 | 0 | NA | 0 | NA | W
3076 | Bemetara | Chhirha | PHC | Pathology Lab. | HB METER | 1 | Sahli | NA | NA | 3000098331 | 2013-04-01 | 0 | NA | 0 | NA | NW
3077 | Bemetara | Chhirha | PHC | Pathology Lab. | HB METER | 1 | Sahli | NA | NA | 3000098332 | 1905-07-03 | 0 | NA | 0 | NA | NW
3078 | Bemetara | Chhirha | PHC | Central Store Room | Ice Lined REFRIGERATOR | 1 | Haier | HBQ70 | BE07F-4EONO-OB2A8E0092 | 3000098229 | 2014-05-01 | 0 | NA | 0 | NA | W
3079 | Bemetara | Chhirha | PHC | Central Store Room | NEEDLE DESTROYER | 1 | HubCutter | NA | NA | 3000098230 | 2013-04-01 | 0 | NA | 0 | NA | W
3080 | Bemetara | Chhirha | PHC | Central Store Room | NEEDLE DESTROYER | 1 | SAI + LIFE | NA | NA | 3000098233 | 2013-04-01 | 0 | NA | 0 | NA | NW
3081 | Bemetara | Chhirha | PHC | Central Store Room | NEEDLE DESTROYER | 1 | Saratech | S1R | NA | 3000098234 | 2013-04-01 | 0 | NA | 0 | NA | NW
3082 | Bemetara | Chhirha | PHC | Injection Room | NEEDLE DESTROYER | 1 | Saratech | S1R | NA | 3000098231 | 2013-04-01 | 0 | NA | 0 | NA | W
3083 | Bemetara | Nawagarh | CHC | Pathology Lab. | SPHYGMOMANOMETER (MERCURIAL) | 1 | MCP | NA | NA | 3000098102 | NA | 0 | NA | 0 | NA | NW
3084 | Bemetara | Nawagarh | CHC | Pathology Lab. | REFRIGERATOR | 1 | GODREJ | GOA/19Al | NA | 3000098103 | NA | 0 | NA | 0 | NA | W
3085 | Bemetara | Nawagarh | CHC | Pathology Lab. | MICROSCOPE (BINOCULAR) | 1 | OLYMPUS | OH2OIBIMF | 6H05952 | 3000098104 | NA | 0 | NA | 0 | NA | W
3086 | Bemetara | Nawagarh | CHC | Pathology Lab. | CENTRIFUGE MACHINE (4 Tubes) | 1 | Local | NA | NA | 3000098105 | NA | 0 | NA | 0 | NA | W
3087 | Bemetara | Nawagarh | CHC | Pathology Lab. | NEEDLE DESTROYER | 1 | Saratech | S1R | NA | 3000098106 | NA | 0 | NA | 0 | NA | W
3088 | Bemetara | Nawagarh | CHC | Pathology Lab. | MICROSCOPE (BINOCULAR) | 1 | OLYMPUS | OH2OIBIMF | 248186 | 3000098107 | NA | 0 | NA | 0 | NA | NW
3089 | Bemetara | Nawagarh | CHC | X-RAY DEPT | X-RAY MACHINE | 1 | MEDITRONICS | MEDEX6010FR | EM88030 | 3000098108 | NA | 0 | NA | 0 | NA | W
3090 | Bemetara | Nawagarh | CHC | Dental Dept. | ELECTRIC STERILIZER | 1 | Local | NA | NA | 3000098113 | NA | 0 | NA | 0 | NA | W
3091 | Bemetara | Nawagarh | CHC | Dental Dept. | DENTAL CHAIR | 1 | AKASH | CHESA505304 | E5152 | 3000098114 | 2015-02-01 | 1 | 2016-02-01 | 0 | NA | W
3092 | Bemetara | Nawagarh | CHC | DELIVERY ROOM | BABY WEIGHING SCALE | 1 | Essae | BS-250 | 2501241-39915 | 3000098118 | NA | 0 | NA | 0 | NA | W
3093 | Bemetara | Nawagarh | CHC | DELIVERY ROOM | OXYGEN CONCENTRATOR | 1 | NA | NA | NA | 3000098119 | NA | 0 | NA | 0 | NA | W
3094 | Bemetara | Nawagarh | CHC | DELIVERY ROOM | OXYGEN CONCENTRATOR | 1 | NA | NA | NA | 3000098120 | NA | 0 | NA | 0 | NA | W
3095 | Bemetara | Nawagarh | CHC | DELIVERY ROOM | OXYGEN CONCENTRATOR | 1 | NA | NA | NA | 3000098121 | NA | 0 | NA | 0 | NA | W
3096 | Bemetara | Nawagarh | CHC | DELIVERY ROOM | AUTOCLAVE | 1 | NA | NA | NA | 3000098131 | NA | 0 | NA | 0 | NA | W
3097 | Bemetara | Nawagarh | CHC | DELIVERY ROOM | AUTOCLAVE | 1 | NA | NA | Na | 3000098133 | NA | 0 | NA | 0 | NA | NW
3098 | Bemetara | Nawagarh | CHC | DELIVERY ROOM | SUCTION APPARATUS | 1 | NA | NA | Na | 3000098135 | 2014-05-01 | 0 | NA | 0 | NA | NW
3099 | Bemetara | Nawagarh | CHC | DELIVERY ROOM | SUCTION APPARATUS | 1 | NA | NA | NA | 3000098137 | NA | 0 | NA | 0 | NA | NW
3100 | Bemetara | Nawagarh | CHC | DELIVERY ROOM | AUTOCLAVE | 1 | NA | NA | NA | 3000098132 | NA | 0 | NA | 0 | NA | W
3101 | Bemetara | Nawagarh | CHC | Central Store Room | ELECTRIC STERILIZER | 1 | NA | NA | NA | 3000098138 | NA | 0 | NA | 0 | NA | NW
3102 | Bemetara | Nawagarh | CHC | Central Store Room | ELECTRIC STERILIZER | 1 | NA | NA | NA | 3000098139 | NA | 0 | NA | 0 | NA | NW
3103 | Bemetara | Nawagarh | CHC | Central Store Room | ELECTRIC STERILIZER | 1 | NA | NA | NA | 3000098130 | NA | 0 | NA | 0 | NA | NW
3104 | Bemetara | Nawagarh | CHC | Central Store Room | SHADOWLESS OT LIGHT | 1 | NA | NA | mw12kh | 3000098129 | NA | 0 | NA | 0 | NA | NW
3105 | Bemetara | Nawagarh | CHC | Central Store Room | ELECTRIC STERILIZER | 1 | ATLAS | NA | 09H0233 | 3000098127 | NA | 0 | NA | 0 | NA | NW
3106 | Bemetara | Nawagarh | CHC | Central Store Room | ELECTRIC STERILIZER | 1 | ATLAS | NA | 09FI0263 | 3000098128 | NA | 0 | NA | 0 | NA | NW
3107 | Bemetara | Nawagarh | CHC | Central Store Room | SUCTION APPARATUS | 1 | NA | NA | NA | 3000098145 | NA | 0 | NA | 0 | NA | NW
3108 | Bemetara | Nawagarh | CHC | Central Store Room | AUTOCLAVE | 1 | NA | NA | NA | 3000098144 | 2013-04-01 | 0 | NA | 0 | NA | W
3109 | Bemetara | Nawagarh | CHC | Central Store Room | AUTOCLAVE | 1 | NA | NA | NA | 3000098143 | 2013-04-01 | 0 | NA | 0 | NA | W
3110 | Bemetara | Nawagarh | CHC | Central Store Room | OXYGEN CONCENTRATOR | 1 | NA | NA | NA | 3000098140 | NA | 0 | NA | 0 | NA | W
3111 | Bemetara | Nawagarh | CHC | Central Store Room | OXYGEN CONCENTRATOR | 1 | NA | NA | 7517783 | 3000098141 | NA | 0 | NA | 0 | NA | W
3112 | Bemetara | Nawagarh | CHC | Central Store Room | OXYGEN CONCENTRATOR | 1 | NA | NA | NA | 3000098142 | NA | 0 | NA | 0 | NA | W
3113 | Bemetara | Nawagarh | CHC | Central Store Room | ELECTRIC STERILIZER | 1 | NA | NA | NA | 3000098122 | NA | 0 | NA | 0 | NA | NW
3114 | Bemetara | Nawagarh | CHC | Central Store Room | ADULT WEIGHING MACHINE | 1 | Crown | NA | NA | 3000098123 | 2014-04-01 | 0 | NA | 0 | NA | W
3115 | Bemetara | Nawagarh | CHC | Central Store Room | NEEDLE DESTROYER | 1 | SAI + LIFE | NA | NA | 3000098124 | NA | 0 | NA | 0 | NA | W
3116 | Bemetara | Nawagarh | CHC | Central Store Room | ADULT WEIGHING MACHINE | 1 | DUCBEL BRAUN | NA | NA | 3000098125 | NA | 0 | NA | 0 | NA | W
3117 | Bemetara | Nawagarh | CHC | Pathology Lab. | GLUCOMETER | 1 | DR MOREPER | BG02 | 42262140-3005178D | 3000098110 | NA | 0 | NA | 0 | NA | W
3118 | Bemetara | Nawagarh | CHC | Pathology Lab. | GLUCOMETER | 1 | ACCUCHEK | NA | 5910669-1335 | 3000098111 | NA | 0 | NA | 0 | NA | W
3119 | Bemetara | Nawagarh | CHC | DELIVERY ROOM | AUTOCLAVE | 1 | Local | NA | NA | 3000098157 | NA | 0 | NA | 0 | NA | W
3120 | Bemetara | Nawagarh | CHC | Central Store Room | SHADOWLESS OT LIGHT | 1 | NA | NA | NA | 3000098126 | NA | 0 | NA | 0 | NA | NW
3121 | Bemetara | Nawagarh | CHC | Central Store Room | OXYGEN CONCENTRATOR | 1 | NA | NA | NA | 3000098150 | 2014-08-01 | 1 | 2015-08-01 | 0 | NA | W
3122 | Bemetara | Nawagarh | CHC | Central Store Room | OXYGEN CONCENTRATOR | 1 | NA | NA | NA | 3000098151 | NA | 0 | NA | 0 | NA | W
3123 | Bemetara | Nawagarh | CHC | Central Store Room | SUCTION APPARATUS | 1 | NA | NA | NA | 3000098112 | 2014-04-01 | 0 | NA | 0 | NA | W
3124 | Bemetara | Nawagarh | CHC | Central Store Room | ADULT WEIGHING MACHINE | 1 | OMEGA | ANV | 14084 | 3000098146 | 2013-04-01 | 0 | NA | 0 | NA | W
3125 | Bemetara | Nawagarh | CHC | Central Store Room | ADULT WEIGHING MACHINE | 1 | DUCBEL BRAUN | BRAVN | NA | 3000098147 | NA | 0 | NA | 0 | NA | W
3126 | Bemetara | Nawagarh | CHC | Central Store Room | ELECTRIC STERILIZER | 1 | Local | NA | NA | 3000098148 | 2015-01-01 | 1 | 2016-01-01 | 0 | NA | W
3127 | Bemetara | Nawagarh | CHC | Central Store Room | NEEDLE DESTROYER | 1 | SAI + LIFE | NA | NA | 3000098149 | 2013-04-01 | 0 | NA | 0 | NA | W
3128 | Bemetara | Nawagarh | CHC | Opthalmology Dept. | RETINOSCOPE | 1 | HEINE | NA | USPAT5.859.687 | 3000098115 | NA | 0 | NA | 0 | NA | W
3129 | Bemetara | Nawagarh | CHC | Opthalmology Dept. | TONOMETER | 1 | Rester Sumsung | 5113SCHUTEC | NA | 3000098116 | NA | 0 | NA | 0 | NA | NW
3130 | Bemetara | Nawagarh | CHC | DELIVERY ROOM | SPHYGMOMANOMETER (MERCURIAL) | 1 | OMEGA | GDD2000 | NA | 3000098159 | 2014-04-01 | 0 | NA | 0 | NA | W
3131 | Bemetara | Nawagarh | CHC | DELIVERY ROOM | FOETAL DOPPLER | 1 | Dipel | DFM051 | NA | 3000098136 | 2013-09-01 | 0 | NA | 0 | NA | W
3132 | Bemetara | Nawagarh | CHC | Major OT | ELECTRIC STERILIZER | 1 | NA | NA | NA | 3000098160 | NA | 0 | NA | 0 | NA | NW
3133 | Bemetara | Nawagarh | CHC | Injection Room | NEEDLE DESTROYER | 1 | Microsil | ND-360 | 8741/03 | 3000098117 | 2014-04-01 | 0 | NA | 0 | NA | NW
3134 | Bemetara | Nawagarh | CHC | Injection Room | AUTOCLAVE | 1 | Local | NA | NA | 3000098134 | 2015-01-01 | 1 | 2016-01-01 | 0 | NA | W
3135 | Bemetara | Nawagarh | CHC | Pathology Lab. | HB METER | 1 | Sahli | NA | NA | 3000098109 | 2013-04-01 | 0 | NA | 0 | NA | W
3136 | Bemetara | Nawagarh | CHC | Pathology Lab. | NEBULIZER | 1 | Ariane | NA | 122671/2005 | 3000098154 | 2013-04-01 | 0 | NA | 0 | NA | W
3137 | Bemetara | Nawagarh | CHC | Pathology Lab. | SPHYGMOMANOMETER (MERCURIAL) | 1 | OMEGA | NA | NA | 3000098156 | 2013-04-01 | 0 | NA | 0 | NA | NW
3138 | Bemetara | Nawagarh | CHC | Pathology Lab. | PULSE OXIMETER | 1 | Maestros | LOTUS 700 | 07020/250 | 3000098155 | NA | 0 | NA | 0 | NA | NW
3139 | Bemetara | Nawagarh | CHC | DELIVERY ROOM | INFANT RADIANT WARMER | 1 | Tiana | NA | NA | 3000098152 | NA | 0 | NA | 0 | NA | W
3140 | Bemetara | Nawagarh | CHC | DELIVERY ROOM | SUCTION APPARATUS | 1 | NA | NA | NA | 3000098153 | NA | 0 | NA | 0 | NA | W
3141 | Bemetara | Shambalpur | PHC | DELIVERY ROOM | FOETAL DOPPLER | 1 | JDD JUMPER | NA | 8126100B14312 | 3000098186 | 2015-03-01 | 1 | 2016-03-01 | 0 | NA | W
3142 | Bemetara | Shambalpur | PHC | DELIVERY ROOM | REFRIGERATOR | 1 | NA | NA | NA | 3000098185 | 2014-11-01 | 0 | NA | 0 | NA | NW
3143 | Bemetara | Shambalpur | PHC | Pathology Lab. | REFRIGERATOR | 1 | whirlpool | 14286 | INC131703624 | 3000098171 | NA | 0 | NA | 0 | NA | W
3144 | Bemetara | Shambalpur | PHC | Pathology Lab. | Ice Lined REFRIGERATOR | 1 | Vest Frost | MK-144 | 65116158 | 3000098172 | NA | 0 | NA | 0 | NA | W
3145 | Bemetara | Shambalpur | PHC | Pathology Lab. | NEEDLE DESTROYER | 1 | Saratech | S1R | R-2379 | 3000098173 | 2011-06-01 | 0 | NA | 0 | NA | W
3146 | Bemetara | Shambalpur | PHC | Pathology Lab. | CENTRIFUGE MACHINE (4 Tubes) | 1 | Local | NA | NA | 3000098174 | 2010-10-01 | 0 | NA | 0 | NA | W
3147 | Bemetara | Shambalpur | PHC | Pathology Lab. | GLUCOMETER | 1 | Gluco care sense | 30-20-2830-1003 | RMBD016004 | 3000098175 | NA | 0 | NA | 0 | NA | W
3148 | Bemetara | Shambalpur | PHC | Pathology Lab. | MICROSCOPE (BINOCULAR) | 1 | OLYMPUS | OH2OIBIMF | 518392 | 3000098176 | NA | 0 | NA | 0 | NA | W
3149 | Bemetara | Shambalpur | PHC | Pathology Lab. | HB METER | 1 | Sahli | NA | NA | 3000098188 | 2002-01-01 | 0 | NA | 0 | NA | W
3150 | Bemetara | Shambalpur | PHC | Pathology Lab. | HB METER | 1 | Sahli | NA | NA | 3000098189 | 2011-06-01 | 0 | NA | 0 | NA | W
3151 | Bemetara | Shambalpur | PHC | OPD | SPHYGMOMANOMETER (MERCURIAL) | 1 | Gold Supreme | OM/L8262373 | 3135238 | 3000098161 | NA | 0 | NA | 0 | NA | W
3152 | Bemetara | Shambalpur | PHC | OPD | FOETAL DOPPLER | 1 | NA | NA | NA | 3000098162 | 2014-06-01 | 0 | NA | 0 | NA | W
3153 | Bemetara | Shambalpur | PHC | OPD | PULSE OXIMETER | 1 | NA | MD300 | 722070037 | 3000098163 | NA | 0 | NA | 0 | NA | W
3154 | Bemetara | Shambalpur | PHC | Injection Room | NEEDLE DESTROYER | 1 | Saratech | S1R | 2946 | 3000098164 | NA | 0 | NA | 0 | NA | W
3155 | Bemetara | Shambalpur | PHC | Injection Room | ADULT WEIGHING MACHINE | 1 | Crown | NA | NA | 3000098165 | NA | 0 | NA | 0 | NA | W
3156 | Bemetara | Shambalpur | PHC | Injection Room | ELECTRIC STERILIZER | 1 | Local | NA | NA | 3000098166 | NA | 0 | NA | 0 | NA | W
3157 | Bemetara | Shambalpur | PHC | DELIVERY ROOM | SUCTION APPARATUS | 1 | YOGA+CARE | NA | NA | 3000098167 | 2014-11-01 | 1 | 2016-11-01 | 0 | NA | W
3158 | Bemetara | Shambalpur | PHC | DELIVERY ROOM | ADULT WEIGHING MACHINE | 1 | Crown | NA | NA | 3000098168 | NA | 0 | NA | 0 | NA | W
3159 | Bemetara | Shambalpur | PHC | DELIVERY ROOM | BABY WEIGHING SCALE | 1 | Essae | BS-250 | 25014131912 | 3000098169 | 2014-03-01 | 1 | 2016-03-01 | 0 | NA | W
3160 | Bemetara | Shambalpur | PHC | DELIVERY ROOM | FOETAL DOPPLER | 1 | Lifex | NA | NA | 3000098177 | NA | 0 | NA | 0 | NA | W
3161 | Bemetara | Shambalpur | PHC | Pharmacy Dept. | NEEDLE DESTROYER | 1 | SAI + LIFE | NA | NA | 3000098187 | 2006-04-01 | 0 | NA | 0 | NA | W
3162 | Bemetara | Shambalpur | PHC | Pharmacy Dept. | ELECTRIC STERILIZER | 1 | Local | NA | NA | 3000098178 | NA | 0 | NA | 0 | NA | W
3163 | Bemetara | Shambalpur | PHC | Pharmacy Dept. | ELECTRIC STERILIZER | 1 | Local | NA | NA | 3000098179 | NA | 0 | NA | 0 | NA | W
3164 | Bemetara | Shambalpur | PHC | Pharmacy Dept. | SPHYGMOMANOMETER (MERCURIAL) | 1 | LIFE CARE | CM/L8522676 | 12010031 | 3000098180 | NA | 0 | NA | 0 | NA | NW
3165 | Bemetara | Shambalpur | PHC | DELIVERY ROOM | SPHYGMOMANOMETER (MERCURIAL) | 1 | HICKS | NA | NA | 3000098170 | 2011-06-01 | 0 | NA | 0 | NA | W
3166 | Bemetara | Shambalpur | PHC | Central Store Room | NEEDLE DESTROYER | 1 | Saratech | S1R | 2948 | 3000098181 | 2011-06-01 | 0 | NA | 0 | NA | W
3167 | Bemetara | Shambalpur | PHC | Central Store Room | NEEDLE DESTROYER | 1 | Saratech | S1R | NA | 3000098182 | 2011-06-01 | 0 | NA | 0 | NA | W
3168 | Bemetara | Shambalpur | PHC | Central Store Room | NEEDLE DESTROYER | 1 | Saratech | S1R | 9114 | 3000098183 | NA | 0 | NA | 0 | NA | W
3169 | Bemetara | Shambalpur | PHC | Central Store Room | NEEDLE DESTROYER | 1 | Microsil | ND-360 | 8742/03 | 3000098184 | 2011-06-01 | 0 | NA | 0 | NA | W
3170 | Bemetara | Nadghat | PHC | Central Store Room | NEEDLE DESTROYER | 1 | Saratech | S1R | NA | 3000098051 | 2011-06-01 | 0 | NA | 0 | NA | NW
3171 | Bemetara | Nadghat | PHC | Central Store Room | NEEDLE DESTROYER | 1 | Saratech | S1R | NA | 3000098052 | NA | 0 | NA | 0 | NA | NW
3172 | Bemetara | Nadghat | PHC | Central Store Room | AUTOCLAVE | 1 | Local | NA | NA | 3000098053 | 2010-05-01 | 0 | NA | 0 | NA | NW
3173 | Bemetara | Nadghat | PHC | Central Store Room | ELECTRIC STERILIZER | 1 | Local | NA | NA | 3000098054 | NA | 0 | NA | 0 | NA | NW
3174 | Bemetara | Nadghat | PHC | Central Store Room | ADULT WEIGHING MACHINE | 1 | DUCBEL BRAUN | NA | NA | 3000098055 | 2010-05-01 | 0 | NA | 0 | NA | W
3175 | Bemetara | Nadghat | PHC | Central Store Room | ADULT WEIGHING MACHINE | 1 | Crown | NA | NA | 3000098056 | 2010-05-01 | 0 | NA | 0 | NA | W
3176 | Bemetara | Nadghat | PHC | Central Store Room | ELECTRIC STERILIZER | 1 | Local | NA | NA | 3000098057 | 2011-06-01 | 0 | NA | 0 | NA | W
3177 | Bemetara | Nadghat | PHC | OPD | SPHYGMOMANOMETER (MERCURIAL) | 1 | Diamond | 15-3390 | NA | 3000098043 | 2002-03-01 | 0 | NA | 0 | NA | W
3178 | Bemetara | Nadghat | PHC | Injection Room | FOETAL DOPPLER | 1 | NA | NA | NA | 3000098042 | 2007-08-01 | 0 | NA | 0 | NA | W
3179 | Bemetara | Nadghat | PHC | Injection Room | Ice Lined REFRIGERATOR | 1 | NA | NA | NA | 3000098044 | 2010-12-01 | 0 | NA | 0 | NA | NW
3180 | Bemetara | Nadghat | PHC | Injection Room | Ice Lined REFRIGERATOR | 1 | Vest Frost | NMK-142 | 502136 | 3000098045 | NA | 0 | NA | 0 | NA | W
3181 | Bemetara | Nadghat | PHC | Injection Room | ELECTRIC STERILIZER | 1 | Local | NA | NA | 3000098058 | NA | 0 | NA | 0 | NA | W
3182 | Bemetara | Nadghat | PHC | DELIVERY ROOM | ELECTRIC STERILIZER | 1 | Local | NA | NA | 3000098059 | NA | 0 | NA | 0 | NA | W
3183 | Bemetara | Nadghat | PHC | DELIVERY ROOM | CENTRIFUGE MACHINE (4 Tubes) | 1 | Local | NA | NA | 3000098048 | 2010-12-01 | 0 | NA | 0 | NA | W
3184 | Bemetara | Nadghat | PHC | DELIVERY ROOM | NEEDLE DESTROYER | 1 | Microsil | ND-360 | 8283/03 | 3000098049 | NA | 0 | NA | 0 | NA | W
3185 | Bemetara | Nadghat | PHC | DELIVERY ROOM | SUCTION APPARATUS | 1 | Local | NA | NA | 3000098047 | NA | 0 | NA | 0 | NA | W
3186 | Bemetara | Nadghat | PHC | DELIVERY ROOM | ADULT WEIGHING MACHINE | 1 | DUCBEL BRAUN | NA | NA | 3000098046 | 2011-06-01 | 0 | NA | 0 | NA | W
3187 | Bemetara | Nadghat | PHC | DELIVERY ROOM | SPHYGMOMANOMETER (MERCURIAL) | 1 | Diamond | IS_3390 | NA | 3000098050 | NA | 0 | NA | 0 | NA | W
3188 | Bemetara | Nadghat | PHC | Opthalmology Dept. | RETINOSCOPE | 1 | Wrench Allyn | REF13010 | NA | 3000098060 | NA | 0 | NA | 0 | NA | W
3189 | Bemetara | Nadghat | PHC | OPD | HB METER | 1 | Sahli | NA | NA | 3000098061 | 2015-03-01 | 0 | NA | 0 | NA | W
3190 | Bemetara | Nadghat | PHC | OPD | HB METER | 1 | Sahli | NA | NA | 3000098062 | NA | 0 | NA | 0 | NA | W
3191 | Bemetara | Nadghat | PHC | OPD | HB METER | 1 | Sahli | NA | NA | 3000098063 | NA | 0 | NA | 0 | NA | W
3192 | Bemetara | Nadghat | PHC | OPD | HB METER | 1 | Sahli | NA | NA | 3000098064 | NA | 0 | NA | 0 | NA | W
3193 | Bemetara | Nadghat | PHC | OPD | HB METER | 1 | Sahli | NA | NA | 3000098065 | NA | 0 | NA | 0 | NA | W
3194 | Bemetara | Devrbija | PHC | OPD | SPHYGMOMANOMETER (MERCURIAL) | 1 | Diamond | CM/019604B | 1118546 | 3000101002 | 2008-05-01 | 0 | NA | 0 | NA | W
3195 | Bemetara | Devrbija | PHC | Pathology Lab. | SPHYGMOMANOMETER (MERCURIAL) | 1 | Diamond | CM/019604B | B53118 | 3000101003 | 2014-01-01 | 0 | NA | 0 | NA | W
3196 | Bemetara | Devrbija | PHC | Injection Room | Ice Lined REFRIGERATOR | 1 | Haier | HBC-70 | BE07F4EONO0B1AAG0126 | 3000101004 | 2012-07-01 | 0 | NA | 0 | NA | W
3197 | Bemetara | Devrbija | PHC | Opthalmology Dept. | VISION DRUM | 1 | Local | NA | NA | 3000101005 | 2012-12-01 | 0 | NA | 0 | NA | W
3198 | Bemetara | Devrbija | PHC | Opthalmology Dept. | ADULT WEIGHING MACHINE | 1 | KRUPS | NA | NA | 3000101006 | NA | 0 | NA | 0 | NA | W
3199 | Bemetara | Devrbija | PHC | Opthalmology Dept. | Trail Set | 1 | Local | NA | NA | 3000101007 | 2012-12-01 | 0 | NA | 0 | NA | W
3200 | Bemetara | Devrbija | PHC | OPD | NEEDLE DESTROYER | 1 | Saratech | S1R | NA | 3000101008 | 2008-05-01 | 0 | NA | 0 | NA | W
3201 | Bemetara | Devrbija | PHC | OPD | GLUCOMETER | 1 | OMRON | HGM | 22132062180 | 3000101009 | 2014-10-01 | 0 | NA | 0 | NA | W
3202 | Bemetara | Devrbija | PHC | OPD | NEBULIZER | 1 | NULIFE | CE0434 | NGM92466 | 3000101010 | 2013-03-01 | 0 | NA | 0 | NA | NW
3203 | Bemetara | Devrbija | PHC | DELIVERY ROOM | ELECTRIC STERILIZER | 1 | Local | NA | NA | 3000101011 | 2015-02-01 | 0 | NA | 0 | NA | W
3204 | Bemetara | Devrbija | PHC | DELIVERY ROOM | ELECTRIC STERILIZER | 1 | Local | NA | NA | 3000101012 | 2015-02-01 | 0 | NA | 0 | NA | W
3205 | Bemetara | Devrbija | PHC | DELIVERY ROOM | OXYGEN CONCENTRATOR | 1 | Local | NA | NA | 3000101013 | 2013-02-01 | 0 | NA | 0 | NA | W
3206 | Bemetara | Devrbija | PHC | DELIVERY ROOM | OXYGEN CONCENTRATOR | 1 | EMPL | NA | NA | 3000101014 | NA | 0 | NA | 0 | NA | NW
3207 | Bemetara | Devrbija | PHC | DELIVERY ROOM | SUCTION APPARATUS | 1 | Shiva | NA | NA | 3000101015 | 2013-03-01 | 0 | NA | 0 | NA | W
3208 | Bemetara | Devrbija | PHC | DELIVERY ROOM | FOETAL DOPPLER | 1 | BABY CARE | ECFDT-106 | NA | 3000101016 | 2014-10-01 | 0 | NA | 0 | NA | W
3209 | Bemetara | Devrbija | PHC | DELIVERY ROOM | ADULT WEIGHING MACHINE | 1 | DUCBEL BRAUN | NA | NA | 3000101017 | NA | 0 | NA | 0 | NA | W
3210 | Bemetara | Devrbija | PHC | DELIVERY ROOM | NEEDLE DESTROYER | 1 | Saratech | S1R | NA | 3000101018 | 2008-05-01 | 0 | NA | 0 | NA | W
3211 | Bemetara | Devrbija | PHC | Central Store Room | ELECTRIC STERILIZER | 1 | Local | NA | NA | 3000101019 | 2014-09-01 | 0 | NA | 0 | NA | NW
3212 | Bemetara | Devkar | PHC | OPD | NEEDLE DESTROYER | 1 | Saratech | S1R | NA | 3000101020 | NA | 0 | NA | 0 | NA | W
3213 | Bemetara | Devkar | PHC | Opthalmology Dept. | Trail Set | 1 | Local | NA | NA | 3000101021 | NA | 0 | NA | 0 | NA | W
3214 | Bemetara | Devkar | PHC | OPD | AUTOCLAVE | 1 | Local | NA | NA | 3000101022 | NA | 0 | NA | 0 | NA | W
3215 | Bemetara | Devkar | PHC | OPD | ELECTRIC STERILIZER | 1 | Local | NA | NA | 3000101023 | 2014-09-01 | 0 | NA | 0 | NA | NW
3216 | Bemetara | Devkar | PHC | OPD | CENTRIFUGE MACHINE (4 Tubes) | 1 | Local | NA | NA | 3000101024 | NA | 0 | NA | 0 | NA | NW
3217 | Bemetara | Devkar | PHC | OPD | ADULT WEIGHING MACHINE | 1 | SUVARNA | NA | 0181-2252291 | 3000101025 | 2011-03-01 | 0 | NA | 0 | NA | NW
3218 | Bemetara | Devkar | PHC | OPD | NEEDLE DESTROYER | 1 | SAI + LIFE | NA | NA | 3000101026 | NA | 0 | NA | 0 | NA | NW
3219 | Bemetara | Devkar | PHC | OPD | FOETAL DOPPLER | 1 | NIOCO | NA | NA | 3000101027 | NA | 0 | NA | 0 | NA | NW
3220 | Bemetara | Devkar | PHC | DELIVERY ROOM | ADULT WEIGHING MACHINE | 1 | Kohinoor | NA | NA | 3000101028 | 2014-08-01 | 0 | NA | 0 | NA | W
3221 | Bemetara | Devkar | PHC | DELIVERY ROOM | ELECTRIC STERILIZER | 1 | Local | NA | NA | 3000101029 | NA | 0 | NA | 0 | NA | NW
3222 | Bemetara | Devkar | PHC | DELIVERY ROOM | OXYGEN CONCENTRATOR | 1 | Local | NA | NA | 3000101030 | NA | 0 | NA | 0 | NA | W
3223 | Bemetara | Devkar | PHC | DELIVERY ROOM | NEBULIZER | 1 | Local | NA | NA | 3000101031 | 2013-12-01 | 0 | NA | 0 | NA | NW
3224 | Bemetara | Devkar | PHC | DELIVERY ROOM | ELECTRIC STERILIZER | 1 | Local | NA | NA | 3000101032 | NA | 0 | NA | 0 | NA | NW
3225 | Bemetara | Devkar | PHC | DELIVERY ROOM | ELECTRIC STERILIZER | 1 | Local | NA | NA | 3000101033 | NA | 0 | NA | 0 | NA | NW
3226 | Bemetara | Devkar | PHC | Opthalmology Dept. | VISION DRUM | 1 | Local | NA | NA | 3000101035 | NA | 0 | NA | 0 | NA | NW
3227 | Bemetara | Devkar | PHC | Central Store Room | REFRIGERATOR | 1 | LG | GL/19SNH5/2011 | 102NRBZC62077 | 3000101034 | 2011-03-01 | 0 | NA | 0 | NA | W
3228 | Bemetara | Devkar | PHC | Central Store Room | Ice Lined REFRIGERATOR | 1 | Vest Frost | NA | NA | 3000101036 | NA | 0 | NA | 0 | NA | NW
3229 | Bemetara | Devkar | PHC | Central Store Room | ELECTRIC STERILIZER | 1 | Local | NA | NA | 3000101037 | NA | 0 | NA | 0 | NA | W
3230 | Bemetara | Devkar | PHC | OPD | SPHYGMOMANOMETER (MERCURIAL) | 1 | Diamond | CM/L019643 | 31528 | 3000101038 | 2011-03-01 | 0 | NA | 0 | NA | NW
3231 | Bemetara | Devkar | PHC | OPD | SPHYGMOMANOMETER (MERCURIAL) | 1 | Diamond | CM/L019643 | 31520 | 3000101039 | 2014-08-01 | 0 | NA | 0 | NA | NW
3232 | Bemetara | Devkar | PHC | OPD | SPHYGMOMANOMETER (MERCURIAL) | 1 | Diamond | CM/L019643 | 40809 | 3000101040 | 2015-06-01 | 1 | 2016-06-01 | 0 | NA | W
3233 | Bemetara | Devkar | PHC | Central Store Room | HB METER | 1 | SHADILYA | NA | NA | 3000101041 | 2013-12-01 | 0 | NA | 0 | NA | W
3234 | Bemetara | Thankhamahriya | CHC | OPD | SPHYGMOMANOMETER (DIGITAL) | 1 | OMRON | HEM7113 | 20130800798 | 3000101156 | 2014-05-01 | 0 | NA | 0 | NA | W
3235 | Bemetara | Thankhamahriya | CHC | Injection Room | NEEDLE DESTROYER | 1 | Saratech | S1R | NA | 3000101157 | 2005-11-01 | 0 | NA | 0 | NA | W
3236 | Bemetara | Thankhamahriya | CHC | Injection Room | ELECTRIC STERILIZER | 1 | Rexlco | NA | NA | 3000101158 | 2006-05-01 | 0 | NA | 0 | NA | W
3237 | Bemetara | Thankhamahriya | CHC | Pathology Lab. | REFRIGERATOR | 1 | LG | GL254AMG5/2011 | 103NRRD034726 | 3000101162 | NA | 0 | NA | 0 | NA | W
3238 | Bemetara | Thankhamahriya | CHC | Pathology Lab. | MICROSCOPE (BINOCULAR) | 1 | Magnus | MLX-BCH201BIMF | 518843 | 3000101163 | NA | 0 | NA | 0 | NA | W
3239 | Bemetara | Thankhamahriya | CHC | Pathology Lab. | MICROSCOPE (BINOCULAR) | 1 | Magnus | MLX-BCH201BIMF | 5908 | 3000101164 | NA | 0 | NA | 0 | NA | NW
3240 | Bemetara | Thankhamahriya | CHC | Pathology Lab. | ADULT WEIGHING MACHINE | 1 | Local | NA | NA | 3000101188 | NA | 0 | NA | 0 | NA | NW
3241 | Bemetara | Thankhamahriya | CHC | DELIVERY ROOM | ADULT WEIGHING MACHINE | 1 | DUCBEL BRAUN | NA | NA | 3000101165 | 2005-04-01 | 0 | NA | 0 | NA | W
3242 | Bemetara | Thankhamahriya | CHC | DELIVERY ROOM | FOETAL DOPPLER | 1 | Dipel | DFM051 | 200VK-B015 | 3000101160 | 2005-10-01 | 0 | NA | 0 | NA | W
3243 | Bemetara | Thankhamahriya | CHC | DELIVERY ROOM | SUCTION APPARATUS | 1 | Local | CM/L7582487 | NA | 3000101166 | 2015-05-01 | 1 | 2016-05-01 | 0 | NA | W
3244 | Bemetara | Thankhamahriya | CHC | X-RAY DEPT | X-RAY MACHINE | 1 | NA | DIAGNOX300 | 5EO42 | 3000101167 | 2005-11-01 | 0 | NA | 0 | NA | W
3245 | Bemetara | Thankhamahriya | CHC | Central Store Room | BABY WEIGHING SCALE | 1 | Essae | BS-250 | NA | 3000101168 | 2005-04-01 | 0 | NA | 0 | NA | NW
3246 | Bemetara | Thankhamahriya | CHC | Central Store Room | PULSE OXIMETER | 1 | OXIUFO | OX300 | NA | 3000101172 | 2005-10-01 | 0 | NA | 0 | NA | W
3247 | Bemetara | Thankhamahriya | CHC | Central Store Room | FOETAL DOPPLER | 1 | Dipel | DFM051 | NA | 3000101170 | 2005-10-01 | 0 | NA | 0 | NA | NW
3248 | Bemetara | Thankhamahriya | CHC | Central Store Room | SUCTION APPARATUS | 1 | Local | NA | NA | 3000101173 | 1905-06-27 | 0 | NA | 0 | NA | NW
3249 | Bemetara | Thankhamahriya | CHC | Central Store Room | ECG RECORDER | 1 | BPL | Cordiat8108R | AHNG0073 | 3000101177 | 2005-10-01 | 0 | NA | 0 | NA | NW
3250 | Bemetara | Thankhamahriya | CHC | Central Store Room | PULSE OXIMETER | 1 | OPTO | OXY500A | 125-ID5021 | 3000101161 | 2005-10-01 | 0 | NA | 0 | NA | W
3251 | Bemetara | Thankhamahriya | CHC | Central Store Room | PULSE OXIMETER | 1 | Maestros | LOTUS 700 | 70201229 | 3000101171 | 2009-11-01 | 0 | NA | 0 | NA | NW
3252 | Bemetara | Thankhamahriya | CHC | Central Store Room | LARYNGOSCOPE | 1 | Local | LW52DS | NA | 3000101174 | 2005-10-01 | 0 | NA | 0 | NA | NW
3253 | Bemetara | Thankhamahriya | CHC | Central Store Room | ELECTRIC STERILIZER | 1 | Local | NA | NA | 3000101178 | 2006-05-01 | 0 | NA | 0 | NA | W
3254 | Bemetara | Thankhamahriya | CHC | Central Store Room | ECG RECORDER | 1 | BPL | CARD1ART108T | J8616185 | 3000101176 | 2008-01-01 | 0 | NA | 0 | NA | W
3255 | Bemetara | Thankhamahriya | CHC | Central Store Room | INFANT RADIANT WARMER | 1 | SS Tachnomed | NA | NA | 3000101187 | 2015-06-01 | 1 | 2016-06-01 | 0 | NA | W
3256 | Bemetara | Thankhamahriya | CHC | OPD | ADULT WEIGHING MACHINE | 1 | Crown | NA | NA | 3000101189 | 2015-06-01 | 1 | 2016-06-01 | 0 | NA | W
3257 | Bemetara | Thankhamahriya | CHC | Central Store Room | NEEDLE DESTROYER | 1 | Microsil | ND-360 | NA | 3000101186 | 2005-11-01 | 0 | NA | 0 | NA | NW
3258 | Bemetara | Thankhamahriya | CHC | Central Store Room | NEEDLE DESTROYER | 1 | Saratech | S1R | NA | 3000101184 | 2009-11-01 | 0 | NA | 0 | NA | W
3259 | Bemetara | Thankhamahriya | CHC | OPD | SPHYGMOMANOMETER (DIGITAL) | 1 | OMRON | HEM7113 | 20130800792VGI | 3000101155 | 2014-06-01 | 0 | NA | 0 | NA | W
3260 | Bemetara | Thankhamahriya | CHC | Central Store Room | FOETAL DOPPLER | 1 | OMRON | HEM7113 | NA | 3000101169 | 2005-10-01 | 0 | NA | 0 | NA | W
3261 | Bemetara | Thankhamahriya | CHC | Central Store Room | NEEDLE DESTROYER | 1 | Saratech | S1R | NA | 3000101185 | 2005-11-01 | 0 | NA | 0 | NA | NW
3262 | Bemetara | Thankhamahriya | CHC | Central Store Room | NEEDLE DESTROYER | 1 | Saratech | S1R | NA | 3000101179 | 2009-11-01 | 0 | NA | 0 | NA | W
3263 | Bemetara | Thankhamahriya | CHC | Central Store Room | NEEDLE DESTROYER | 1 | Saratech | S1R | NA | 3000101180 | 2009-11-01 | 0 | NA | 0 | NA | W
3264 | Bemetara | Thankhamahriya | CHC | Central Store Room | NEEDLE DESTROYER | 1 | Saratech | S1R | NA | 3000101181 | 2009-11-01 | 0 | NA | 0 | NA | W
3265 | Bemetara | Thankhamahriya | CHC | Central Store Room | NEEDLE DESTROYER | 1 | Saratech | S1R | NA | 3000101182 | 2009-11-01 | 0 | NA | 0 | NA | W
3266 | Bemetara | Thankhamahriya | CHC | Central Store Room | NEEDLE DESTROYER | 1 | Saratech | S1R | NA | 3000101183 | 2009-11-01 | 0 | NA | 0 | NA | W
3267 | Bemetara | Thankhamahriya | CHC | Injection Room | NEBULIZER | 1 | Local | RE01MIBT | 2484 | 3000101159 | 2005-11-01 | 0 | NA | 0 | NA | W
3268 | Bemetara | Thankhamahriya | CHC | Injection Room | NEBULIZER | 1 | Samrt Care | MF20 | 25 | 3000101175 | 2014-10-01 | 0 | NA | 0 | NA | W
3269 | Bemetara | Saja | CHC | X-RAY DEPT | X-RAY MACHINE | 1 | MEDITRONICS | MEDEX6010FR | 6M88031 | 3000101193 | 2012-12-01 | 0 | NA | 0 | NA | W
3270 | Bemetara | Saja | CHC | Pathology Lab. | CENTRIFUGE MACHINE (4 Tubes) | 1 | Coslab | NA | NA | 3000101190 | 2010-05-01 | 0 | NA | 0 | NA | W
3271 | Bemetara | Saja | CHC | Pathology Lab. | NEEDLE DESTROYER | 1 | SAI + LIFE | NA | NA | 3000101191 | 2013-01-01 | 0 | NA | 0 | NA | W
3272 | Bemetara | Saja | CHC | Pathology Lab. | MICROSCOPE (BINOCULAR) | 1 | OLYMPUS | OH2OIBIMF | 6HO5963 | 3000101192 | 2006-06-01 | 0 | NA | 0 | NA | W
3273 | Bemetara | Saja | CHC | DELIVERY ROOM | NEEDLE DESTROYER | 1 | Microsil | ND-360 | 4907/03 | 3000101194 | 2012-06-01 | 0 | NA | 0 | NA | W
3274 | Bemetara | Saja | CHC | DELIVERY ROOM | PULSE OXIMETER | 1 | Local | MD300 | 722070439 | 3000101198 | NA | 0 | NA | 0 | NA | W
3275 | Bemetara | Saja | CHC | DELIVERY ROOM | ELECTRIC STERILIZER | 1 | Local | NA | NA | 3000101195 | 2012-01-01 | 0 | NA | 0 | NA | W
3276 | Bemetara | Saja | CHC | DELIVERY ROOM | ADULT WEIGHING MACHINE | 1 | Microsil | NA | NA | 3000101196 | 2006-06-01 | 0 | NA | 0 | NA | W
3277 | Bemetara | Saja | CHC | DELIVERY ROOM | NEBULIZER | 1 | PROLIX | CN-01WD | 17185 | 3000101197 | 2013-10-01 | 0 | NA | 0 | NA | W
3278 | Bemetara | Saja | CHC | DELIVERY ROOM | REFRIGERATOR | 1 | Samsung | NA | 500872 | 3000101199 | NA | 0 | NA | 0 | NA | W
3279 | Bemetara | Saja | CHC | DELIVERY ROOM | SUCTION APPARATUS | 1 | Local | NA | NA | 3000101200 | 2007-03-01 | 0 | NA | 0 | NA | W
3280 | Bemetara | Saja | CHC | DELIVERY ROOM | ADULT WEIGHING MACHINE | 1 | Crown | NA | NA | 3000101202 | 2007-01-01 | 0 | NA | 0 | NA | W
3281 | Bemetara | Saja | CHC | OPD | NEEDLE DESTROYER | 1 | Microsil | ND-360 | 4908/03 | 3000101218 | 2012-06-01 | 0 | NA | 0 | NA | NW
3282 | Bemetara | Saja | CHC | OPD | NEEDLE DESTROYER | 1 | Local | NA | NA | 3000101217 | 2013-01-01 | 0 | NA | 0 | NA | NW
3283 | Bemetara | Saja | CHC | OPD | SPHYGMOMANOMETER (DIGITAL) | 1 | OMRON | HEM7130 | 20140601743VGI | 3000101216 | NA | 0 | NA | 0 | NA | W
3284 | Bemetara | Saja | CHC | OPD | SPHYGMOMANOMETER (MERCURIAL) | 1 | Diamond | CM/L0196043 | 62899 | 3000101220 | 2012-07-01 | 0 | NA | 0 | NA | W
3285 | Bemetara | Saja | CHC | Major OT | ELECTRIC STERILIZER | 1 | Local | NA | NA | 3000101207 | 2012-01-01 | 0 | NA | 0 | NA | W
3286 | Bemetara | Saja | CHC | Major OT | AUTOCLAVE | 1 | DUKE | NA | NA | 3000101205 | 2006-04-01 | 0 | NA | 0 | NA | NW
3287 | Bemetara | Saja | CHC | Major OT | AUTOCLAVE | 1 | NA | NA | NA | 3000101209 | 2009-02-01 | 0 | NA | 0 | NA | NW
3288 | Bemetara | Saja | CHC | Major OT | SUCTION APPARATUS | 1 | LIFE LINE | NA | NA | 3000101211 | 2007-03-01 | 0 | NA | 0 | NA | W
3289 | Bemetara | Saja | CHC | Major OT | OT TABLE (Hydraulic) | 1 | Local | NA | NA | 3000101212 | 2008-01-01 | 0 | NA | 0 | NA | W
3290 | Bemetara | Saja | CHC | Major OT | SPHYGMOMANOMETER (MERCURIAL) | 1 | SWAN | NA | NA | 3000101213 | 2012-07-01 | 0 | NA | 0 | NA | W
3291 | Bemetara | Saja | CHC | DELIVERY ROOM | FOETAL DOPPLER | 1 | MEHAR | NA | 09/2013FQ718 | 3000101204 | 2003-04-01 | 0 | NA | 0 | NA | W
3292 | Bemetara | Saja | CHC | Opthalmology Dept. | TONOMETER | 1 | Rester Sumsung | 5113SCHUTEC | 2020/C | 3000101228 | NA | 0 | NA | 0 | NA | NW
3293 | Bemetara | Saja | CHC | Opthalmology Dept. | RETINOSCOPE | 1 | Local | NA | NA | 3000101227 | NA | 0 | NA | 0 | NA | W
3294 | Bemetara | Saja | CHC | Doctor's Room | SPHYGMOMANOMETER (DIGITAL) | 1 | OMRON | HEM7130 | 20140601746VGI | 3000101219 | 2012-07-01 | 0 | NA | 0 | NA | W
3295 | Bemetara | Saja | CHC | DELIVERY ROOM | SUCTION APPARATUS | 1 | Shiva | NA | NA | 3000101201 | 2014-12-01 | 1 | 2015-12-01 | 0 | NA | W
3296 | Bemetara | Saja | CHC | Major OT | AUTOCLAVE | 1 | Duke | NA | NA | 3000101206 | 2006-04-01 | 0 | NA | 0 | NA | NW
3297 | Bemetara | Saja | CHC | Major OT | ELECTRIC STERILIZER | 1 | Local | NA | NA | 3000101208 | 2012-01-01 | 0 | NA | 0 | NA | NW
3298 | Bemetara | Saja | CHC | Major OT | FUMIGATION MACHINE | 1 | Local | NA | NA | 3000101210 | 2003-04-01 | 0 | NA | 0 | NA | W
3299 | Bemetara | Saja | CHC | DELIVERY ROOM | SPHYGMOMANOMETER (DIGITAL) | 1 | OMRON | HEM7120 | 20150206573VGI | 3000101214 | NA | 0 | NA | 0 | NA | W
3300 | Bemetara | Saja | CHC | DELIVERY ROOM | SPHYGMOMANOMETER (DIGITAL) | 1 | OMRON | HEM7120 | 20150206574VGI | 3000101215 | NA | 0 | NA | 0 | NA | W
3301 | Bemetara | Saja | CHC | Major OT | ELECTRIC STERILIZER | 1 | NA | NA | NA | 3000101226 | 2011-01-01 | 0 | NA | 0 | NA | W
3302 | Bemetara | Saja | CHC | Pathology Lab. | GLUCOMETER | 1 | ENTRUST | CE0088 | AE5000773946 | 3000101221 | 2007-01-01 | 0 | NA | 0 | NA | W
3303 | Bemetara | Saja | CHC | Pathology Lab. | GLUCOMETER | 1 | MEDSOURCE | CE0197 | 10025B001442 | 3001012122 | NA | 0 | NA | 0 | NA | W
3304 | Bemetara | Saja | CHC | Major OT | ELECTRIC STERILIZER | 1 | Local | NA | NA | 3000101224 | 2011-01-01 | 0 | NA | 0 | NA | W
3305 | Bemetara | Saja | CHC | Pathology Lab. | HB METER | 1 | SHADILYA | NA | NA | 3000101223 | 2013-06-01 | 0 | NA | 0 | NA | W
3306 | Bemetara | Saja | CHC | Major OT | ELECTRIC STERILIZER | 1 | Local | NA | NA | 3000101225 | 2011-01-01 | 0 | NA | 0 | NA | W
3307 | Bemetara | Katai | PHC | Injection Room | NEEDLE DESTROYER | 1 | Microspl | ND360 | 8284/03 | 3000098320 | Oct.13 | 0 | NA | 0 | NA | W
3308 | Bemetara | Katai | PHC | Injection Room | NEEDLE DESTROYER | 1 | Saitlfe | NA | NA | 3000098319 | Oct.13 | 0 | NA | 0 | NA | NW
3309 | Bemetara | Katai | PHC | DELIVERY ROOM | ELECTRIC STERILIZER | 1 | NA | NA | NA | 3000098318 | 2015-03-01 | 1 | 2016-03-01 | 0 | NA | W
3310 | Bemetara | Katai | PHC | DELIVERY ROOM | ELECTRIC STERILIZER | 1 | NA | NA | NA | 3000098317 | 2015-04-01 | 1 | 2015-04-01 | 0 | NA | W
3311 | Bemetara | Katai | PHC | Store Room | SUCTION APPARATUS | 1 | Shvia | NA | NA | 3000098316 | 2011-06-01 | 0 | NA | 0 | NA | W
3312 | Bemetara | Katai | PHC | OPD | SPHYGMOMANOMETER (MERCURIAL) | 1 | Diamond | NA | NA | 3000098314 | NA | 0 | NA | 0 | NA | NW
3313 | Bemetara | Katai | PHC | OPD | PULSE OXIMETER | 1 | NA | 420APR1503928 | NA | 3000098305 | 2011-06-01 | 0 | NA | 0 | NA | W
3314 | Bemetara | Katai | PHC | OPD | LARYNGOSCOPE | 1 | NA | NA | 1503928 | 3000098306 | 2011-07-01 | 0 | NA | 0 | NA | W
3315 | Bemetara | Katai | PHC | OPD | THERMOMETER | 1 | Easycore | NA | NA | 3000098307 | 2011-06-01 | 0 | NA | 0 | NA | W
3316 | Bemetara | Katai | PHC | OPD | FOETAL DOPPLER | 1 | Dipel | DFM051 | NA | 3000098309 | 2015-11-06 | 0 | NA | 0 | NA | NW
3317 | Bemetara | Katai | PHC | OPD | SPHYGMOMANOMETER (MERCURIAL) | 1 | Namatt | CM/L8325472 | NA | 3000098308 | 2015-10-03 | 0 | NA | 0 | NA | NW
3318 | Bemetara | Katai | PHC | WARD | BABY WEIGHING SCALE | 1 | Pocbel | CM/L8325472 | NA | 3000098312 | 2015-10-10 | 0 | NA | 0 | NA | NW
3319 | Bemetara | Katai | PHC | WARD | BABY WEIGHING SCALE | 1 | Kolinoor | CM/L8325472 | NA | 3000098315 | 2015-03-01 | 1 | 2016-03-01 | 0 | NA | W
3320 | Bemetara | Katai | PHC | WARD | NEBULIZER | 1 | NA | 22251401737 | NA | 3000098304 | 2014-06-01 | 1 | 2015-06-01 | 0 | NA | W
3321 | Bemetara | Katai | PHC | WARD | HB METER | 1 | Sahli | NA | NA | 3000098310 | 2015-03-01 | 1 | 2016-03-01 | 0 | NA | W
3322 | Bemetara | Katai | PHC | WARD | NEEDLE DESTROYER | 1 | Saitlfe | NA | NA | 3000098311 | 2013-10-01 | 1 | NA | 0 | NA | W
3323 | Bemetara | Katai | PHC | OPD | SPHYGMOMANOMETER (MERCURIAL) | 1 | Domond | 153390 | CG/C0196043 | 3000098084 | 2011-01-01 | 0 | NA | 0 | NA | W
3324 | Bemetara | Katai | PHC | OPD | NEEDLE DESTROYER | 1 | Saratech | 100VAY60A | NA | 3000098085 | NA | 0 | NA | 0 | NA | W
3325 | Bemetara | Katai | PHC | OPD | ELECTRIC STERILIZER | 1 | Local | NA | NA | 3000098095 | 2014-06-01 | 1 | 2015-06-01 | 0 | NA | NW
3326 | Bemetara | Marka | PHC | OPD | NEEDLE DESTROYER | 1 | Saratech | NA | NA | 3000098086 | NA | 0 | NA | 0 | NA | W
3327 | Bemetara | Marka | PHC | OPD | BABY WEIGHING SCALE | 1 | Smartcare | NA | NA | 3000098087 | 2013-05-01 | 0 | NA | 0 | NA | W
3328 | Bemetara | Marka | PHC | OPD | NEBULIZER | 1 | Smartcare | AC230V | 2013020831 | 3000098088 | 2014-03-01 | 1 | 2015-03-01 | 0 | NA | W
3329 | Bemetara | Marka | PHC | OPD | GLUCOMETER | 1 | Glubecome | CR2032 | RMD009695 | 3000098089 | 2014-03-01 | 1 | 2015-04-01 | 0 | NA | W
3330 | Bemetara | Marka | PHC | OPD | NEEDLE DESTROYER | 1 | Sajtlife | 100VA | NA | 3000098090 | NA | 1 | NA | 0 | NA | NW
3331 | Bemetara | Marka | PHC | OPD | NEEDLE DESTROYER | 1 | Sajtlife | 100VA | NA | 3000098091 | NA | 1 | NA | 0 | NA | NW
3332 | Bemetara | Marka | PHC | Store Room | HB METER | 1 | Sahli | NA | NA | 3000098092 | 2013-05-01 | 0 | NA | 0 | NA | W
3333 | Bemetara | Marka | PHC | Store Room | HB METER | 1 | Sahli | NA | NA | 3000098094 | 2014-03-01 | 1 | 2015-03-01 | 0 | NA | W
3334 | Bemetara | Marka | PHC | Store Room | BABY WEIGHING SCALE | 1 | Brawn | NA | NA | 3000098097 | 2014-03-01 | 1 | 2015-03-01 | 0 | NA | NW
3335 | Bemetara | Marka | PHC | Store Room | HB METER | 1 | Sahli | Cb-ssic | NA | 3000098096 | 2014-03-01 | 1 | 2015-03-01 | 0 | NA | W
3336 | Bemetara | Marka | PHC | Store Room | FOETAL DOPPLER | 1 | Crown DX | Foctotx | M2013 | 3000098098 | NA | 0 | NA | 0 | NA | W
3337 | Bemetara | Marka | PHC | Store Room | SPHYGMOMANOMETER (MERCURIAL) | 1 | Domond | NA | NA | 3000098101 | NA | 0 | NA | 0 | NA | W
3338 | Bemetara | Marka | PHC | Store Room | NEEDLE DESTROYER | 1 | Saratech | NA | NA | 3000098099 | NA | 0 | NA | 0 | NA | NW
3339 | Bemetara | Marka | PHC | Store Room | ELECTRIC STERILIZER | 1 | Atlas | NA | 411226 | 3000098100 | NA | 0 | NA | 0 | NA | W
3340 | Bemetara | Marka | PHC | Store Room | HB METER | 1 | Sahli | NA | NA | 3000098093 | NA | 0 | NA | 0 | NA | NW
3341 | Bemetara | Maro | PHC | OPD | SPHYGMOMANOMETER (MERCURIAL) | 1 | Namatt | IS-3390 | 78849 | 3000098190 | NA | 0 | NA | 0 | NA | W
3342 | Bemetara | Maro | PHC | OPD | SPHYGMOMANOMETER (MERCURIAL) | 1 | Gold Super | IS-3390 | 98113914 | 3000098199 | NA | 0 | NA | 0 | NA | NW
3343 | Bemetara | Maro | PHC | DELIVERY ROOM | BABY WEIGHING SCALE | 1 | Crown | IS-9001 | NA | 3000098197 | 2015-11-06 | 0 | NA | 0 | NA | W
3344 | Bemetara | Maro | PHC | DELIVERY ROOM | SUCTION APPARATUS | 1 | NA | NA | NA | 3000098198 | 2014-11-01 | 1 | 2015-11-01 | 0 | NA | W
3345 | Bemetara | Maro | PHC | DELIVERY ROOM | FOETAL DOPPLER | 1 | NA | NA | NA | 3000098201 | 2015-10-10 | 0 | NA | 0 | NA | W
3346 | Bemetara | Maro | PHC | DELIVERY ROOM | ELECTRIC STERILIZER | 1 | NA | NA | NA | 3000098202 | 2015-03-01 | 1 | 2016-03-01 | 0 | NA | W
3347 | Bemetara | Maro | PHC | DELIVERY ROOM | NEEDLE DESTROYER | 1 | Saratech | R-2376 | R-2376 | 3000098200 | 2014-11-01 | 1 | 2015-11-01 | 0 | NA | W
3348 | Bemetara | Maro | PHC | Store Room | LARYNGOSCOPE | 1 | NA |  | NA | 3000098203 | 2015-11-06 | 0 | NA | 0 | NA | W
3349 | Bemetara | Maro | PHC | Store Room | BABY WEIGHING SCALE | 1 | Crown |  | NA | 3000098204 | 2015-11-06 | 1 | NA | 0 | NA | W
3350 | Bemetara | Maro | PHC | Store Room | Ice Lined REFRIGERATOR | 1 | Demand M4-142 |  | NA | 3000098191 | NA | 0 | NA | 0 | NA | W
3351 | Bemetara | Maro | PHC | Store Room | MICROSCOPE (BINOCULAR) | 1 | Olympus |  | 65115401 | 3000098196 | 2015-10-10 | 0 | NA | 0 | NA | W
3352 | Bemetara | Maro | PHC | Store Room | NEEDLE DESTROYER | 1 | Saithfe |  | NA | 3000098193 | 2013-11-01 | 0 | NA | 0 | NA | W
3353 | Bemetara | Maro | PHC | Store Room | CENTRIFUGE MACHINE | 1 | Local |  | NA | 3000098192 | 2015-10-10 | 0 | NA | 0 | NA | W
3354 | Bemetara | Maro | PHC | Store Room | ELECTRIC STERILIZER | 1 | Local |  | NA | 3000098205 | NA | 0 | NA | 0 | NA | W
3355 | Bemetara | Maro | PHC | Store Room | ELECTRIC STERILIZER | 1 | Local |  | NA | 3000098206 | NA | 0 | NA | 0 | NA | W
3356 | Bemetara | Maro | PHC | Store Room | HB METER | 1 | Sahli | NA | NA | 3000098195 | 2015-05-01 | 1 | 2016-05-01 | 0 | NA | W
3357 | Bemetara | Maro | PHC | OPD | PULSE OXIMETER | 1 | NA | NA | NA | 3000098211 | 2015-11-06 | 0 | NA | 0 | NA | NW
3358 | Bemetara | Maro | PHC | OPD | GLUCOMETER | 1 | NA | Puratm | NA | 3000098194 | NA | 0 | NA | 0 | NA | W
3359 | Bemetara | Maro | PHC | Store Room | HB METER | 1 | Sahli | NA | NA | 3000098207 | 2015-05-01 | 1 | 2016-05-01 | 0 | NA | W
3360 | Bemetara | Maro | PHC | Store Room | HB METER | 1 | Sahli | NA | NA | 3000098208 | 2015-05-01 | 1 | 2016-05-01 | 0 | NA | W
3361 | Bemetara | Maro | PHC | Store Room | HB METER | 1 | Sahli | NA | NA | 3000098209 | 2015-05-01 | 1 | 2016-05-01 | 0 | NA | W
3362 | Bemetara | Maro | PHC | Store Room | HB METER | 1 | Sahli | NA | NA | 3000098210 | 2015-05-01 | 1 | 2016-05-01 | 0 | NA | W
3363 | Bemetara | Batar | PHC | Doctor's Room | SPHYGMOMANOMETER (MERCURIAL) | 1 | Namatt | CM/L8325472 | 78395 | 3000101106 | NA | 0 | NA | 0 | NA | NW
3364 | Bemetara | Batar | PHC | Doctor's Room | BABY WEIGHING SCALE | 1 | Smartcare | NA | NA | 3000101101 | NA | 0 | NA | 0 | NA | NW
3365 | Bemetara | Batar | PHC | Doctor's Room | ADULT WEIGHING MACHINE | 1 | Crown | ISO9001 | NA | 3000101100 | 2015-11-06 | 0 | NA | 0 | NA | NW
3366 | Bemetara | Batar | PHC | Doctor's Room | REFRIGERATOR | 1 | Haier | HRD1905 | NA | 3000101094 | NA | 0 | NA | 0 | NA | W
3367 | Bemetara | Batar | PHC | Doctor's Room | ELECTRIC STERILIZER | 1 | Atlas | CM/L 1718961 | 09F/0205 | 3000101095 | NA | 0 | NA | 0 | NA | W
3368 | Bemetara | Batar | PHC | Doctor's Room | NEBULIZER | 1 | Wfelihe | BETA | 381107 | 3000101096 | NA | 0 | NA | 0 | NA | W
3369 | Bemetara | Batar | PHC | Doctor's Room | NEEDLE DESTROYER | 1 | Microspl | NA | NA | 3000101097 | 2015-12-02 | 0 | NA | 0 | NA | W
3370 | Bemetara | Batar | PHC | Doctor's Room | GLUCOMETER | 1 | Accuchek | 0448906300Mgdl | GR08090239 | 3000101098 | NA | 0 | NA | 0 | NA | W
3371 | Bemetara | Batar | PHC | Doctor's Room | PULSE OXIMETER | 1 | Remoduaz | HL-50D | NA | 3000101099 | NA | 0 | NA | 0 | NA | W
3372 | Bemetara | Batar | PHC | Doctor's Room | SPHYGMOMANOMETER (MERCURIAL) | 1 | Lifeline | Meromal 3D | 14778 | 3000101092 | NA | 0 | NA | 0 | NA | W
3373 | Bemetara | Batar | PHC | Opthalmology Dept. | TONOMETER | 1 | Rester | Schortr | CE0124 | 3000101093 | NA | 0 | NA | 0 | NA | W
3374 | Bemetara | Batar | PHC | Doctor's Room | SPHYGMOMANOMETER (MERCURIAL) | 1 | Doctor Delvxe | NA | NA | 3000101108 | NA | 0 | NA | 0 | NA | NW
3375 | Bemetara | Batar | PHC | Doctor's Room | SPHYGMOMANOMETER (MERCURIAL) | 1 | OMRON | HEM 7113 | 2013010-8218VG | 3000101105 | NA | 0 | NA | 0 | NA | NW
3376 | Bemetara | Batar | PHC | Doctor's Room | SPHYGMOMANOMETER (MERCURIAL) | 1 | Smartcare | SCH10B | CEB845 | 3000101107 | NA | 0 | NA | 0 | NA | NW
3377 | Bemetara | Batar | PHC | Doctor's Room | BABY WEIGHING SCALE | 1 | CROWN RAMON | NA | NA | 3000101102 | 2015-06-01 | 1 | 2016-06-01 | 0 | NA | W
3378 | Bemetara | Batar | PHC | Doctor's Room | FOETAL DOPPLER | 1 | Health Solution | EURODOP | NA | 3000101103 | NA | 0 | NA | 0 | NA | W
3379 | Bemetara | Batar | PHC | Doctor's Room | HB METER | 1 | Health Solution | EURODOP | NA | 3000101104 | 2014-03-01 | 0 | NA | 0 | NA | W
3380 | Bemetara | Batar | PHC | DELIVERY ROOM | ELECTRIC STERILIZER | 1 | Health Solution | EURODOP | NA | 3000101113 | NA | 0 | NA | 0 | NA | W
3381 | Bemetara | Batar | PHC | DELIVERY ROOM | SPHYGMOMANOMETER (MERCURIAL) | 1 | Demand | CM/L 0196043 | 112 MAR 14 42342 | 3000101114 | NA | 0 | NA | 0 | NA | W
3382 | Bemetara | Batar | PHC | DELIVERY ROOM | BABY WEIGHING SCALE | 1 | Docbel | NA | NA | 3000101109 | NA | 0 | NA | 0 | NA | W
3383 | Bemetara | Batar | PHC | DELIVERY ROOM | SUCTION APPARATUS | 1 | Shiva | NA | NA | 3000101110 | NA | 0 | NA | 0 | NA | W
3384 | Bemetara | Batar | PHC | DELIVERY ROOM | SUCTION APPARATUS | 1 | Shiva | NA | NA | 3000101111 | NA | 0 | NA | 0 | NA | W
3385 | Bemetara | Batar | PHC | DELIVERY ROOM | FOETAL DOPPLER | 1 | Altof | NA | NA | 3000101112 | NA | 0 | NA | 0 | NA | W
3386 | Bemetara | Batar | PHC | DELIVERY ROOM | NEEDLE DESTROYER | 1 | Saitlife | NA | NA | 3000101115 | NA | 0 | NA | 0 | NA | W
3387 | Bijapur | BHAIRAMGARH | CHC | Pathology Lab. | MICROSCOPE (MONOCULAR) | 1 | Radical | RMH- 4BKL | 22580 | 300032671 | NA | 0 | NA | 0 | NA | NW
3388 | Bijapur | Bijapur | DH | Main Store | pH METER (DIGITAL) | 1 | NA | NA | NA | 3000249249 | NA | 0 | NA | 0 | NA | NW
3389 | Bijapur | Bijapur | DH | Central Store Room | SPHYGMOMANOMETER (MERCURIAL) | 1 | Diamond | Regular | 2644 | 3000249748 | NA | 0 | NA | 0 | NA | NW
3390 | Bijapur | Bijapur | DH | Central Store Room | Keratometer | 1 | Appasamy Associates | NA | 1121051037 | 3000250247 | NA | 0 | NA | 0 | NA | NW
3391 | Bijapur | Bijapur | DH | Central Store Room | FUMIGATION MACHINE | 1 | NA | NA | NA | 3000250746 | NA | 0 | NA | 0 | NA | NW
3392 | Bijapur | Bijapur | DH | Central Store Room | ELECTRIC STERILIZER | 1 | NA | NA | NA | 3000251245 | NA | 0 | NA | 0 | NA | NW
3393 | Bijapur | Bijapur | DH | Central Store Room | ELECTRIC STERILIZER | 1 | NA | NA | NA | 3000251744 | NA | 0 | NA | 0 | NA | NW
3394 | Bijapur | Bijapur | DH | Sonography Room | DELIVERY TABLE | 1 | VMS | NA | NA | 3000251743 | NA | 0 | NA | 0 | NA | W
3395 | Bijapur | Bijapur | DH | Sonography Room | DELIVERY TABLE | 1 | VMS | NA | NA | 3000251742 | NA | 0 | NA | 0 | NA | W
3396 | Bijapur | Bijapur | DH | Sonography Room | ADULT WEIGHING MACHINE | 1 | Local | NA | NA | 3000251741 | NA | 0 | NA | 0 | NA | W
3397 | Bijapur | Bijapur | DH | Sonography Room | Sonography Machine | 1 | Mindray | DCN3 | 6DOA002413 | 3000253740 | NA | 0 | NA | 0 | NA | W
3398 | Bijapur | Bijapur | DH | Store NRC Room | BABY PHOTOTHERAPY UNIT | 1 | Meditech | NA | BM/CPT 119/11/1011 | 3000254239 | NA | 0 | NA | 0 | NA | W
3399 | Bijapur | Bijapur | DH | Store NRC Room | INFANT RADIANT WARMER | 1 | Meditech | BIRD | NA | 3000254738 | NA | 0 | NA | 0 | NA | W
3400 | Bijapur | Bijapur | DH | Store NRC Room | Blood Bank REFRIGERATOR | 1 | Yorco | YSI-579 | 940388 | 3000255237 | NA | 0 | NA | 0 | NA | W
3401 | Bijapur | Bijapur | DH | Store NRC Room | INFANT RADIANT WARMER | 1 | Open Care | NA | NA | 3000255736 | NA | 0 | NA | 0 | NA | W
3402 | Bijapur | Bijapur | DH | Store NRC Room | FOETAL DOPPLER | 1 | Labtop | LDC-011 | 14034112 | 3000256235 | NA | 0 | NA | 0 | NA | W
3403 | Bijapur | Bijapur | DH | Store NRC Room | Blood Bank REFRIGERATOR | 1 | Meditech | MTBBR4 | M786525325 | 3000256734 | NA | 0 | NA | 0 | NA | W
3404 | Bijapur | Bijapur | DH | Store NRC Room | Blood Bank REFRIGERATOR | 1 | Meditech | MTBBR2 | M786525307 | 3000257233 | NA | 0 | NA | 0 | NA | NW
3405 | Bijapur | Bijapur | DH | Store NRC Room | SUCTION APPARATUS | 1 | NA | NA | NA | 3000257732 | NA | 0 | NA | 0 | NA | NW
3406 | Bijapur | Bijapur | DH | Store NRC Room | OPHTHALMOSCOPE | 1 | Moller Weder | FSI-20 | 670 | 3000257731 | NA | 0 | NA | 0 | NA | NW
3407 | Bijapur | Bijapur | DH | Injection Room | NEEDLE DESTROYER | 1 | Microsil | ND-100 | 213-1 | 3000258651 | NA | 0 | NA | 0 | NA | W
3408 | Bijapur | Bijapur | DH | Injection Room | ADULT WEIGHING MACHINE | 1 | NA | NA | NA | 3000258652 | NA | 0 | NA | 0 | NA | W
3409 | Bijapur | Bijapur | DH | Dressing Room | SPHYGMOMANOMETER (MERCURIAL) | 1 | Micro Surgical | Mico | NA | 3000258653 | NA | 0 | NA | 0 | NA | W
3410 | Bijapur | Bijapur | DH | Dressing Room | NEEDLE DESTROYER | 1 | Microsil | ND-360 | 10221 | 3000258654 | NA | 0 | NA | 0 | NA | W
3411 | Bijapur | Bijapur | DH | Dressing Room | SHADOWLESS OT LIGHT | 1 | Multilux | NA | NA | 3000258655 | NA | 0 | NA | 0 | NA | W
3412 | Bijapur | Bijapur | DH | Dressing Room | SPHYGMOMANOMETER (MERCURIAL) | 1 | Diamond | Regular | 2974 | 3000258656 | NA | 0 | NA | 0 | NA | W
3413 | Bijapur | Bijapur | DH | OPD | SPHYGMOMANOMETER (MERCURIAL) | 1 | Diamond | Regular | 2972 | 3000258657 | NA | 0 | NA | 0 | NA | W
3414 | Bijapur | Bijapur | DH | OPD | ADULT WEIGHING MACHINE | 1 | Ramon | Crown | NA | 3000258658 | NA | 0 | NA | 0 | NA | W
3415 | Bijapur | Bijapur | DH | OPD | FOETAL DOPPLER | 1 | NA | NA | NA | 3000258659 | NA | 0 | NA | 0 | NA | W
3416 | Bijapur | Bijapur | DH | Pathology Lab. | NEEDLE DESTROYER | 1 | Microsil | ND-360 | 10641 | 3000258660 | NA | 0 | NA | 0 | NA | W
3417 | Bijapur | Bijapur | DH | Pathology Lab. | REFRIGERATOR | 1 | LG | IntelloCool | 606NLCP1030 | 3000258661 | NA | 0 | NA | 0 | NA | W
3418 | Bijapur | Bijapur | DH | Pathology Lab. | GLUCOMETER | 1 | Microgen-E | Accusure | 42551 | 3000258662 | NA | 0 | NA | 0 | NA | W
3419 | Bijapur | Bijapur | DH | Pathology Lab. | Hematology Analyzer | 1 | UBM | Fx-19E | 2900ET01030 | 3000258663 | NA | 0 | NA | 0 | NA | W
3420 | Bijapur | Bijapur | DH | Pathology Lab. | MICROSCOPE (BINOCULAR) | 1 | Olympus | CH20i | 4K09385 | 3000258664 | NA | 0 | NA | 0 | NA | W
3421 | Bijapur | Bijapur | DH | Pathology Lab. | MICROSCOPE (BINOCULAR) | 1 | Labomed | Vision 2000 | NA | 3000258665 | NA | 0 | NA | 0 | NA | W
3422 | Bijapur | Bijapur | DH | Pathology Lab. | MICROSCOPE (BINOCULAR) | 1 | Labomed | FN-18 | NA | 3000258666 | NA | 0 | NA | 0 | NA | NW
3423 | Bijapur | Bijapur | DH | Pathology Lab. | NEEDLE DESTROYER | 1 | Pioneer | NA | NA | 3000258667 | NA | 0 | NA | 0 | NA | NW
3424 | Bijapur | Bijapur | DH | Pathology Lab. | HB METER | 1 | NA | DHTHb523 | 312285 | 3000258668 | NA | 0 | NA | 0 | NA | W
3425 | Bijapur | Bijapur | DH | Pathology Lab. | VDRL ROTATOR | 1 | REMI | KE | NA | 3000258669 | NA | 0 | NA | 0 | NA | W
3426 | Bijapur | Bijapur | DH | Pathology Lab. | pH METER (DIGITAL) | 1 | Naina Solar Ltd | NIG333 | 65.9 | 3000258670 | NA | 0 | NA | 0 | NA | NW
3427 | Bijapur | Bijapur | DH | Pathology Lab. | pH METER (DIGITAL) | 1 | Local | NA | NA | 3000258671 | NA | 0 | NA | 0 | NA | NW
3428 | Bijapur | Bijapur | DH | Pathology Lab. | CENTRIFUGE MACHINE (8 Tubes) | 1 | REMI | R-8C | DMLC 5764 | 3000258672 | NA | 0 | NA | 0 | NA | W
3429 | Bijapur | Bijapur | DH | Pathology Lab. | INCUBATOR | 1 | TANCO | PLT-125 OVEN | NA | 3000258673 | NA | 0 | NA | 0 | NA | W
3430 | Bijapur | Bijapur | DH | Pathology Lab. | BLOOD COLLECTION MONITOR | 1 | DESRA | TESONIC | 190 | 3000258674 | NA | 0 | NA | 0 | NA | NW
3431 | Bijapur | Bijapur | DH | Pathology Lab. | Portable Blood BLOOD BAG TUBE SEALER | 1 | Labtop | LTS-06 | 14034125 | 3000258675 | NA | 0 | NA | 0 | NA | NW
3432 | Bijapur | Bijapur | DH | Pathology Lab. | MICRO PIPETTE | 1 | Efferson research | Physiocare | 496692 | 3000258676 | NA | 0 | NA | 0 | NA | W
3433 | Bijapur | Bijapur | DH | Pathology Lab. | MICRO PIPETTE | 1 | Micropet | NA | NA | 3000258677 | NA | 0 | NA | 0 | NA | W
3434 | Bijapur | Bijapur | DH | Pathology Lab. | Blood cell Counter | 1 | York Scientific | NA | NA | 3000258678 | NA | 0 | NA | 0 | NA | W
3435 | Bijapur | Bijapur | DH | ECG Room | ECG RECORDER 3 channel | 1 | Life Plus | LPM-1203 | 120111104 | 3000258679 | NA | 0 | NA | 0 | NA | NW
3436 | Bijapur | Bijapur | DH | ECG Room | ECG RECORDER 3 channel | 1 | BPL | Cardiart6208VIEW | DDTD3B7510 | 3000258680 | NA | 0 | NA | 0 | NA | W
3437 | Bijapur | Bijapur | DH | Nursing Duty Room | SPHYGMOMANOMETER (MERCURIAL) | 1 | Diamond | Regular | 2971 | 3000258681 | NA | 0 | NA | 0 | NA | W
3438 | Bijapur | Bijapur | DH | Nursing Duty Room | SPHYGMOMANOMETER (MERCURIAL) | 1 | Supreme Surgical | Premier | NA | 3000258682 | NA | 0 | NA | 0 | NA | W
3439 | Bijapur | Bijapur | DH | Nursing Duty Room | PULSE OXIMETER | 1 | Easy Care | ECPO-2250 | NA | 3000258683 | NA | 0 | NA | 0 | NA | W
3440 | Bijapur | Bijapur | DH | Nursing Duty Room | NEEDLE DESTROYER | 1 | Microsil | ND-100 | 2256 | 3000258684 | NA | 0 | NA | 0 | NA | W
3441 | Bijapur | Bijapur | DH | Nursing Duty Room | ADULT WEIGHING MACHINE | 1 | NA | NA | NA | 3000258685 | NA | 0 | NA | 0 | NA | W
3442 | Bijapur | Bijapur | DH | Nursing Duty Room | BABY WEIGHING SCALE | 1 | Salter | 235-6m | B288285 | 3000258686 | NA | 0 | NA | 0 | NA | W
3443 | Bijapur | Bijapur | DH | Nursing Duty Room | NEEDLE DESTROYER | 1 | Pioneer | NA | NA | 3000258687 | NA | 0 | NA | 0 | NA | W
3444 | Bijapur | Bijapur | DH | NRC | BABY WEIGHING SCALE | 1 | Essae | BS-250 | S33417603859 | 3000258688 | NA | 0 | NA | 0 | NA | W
3445 | Bijapur | Bijapur | DH | NRC | NEEDLE DESTROYER | 1 | Microsil | ND-360 | 2439 | 3000258689 | NA | 0 | NA | 0 | NA | W
3446 | Bijapur | Bijapur | DH | Nursing Duty Room | NEBULIZER | 1 | New Life Global | HandyNEB | NGM351274 | 3000258690 | NA | 0 | NA | 0 | NA | W
3447 | Bijapur | Bijapur | DH | Nursing Duty Room | NEEDLE DESTROYER | 1 | Microsil | ND-360 | 10623 | 3000258691 | NA | 0 | NA | 0 | NA | W
3448 | Bijapur | Bijapur | DH | Nursing Duty Room | OXYGEN CONCENTRATOR | 1 | Askas Medical | Oxy-Dek SDPN | 8AD09140342 | 3000258692 | NA | 0 | NA | 0 | NA | W
3449 | Bijapur | Bijapur | DH | Nursing Duty Room | PULSE OXIMETER | 1 | Easy Care | ECPO-250E | NA | 3000258693 | NA | 0 | NA | 0 | NA | W
3450 | Bijapur | Bijapur | DH | Nursing Duty Room | PULSE OXIMETER | 1 | Easy Care | ECPO-250E | NA | 3000258694 | NA | 0 | NA | 0 | NA | W
3451 | Bijapur | Bijapur | DH | Nursing Duty Room | NEBULIZER | 1 | Pioneer Surgical | Medimist | 1500313 | 3000258695 | NA | 0 | NA | 0 | NA | W
3452 | Bijapur | Bijapur | DH | Nursing Duty Room | NEEDLE DESTROYER | 1 | Microsil | ND-100 | 2777 | 3000258696 | NA | 0 | NA | 0 | NA | W
3453 | Bijapur | Bijapur | DH | Nursing Duty Room | GLUCOMETER | 1 | MicroJain | Accusure | MT00002515 | 3000258697 | NA | 0 | NA | 0 | NA | W
3454 | Bijapur | Bijapur | DH | Nursing Duty Room | ELECTRIC STERILIZER | 1 | NA | NA | NA | 3000258698 | NA | 0 | NA | 0 | NA | W
3455 | Bijapur | Bijapur | DH | Nursing Duty Room | SPHYGMOMANOMETER (MERCURIAL) | 1 | Supreme Surgical | Premier | 98134518 | 3000258699 | NA | 0 | NA | 0 | NA | W
3456 | Bijapur | Bijapur | DH | Nursing Duty Room | ADULT WEIGHING MACHINE | 1 | Ramon Surgical | Crown | NA | 3000258700 | NA | 0 | NA | 0 | NA | W
3457 | Bijapur | Bijapur | DH | Nursing Duty Room | SPHYGMOMANOMETER (MERCURIAL) | 1 | Diamond | Regular | 2973 | 3000258701 | NA | 0 | NA | 0 | NA | W
3458 | Bijapur | Bijapur | DH | Nursing Duty Room | SPHYGMOMANOMETER (MERCURIAL) | 1 | Diamond | Regular | 2975 | 3000258702 | NA | 0 | NA | 0 | NA | W
3459 | Bijapur | Bijapur | DH | DELIVERY ROOM | INFANT RADIANT WARMER | 1 | Phoenix | Open Care Warmer | 6396 | 3000258703 | NA | 0 | NA | 0 | NA | W
3460 | Bijapur | Bijapur | DH | DELIVERY ROOM | BABY WEIGHING SCALE | 1 | Ramon Surgical | Crown | NA | 3000258704 | NA | 0 | NA | 0 | NA | W
3461 | Bijapur | Bijapur | DH | DELIVERY ROOM | BABY PHOTOTHERAPY UNIT | 1 | Phoenix | LED PT100 | 1882 | 3000258705 | NA | 0 | NA | 0 | NA | W
3462 | Bijapur | Bijapur | DH | DELIVERY ROOM | SUCTION APPARATUS | 1 | NA | NA | NA | 3000258706 | NA | 0 | NA | 0 | NA | W
3463 | Bijapur | Bijapur | DH | DELIVERY ROOM | FOETAL DOPPLER | 1 | Philips | AvalonFM20 | DE5301210 | 3000258707 | NA | 0 | NA | 0 | NA | W
3464 | Bijapur | Bijapur | DH | DELIVERY ROOM | SPHYGMOMANOMETER (MERCURIAL) | 1 | Diamond | Regular | 2651 | 3000258708 | NA | 0 | NA | 0 | NA | W
3465 | Bijapur | Bijapur | DH | DELIVERY ROOM | SHADOWLESS OT LIGHT | 1 | NA | NA | NA | 3000258709 | NA | 0 | NA | 0 | NA | W
3466 | Bijapur | Bijapur | DH | DELIVERY ROOM | NEEDLE DESTROYER | 1 | Microsil | ND-100 | 2730 | 3000258710 | NA | 0 | NA | 0 | NA | W
3467 | Bijapur | Bijapur | DH | DELIVERY ROOM | REFRIGERATOR | 1 | LG | GL-195RL4/2011 | 409NRPV057456 | 3000258711 | NA | 0 | NA | 0 | NA | W
3468 | Bijapur | Bijapur | DH | DELIVERY ROOM | Labour OT TABLE | 1 | BNS | NA | NA | 3000258712 | NA | 0 | NA | 0 | NA | W
3469 | Bijapur | Bijapur | DH | DELIVERY ROOM | Labour OT TABLE | 1 | BNS | NA | NA | 3000258713 | NA | 0 | NA | 0 | NA | W
3470 | Bijapur | Bijapur | DH | DELIVERY ROOM | FOETAL DOPPLER | 1 | LCP | NA | NA | 3000258714 | NA | 0 | NA | 0 | NA | W
3471 | Bijapur | Bijapur | DH | BLOOD BANK | Blood Bank REFRIGERATOR | 1 | Meditech | MTBBR2 | M736525308 | 3000258715 | NA | 0 | NA | 0 | NA | W
3472 | Bijapur | Bijapur | DH | BLOOD BANK | BLOOD BAG TUBE SEALER | 1 | Gayatri | Gayatri | NA | 3000258716 | NA | 0 | NA | 0 | NA | W
3473 | Bijapur | Bijapur | DH | BLOOD BANK | VDRL ROTATOR | 1 | REMI | REMI | NA | 3000258717 | NA | 0 | NA | 0 | NA | W
3474 | Bijapur | Bijapur | DH | BLOOD BANK | BLOOD COLLECTION MONITOR | 1 | Meditech | MTBCM03 | M786525314 | 3000258718 | NA | 0 | NA | 0 | NA | W
3475 | Bijapur | Bijapur | DH | BLOOD BANK | Blood Bank REFRIGERATOR | 1 | Meditech | MTBBR4 | MT86925311 | 3000258719 | NA | 0 | NA | 0 | NA | W
3476 | Bijapur | Bijapur | DH | Doctor's Room | SPHYGMOMANOMETER (MERCURIAL) | 1 | Diamond | Regular | 2970 | 3000258720 | NA | 0 | NA | 0 | NA | W
3477 | Bijapur | Bijapur | DH | Doctor's Room | ADULT WEIGHING MACHINE | 1 | Ramon Surgical | Crown | NA | 3000258721 | NA | 0 | NA | 0 | NA | W
3478 | Bijapur | Bijapur | DH | Doctor's Room | X-RAY FILM VIEWER | 1 | NA | NA | NA | 3000258722 | NA | 0 | NA | 0 | NA | W
3479 | Bijapur | Bijapur | DH | Doctor's Room | ADULT WEIGHING MACHINE | 1 | Dr Belly Ram | Krups | NA | 3000258723 | NA | 0 | NA | 0 | NA | W
3480 | Bijapur | Bijapur | DH | Doctor's Room | SPHYGMOMANOMETER (MERCURIAL) | 1 | Diamond | Regular | 2650 | 3000258724 | NA | 0 | NA | 0 | NA | W
3481 | Bijapur | Bijapur | DH | Doctor's Room | SPHYGMOMANOMETER (MERCURIAL) | 1 | Diamond | Regular | 2649 | 3000258725 | NA | 0 | NA | 0 | NA | W
3482 | Bijapur | Bijapur | DH | Doctor's Room | X-RAY FILM VIEWER | 1 | NA | NA | NA | 3000258726 | NA | 0 | NA | 0 | NA | W
3483 | Bijapur | Bijapur | DH | Store Room | INFANT RADIANT WARMER | 1 | Phoenix | Open Care Warmer | 6398 | 3000258727 | 2015-07-01 | 1 | 2018-07-01 | 0 | NA | W
3484 | Bijapur | Bijapur | DH | Store Room | SUCTION APPARATUS | 1 | Yoga Care Max | Shiva | NA | 3000258728 | NA | 0 | NA | 0 | NA | W
3485 | Bijapur | Bijapur | DH | Store Room | BABY WEIGHING SCALE | 1 | Essae | BS-250 | 25014131719 | 3000258729 | NA | 0 | NA | 0 | NA | W
3486 | Bijapur | Bijapur | DH | Store NRC Room | SUCTION APPARATUS | 1 | Yoga Care Max | Shiva | NA | 3000258730 | NA | 0 | NA | 0 | NA | NW
3487 | Bijapur | Aawapalli | PHC | Doctor's Room | SLIT LAMP | 1 | NA | NA | NA | 3000258896 | NA | 0 | NA | 0 | NA | W
3488 | Bijapur | Aawapalli | PHC | Doctor's Room | ADULT WEIGHING MACHINE | 1 | NA | Smart Care | NA | 3000258897 | NA | 0 | NA | 0 | NA | W
3489 | Bijapur | Aawapalli | PHC | Doctor's Room | SPHYGMOMANOMETER (MERCURIAL) | 1 | Supreme Surgical | Asholca Max | 98134537 | 3000258898 | NA | 0 | NA | 0 | NA | W
3490 | Bijapur | Aawapalli | PHC | Store Room | MICROSCOPE (BINOCULAR) | 1 | Radical | RXL-4B | NA | 3000258899 | NA | 0 | NA | 0 | NA | W
3491 | Bijapur | Aawapalli | PHC | Store Room | SUCTION APPARATUS | 1 | Na | NA | NA | 3000258900 | NA | 0 | NA | 0 | NA | W
3492 | Bijapur | Aawapalli | PHC | Store Room | NEEDLE DESTROYER | 1 | Micro Sil | ND-100 | 2622 | 3000258901 | NA | 0 | NA | 0 | NA | W
3493 | Bijapur | Aawapalli | PHC | Store Room | MICROSCOPE (MONOCULAR) | 1 | NA | NA | NA | 3000258902 | NA | 0 | NA | 0 | NA | W
3494 | Bijapur | Aawapalli | PHC | GENERAL WARD | NEEDLE DESTROYER | 1 | Micro Sil | ND-360 | 8684 | 3000258903 | NA | 0 | NA | 0 | NA | W
3495 | Bijapur | Aawapalli | PHC | GENERAL WARD | SPHYGMOMANOMETER (MERCURIAL) | 1 | Supreme Surgical | Sai+Life | 98131127 | 3000258904 | NA | 0 | NA | 0 | NA | W
3496 | Bijapur | Aawapalli | PHC | GENERAL WARD | NEBULIZER | 1 | Master Care | EC001 | 10914 | 3000258905 | NA | 0 | NA | 0 | NA | W
3497 | Bijapur | Aawapalli | PHC | GENERAL WARD | GLUCOMETER | 1 | Dr Morepen | BG03-Auto | NA | 3000258906 | NA | 0 | NA | 0 | NA | W
3498 | Bijapur | Aawapalli | PHC | GENERAL WARD | SUCTION APPARATUS | 1 | NA | NA | NA | 3000258907 | NA | 0 | NA | 0 | NA | W
3499 | Bijapur | Aawapalli | PHC | DELIVERY ROOM | AUTOCLAVE | 1 | NA | NA | NA | 3000258908 | NA | 0 | NA | 0 | NA | W
3500 | Bijapur | Aawapalli | PHC | DELIVERY ROOM | ELECTRIC STERILIZER | 1 | NA | NA | NA | 3000258909 | NA | 0 | NA | 0 | NA | W
3501 | Bijapur | Aawapalli | PHC | DELIVERY ROOM | BABY WEIGHING SCALE | 1 | NA | Docdel Braun | NA | 3000258910 | NA | 0 | NA | 0 | NA | W
3502 | Bijapur | Aawapalli | PHC | DELIVERY ROOM | ELECTRIC STERILIZER | 1 | Atlas | NA | 09F9973 | 3000258911 | NA | 0 | NA | 0 | NA | W
3503 | Bijapur | Aawapalli | PHC | DELIVERY ROOM | BABY PHOTOTHERAPY UNIT | 1 | Infancy Care | NA | NA | 3000258912 | NA | 0 | NA | 0 | NA | W
3504 | Bijapur | Aawapalli | PHC | DELIVERY ROOM | INFANT RADIANT WARMER | 1 | Infancy Care | Infancy | NA | 3000258913 | NA | 0 | NA | 0 | NA | W
3505 | Bijapur | Aawapalli | PHC | DELIVERY ROOM | SPHYGMOMANOMETER (MERCURIAL) | 1 | Supreme Surgical | Sai+Life | 98131183 | 3000258914 | NA | 0 | NA | 0 | NA | W
3506 | Bijapur | Aawapalli | PHC | DELIVERY ROOM | FOETAL DOPPLER | 1 | Easy Care | ECFDT-106 | DTCELO244 | 3000258915 | NA | 0 | NA | 0 | NA | W
3507 | Bijapur | Aawapalli | PHC | DELIVERY ROOM | FOETAL DOPPLER | 1 | NA | UP | NA | 3000258916 | NA | 0 | NA | 0 | NA | W
3508 | Bijapur | Aawapalli | PHC | DELIVERY ROOM | SUCTION APPARATUS | 1 | NA | NA | NA | 3000258917 | NA | 0 | NA | 0 | NA | W
3509 | Bijapur | Aawapalli | PHC | DELIVERY ROOM | ADULT WEIGHING MACHINE | 1 | NA | Smart Care | NA | 3000258918 | NA | 0 | NA | 0 | NA | W
3510 | Bijapur | Aawapalli | PHC | DELIVERY ROOM | Labour OT TABLE | 1 | UMS | NA | UMS130112VBB-1001001 | 3000258919 | NA | 0 | NA | 0 | NA | W
3511 | Bijapur | Aawapalli | PHC | NRC | REFRIGERATOR | 1 | Godrej | GD4185B | 1302035578 | 3000258920 | NA | 0 | NA | 0 | NA | W
3512 | Bijapur | Aawapalli | PHC | NRC | BABY WEIGHING SCALE | 1 | Easse | BS-250 | 25014131825 | 3000258921 | NA | 0 | NA | 0 | NA | W
3513 | Bijapur | Aawapalli | PHC | NRC | ADULT WEIGHING MACHINE | 1 | Omega | OTW | 74119 | 3000258922 | NA | 0 | NA | 0 | NA | W
3514 | Bijapur | Aawapalli | PHC | NRC | BABY WEIGHING SCALE | 1 | Detco | MB133 | C14014028 | 3000258923 | NA | 0 | NA | 0 | NA | W
3515 | Bijapur | Aawapalli | PHC | NRC | PULSE OXIMETER | 1 | Renix Impex | Easy Care | NA | 3000258924 | NA | 0 | NA | 0 | NA | W
3516 | Bijapur | Aawapalli | PHC | NRC | SUCTION APPARATUS | 1 | NA | NA | NA | 3000258925 | NA | 0 | NA | 0 | NA | W
3517 | Bijapur | Aawapalli | PHC | NRC | BABY WEIGHING SCALE | 1 | NA | Docdel Braun | NA | 3000258926 | NA | 0 | NA | 0 | NA | W
3518 | Bijapur | Aawapalli | PHC | NRC | SUCTION APPARATUS | 1 | NA | NA | NA | 3000258927 | NA | 0 | NA | 0 | NA | W
3519 | Bijapur | Aawapalli | PHC | NRC | SUCTION APPARATUS | 1 | NA | NA | NA | 3000258928 | NA | 0 | NA | 0 | NA | W
3520 | Bijapur | Aawapalli | PHC | NRC | SUCTION APPARATUS | 1 | NA | NA | NA | 3000258929 | NA | 0 | NA | 0 | NA | W
3521 | Bijapur | Aawapalli | PHC | NRC | SUCTION APPARATUS | 1 | NA | NA | NA | 3000258930 | NA | 0 | NA | 0 | NA | W
3522 | Bijapur | Aawapalli | PHC | NRC | SUCTION APPARATUS | 1 | NA | NA | Na | 3000258931 | NA | 0 | NA | 0 | NA | W
3523 | Bijapur | Aawapalli | PHC | NRC | BABY WEIGHING SCALE | 1 | Easse Teraola | BS-250 | 2501431807 | 3000258932 | NA | 0 | NA | 0 | NA | W
3524 | Bijapur | Aawapalli | PHC | NRC | NEEDLE DESTROYER | 1 | Micro Sil | ND-360 | 8194 | 3000258933 | NA | 0 | NA | 0 | NA | W
3525 | Bijapur | Aawapalli | PHC | NRC | GLUCOMETER | 1 | Bayer playchem ltd | Countourts | 8072941 | 3000258934 | NA | 0 | NA | 0 | NA | W
3526 | Bijapur | Aawapalli | PHC | NRC | PULSE OXIMETER | 1 | Ranish Impex | Easy Care | 08144El1406305735 | 3000258935 | NA | 0 | NA | 0 | NA | W
3527 | Bijapur | Aawapalli | PHC | Vaccination Room | NEEDLE DESTROYER | 1 | Micro Sil | ND-360 | 10262 | 3000258936 | NA | 0 | NA | 0 | NA | W
3528 | Bijapur | Elmidi | PHC | Doctor's Room | SPHYGMOMANOMETER (MERCURIAL) | 1 | NA | extra care | NA | 3000258937 | NA | 0 | NA | 0 | NA | W
3529 | Bijapur | Elmidi | PHC | Doctor's Room | SPHYGMOMANOMETER (MERCURIAL) | 1 | NA | extra care | NA | 3000258938 | NA | 0 | NA | 0 | NA | W
3530 | Bijapur | Elmidi | PHC | Doctor's Room | ADULT WEIGHING MACHINE | 1 | NA | smart care | NA | 3000258939 | NA | 0 | NA | 0 | NA | W
3531 | Bijapur | Elmidi | PHC | Doctor's Room | ELECTRIC STERILIZER | 1 | NA | NA | NA | 3000258940 | NA | 0 | NA | 0 | NA | W
3532 | Bijapur | Elmidi | PHC | Doctor's Room | NEEDLE DESTROYER | 1 | NA | NA | NA | 3000258941 | NA | 0 | NA | 0 | NA | W
3533 | Bijapur | Elmidi | PHC | OPD | NEEDLE DESTROYER | 1 | saratech | NA | NA | 3000258942 | NA | 0 | NA | 0 | NA | W
3534 | Bijapur | Elmidi | PHC | DELIVERY ROOM | BABY WEIGHING SCALE | 1 | Ramon surgical | Crown | NA | 3000258943 | NA | 0 | NA | 0 | NA | W
3535 | Bijapur | Elmidi | PHC | DELIVERY ROOM | NEBULIZER | 1 | omron | NE-C-360 | 675040 | 3000258944 | NA | 0 | NA | 0 | NA | W
3536 | Bijapur | Elmidi | PHC | DELIVERY ROOM | NEEDLE DESTROYER | 1 | microsil | ND-360 | 8658 | 3000258945 | NA | 0 | NA | 0 | NA | W
3537 | Bijapur | Elmidi | PHC | DELIVERY ROOM | SUCTION APPARATUS | 1 | NA | NA | NA | 3000258946 | NA | 0 | NA | 0 | NA | W
3538 | Bijapur | Elmidi | PHC | DELIVERY ROOM | SUCTION APPARATUS | 1 | NA | NA | NA | 3000258947 | NA | 0 | NA | 0 | NA | W
3539 | Bijapur | Elmidi | PHC | DELIVERY ROOM | SUCTION APPARATUS | 1 | NA | NA | NA | 3000258948 | NA | 0 | NA | 0 | NA | W
3540 | Bijapur | Elmidi | PHC | IPD | Ice Lined REFRIGERATOR | 1 | NA | NA | NA | 3000258949 | NA | 0 | NA | 0 | NA | NW
3541 | Bijapur | Elmidi | PHC | Store Room | NEEDLE DESTROYER | 1 | NA | NA | NA | 3000258950 | NA | 0 | NA | 0 | NA | W
3542 | Bijapur | Elmidi | PHC | Store Room | NEEDLE DESTROYER | 1 | microsil | ND-360 | 10626 | 3000258951 | NA | 0 | NA | 0 | NA | W
3543 | Bijapur | Elmidi | PHC | Store Room | NEBULIZER | 1 | Hemon surgical Ind. | Aero | 6005557 | 3000258952 | NA | 0 | NA | 0 | NA | W
3544 | Bijapur | Elmidi | PHC | Store Room | MICROSCOPE (BINOCULAR) | 1 | NA | Blisco | NA | 3000258953 | NA | 0 | NA | 0 | NA | W
3545 | Bijapur | Madded | PHC | Store Room | SPHYGMOMANOMETER (MERCURIAL) | 1 | Supreme Surgicals | LifeX | 98131585 | 3000258954 | NA | 0 | NA | 0 | NA | NW
3546 | Bijapur | Madded | PHC | DELIVERY ROOM | BABY WEIGHING SCALE | 1 | Essae | BS-250 | 25014131826 | 3000258955 | 2012-12-01 | 0 | NA | 0 | NA | W
3547 | Bijapur | Madded | PHC | DELIVERY ROOM | NEEDLE DESTROYER | 1 | NA | Saratech | NA | 3000258956 | NA | 0 | NA | 0 | NA | W
3548 | Bijapur | Madded | PHC | DELIVERY ROOM | INFANT RADIANT WARMER | 1 | Infancy Care | Infancy | NA | 3000258957 | 2015-07-01 | 0 | NA | 0 | NA | W
3549 | Bijapur | Madded | PHC | DELIVERY ROOM | INFANT RADIANT WARMER | 1 | NA | NA | NA | 3000258958 | 2015-07-01 | 0 | NA | 0 | NA | W
3550 | Bijapur | Madded | PHC | DELIVERY ROOM | DELIVERY TABLE | 1 | NA | NA | NA | 3000258959 | NA | 0 | NA | 0 | NA | W
3551 | Bijapur | Madded | PHC | DELIVERY ROOM | SPHYGMOMANOMETER (MERCURIAL) | 1 | Supreme Surgicals | LifeX | 98131503 | 3000258960 | NA | 0 | NA | 0 | NA | NW
3552 | Bijapur | Madded | PHC | DELIVERY ROOM | BABY WEIGHING SCALE | 1 | Raman Surgicals | Crown | NA | 3000258961 | 2015-12-01 | 0 | NA | 0 | NA | W
3553 | Bijapur | Madded | PHC | DELIVERY ROOM | SUCTION APPARATUS | 1 | NA | NA | NA | 3000258962 | 2012-11-01 | 0 | NA | 0 | NA | W
3554 | Bijapur | Madded | PHC | DELIVERY ROOM | SUCTION APPARATUS | 1 | NA | NA | NA | 3000258963 | NA | 0 | NA | 0 | NA | W
3555 | Bijapur | Madded | PHC | DELIVERY ROOM | ADULT WEIGHING MACHINE | 1 | Bhasean Health Product | Suvarna | NA | 3000258964 | NA | 0 | NA | 0 | NA | W
3556 | Bijapur | Madded | PHC | DELIVERY ROOM | ELECTRIC STERILIZER | 1 | NA | NA | NA | 3000258965 | NA | 0 | NA | 0 | NA | NW
3557 | Bijapur | Madded | PHC | DELIVERY ROOM | BABY WEIGHING SCALE | 1 | NA | Docbel Braun | NA | 3000258966 | 2012-12-01 | 0 | NA | 0 | NA | NW
3558 | Bijapur | Madded | PHC | DELIVERY ROOM | BABY WEIGHING SCALE | 1 | NA | Docbel Braun | NA | 3000258967 | 2011-07-01 | 0 | NA | 0 | NA | NW
3559 | Bijapur | Madded | PHC | DELIVERY ROOM | MICROSCOPE (BINOCULAR) | 1 | NA | NA | NA | 3000258968 | NA | 0 | NA | 0 | NA | NW
3560 | Bijapur | Madded | PHC | Vaccination Room | Ice Lined REFRIGERATOR | 1 | UNICEF | mk 144 | G5115348 | 3000258969 | NA | 0 | NA | 0 | NA | W
3561 | Bijapur | Madded | PHC | Store Room | NEEDLE DESTROYER | 1 | Microsil | ND-360 | 10728 | 3000258970 | NA | 0 | NA | 0 | NA | NW
3562 | Bijapur | Madded | PHC | Store Room | NEEDLE DESTROYER | 1 | Microsil | Saratech | NA | 3000258971 | NA | 0 | NA | 0 | NA | NW
3563 | Bijapur | Madded | PHC | Store Room | NEEDLE DESTROYER | 1 | Microsil | Saratech | NA | 3000258972 | NA | 0 | NA | 0 | NA | NW
3564 | Bijapur | Madded | PHC | Store Room | ADULT WEIGHING MACHINE | 1 | Saify | Smart Care | NA | 3000258973 | NA | 0 | NA | 0 | NA | W
3565 | Bijapur | Madded | PHC | Store Room | SPHYGMOMANOMETER (MERCURIAL) | 1 | Saify | Smart Care | NA | 3000258974 | NA | 0 | NA | 0 | NA | NW
3566 | Bijapur | Madded | PHC | Store Room | ADULT WEIGHING MACHINE | 1 | NA | EB-828 | NA | 3000258975 | NA | 0 | NA | 0 | NA | NW
3567 | Bijapur | Madded | PHC | Store Room | SPHYGMOMANOMETER (MERCURIAL) | 1 | NA | LH max | NA | 3000258976 | NA | 0 | NA | 0 | NA | NW
3568 | Bijapur | Madded | PHC | Pathology Lab. | MICROSCOPE (BINOCULAR) | 1 | Quasmo | PZB-22 | 66201 | 3000258977 | NA | 0 | NA | 0 | NA | W
3569 | Bijapur | Madded | PHC | Pathology Lab. | MICROSCOPE (BINOCULAR) | 1 | Ajay Optik | NA | 05-0-5343 | 3000258978 | NA | 0 | NA | 0 | NA | NW
3570 | Bijapur | Madded | PHC | Doctor's Room | PULSE OXIMETER | 1 | Sefi Trader | Smart Care SCE-332 | Z3321106190 | 3000258979 | NA | 0 | NA | 0 | NA | W
3571 | Bijapur | Madded | PHC | Doctor's Room | BABY PHOTOTHERAPY UNIT | 1 | Infancy Care | Infancy | NA | 3000258980 | NA | 0 | NA | 0 | NA | NW
3572 | Bijapur | Madded | PHC | Doctor's Room | FOETAL DOPPLER | 1 | NA | NA | NA | 3000258981 | NA | 0 | NA | 0 | NA | NW
3573 | Bijapur | Bijapur | DH | Main Store | REFRIGERATOR | 1 | LG | GL-254AM5 | 003NLW6003447 | 3000258982 | NA | 0 | NA | 0 | NA | W
3574 | Bijapur | Bijapur | DH | Main Store | BABY PHOTOTHERAPY UNIT | 1 | NA | NA | NA | 3000258983 | 2015-03-01 | 0 | NA | 0 | NA | W
3575 | Bijapur | Bijapur | DH | Main Store | INFANT RADIANT WARMER | 1 | Infancy Care | Infancy | NA | 3000258984 | 2015-03-01 | 0 | NA | 0 | NA | W
3576 | Bijapur | Bijapur | DH | Main Store | NEBULIZER | 1 | Master Care | EC-100 | NA | 3000258985 | 2015-07-01 | 0 | NA | 0 | NA | NI
3577 | Bijapur | Bijapur | DH | Main Store | NEBULIZER | 1 | Master Care | EC-100 | NA | 3000258986 | 2015-07-01 | 0 | NA | 0 | NA | NI
3578 | Bijapur | Bijapur | DH | Main Store | SUCTION APPARATUS | 1 | NA | Shiva | NA | 3000258987 | 2015-02-01 | 0 | NA | 0 | NA | NI
3579 | Bijapur | Bijapur | DH | Main Store | SUCTION APPARATUS | 1 | NA | Shiva | NA | 3000258988 | 2015-02-01 | 0 | NA | 0 | NA | NI
3580 | Bijapur | Bijapur | DH | Main Store | SUCTION APPARATUS | 1 | NA | Shiva | NA | 3000258989 | 2015-02-01 | 0 | NA | 0 | NA | NI
3581 | Bijapur | Bijapur | DH | Main Store | SUCTION APPARATUS | 1 | NA | Shiva | NA | 3000258990 | 2015-02-01 | 0 | NA | 0 | NA | NI
3582 | Bijapur | Bijapur | DH | Main Store | SUCTION APPARATUS | 1 | NA | Shiva | NA | 3000258991 | 2015-02-01 | 0 | NA | 0 | NA | NI
3583 | Bijapur | Bijapur | DH | Main Store | SUCTION APPARATUS | 1 | NA | Shiva | NA | 3000258992 | 2015-02-01 | 0 | NA | 0 | NA | NI
3584 | Bijapur | Bijapur | DH | Main Store | SUCTION APPARATUS | 1 | NA | Shiva | NA | 3000258993 | 2015-02-01 | 0 | NA | 0 | NA | NI
3585 | Bijapur | Bijapur | DH | Main Store | SUCTION APPARATUS | 1 | NA | Shiva | NA | 3000258994 | 2015-02-01 | 0 | NA | 0 | NA | NI
3586 | Bijapur | Bijapur | DH | Main Store | INFANT RADIANT WARMER | 1 | Infancy Care | Infancy | NA | 3000258995 | 2015-03-01 | 0 | NA | 0 | NA | NI
3587 | Bijapur | Bijapur | DH | Main Store | INFANT RADIANT WARMER | 1 | Infancy Care | Infancy | NA | 3000258996 | 2015-03-01 | 0 | NA | 0 | NA | NI
3588 | Bijapur | Bijapur | DH | Main Store | MICROSCOPE (BINOCULAR) | 1 | NA | NA | NA | 3000258997 | 2015-07-01 | 0 | NA | 0 | NA | NI
3589 | Bijapur | Bijapur | DH | Main Store | MICROSCOPE (BINOCULAR) | 1 | NA | NA | NA | 3000258998 | 2015-07-01 | 0 | NA | 0 | NA | NI
3590 | Bijapur | Bijapur | DH | Main Store | NEBULIZER | 1 | Dr Dias | NA | NA | 3000258999 | 2015-07-01 | 0 | NA | 0 | NA | NI
3591 | Bijapur | Bijapur | DH | Main Store | NEBULIZER | 1 | Dr Dias | NA | NA | 3000259000 | 2015-07-01 | 0 | NA | 0 | NA | NI
3592 | Bijapur | BHAIRAMGARH | CHC | Emergency room | NEBULIZER | 1 | DR TRUST | 403C | NA | 3000325690 | 2015-03-01 | 0 | NA | 0 | NA | W
3593 | Bijapur | BHAIRAMGARH | CHC | Emergency room | PULSE OXIMETER | 1 | DR MOREPEN | P004 | 143328701646 | 3000325691 | NA | 0 | NA | 0 | NA | W
3594 | Bijapur | Bijapur | DH | OT | X-RAY FILM VIEWER | 1 | NA | NA | NA | 3000352001 | NA | 0 | NA | 0 | NA | W
3595 | Bijapur | Bijapur | DH | OT | ELECTRONIC LAPAROSCOPIC ENDOFLATOR | 1 | Karl Storz | SCB | 26430520 | 3000352002 | NA | 0 | NA | 0 | NA | W
3596 | Bijapur | Bijapur | DH | OT | ELECTRONIC LAPAROSCOPIC ENDOFLATOR | 1 | Karl Storz | SCB | 20161420 | 3000352003 | NA | 0 | NA | 0 | NA | W
3597 | Bijapur | Bijapur | DH | OT | SUCTION APPARATUS | 1 | NA | NA | NA | 3000352004 | NA | 0 | NA | 0 | NA | W
3598 | Bijapur | Bijapur | DH | OT | SUCTION APPARATUS | 1 | NA | NA | NA | 3000352005 | NA | 0 | NA | 0 | NA | W
3599 | Bijapur | Bijapur | DH | OT | SURGICAL DIATHERMY MACHINE | 1 | Ease System | SSE-250 | 52500YB730 | 3000352006 | NA | 0 | NA | 0 | NA | W
3600 | Bijapur | Bijapur | DH | OT | SURGICAL DIATHERMY MACHINE | 1 | Geml | SSEG402-P | 09A123B | 3000352008 | NA | 0 | NA | 0 | NA | W
3601 | Bijapur | Bijapur | DH | OT | LARYNGOSCOPE | 1 | NA | NA | NA | 3000352009 | NA | 0 | NA | 0 | NA | W
3602 | Bijapur | Bijapur | DH | OT | BOYLE'S APPARATUS | 1 | G S Health | HCP | 30509 | 3000352010 | NA | 0 | NA | 0 | NA | W
3603 | Bijapur | Bijapur | DH | OT | ECG RECORDER | 1 | Ease Schiller | Trueseopae Mini | M009E007181 | 3000352011 | NA | 0 | NA | 0 | NA | W
3604 | Bijapur | Bijapur | DH | OT | SPHYGMOMANOMETER (MERCURIAL) | 1 | Smart Care | SCH-108 | NA | 3000352012 | NA | 0 | NA | 0 | NA | W
3605 | Bijapur | Bijapur | DH | OT | OT TABLE (Hydraulic) | 1 | NA | NA | NA | 3000352013 | NA | 0 | NA | 0 | NA | W
3606 | Bijapur | Bijapur | DH | OT | LARYNGOSCOPE | 1 | NA | NA | NA | 3000352014 | NA | 0 | NA | 0 | NA | W
3607 | Bijapur | Bijapur | DH | OT | AUTOCLAVE | 1 | NA | NA | NA | 3000352015 | NA | 0 | NA | 0 | NA | W
3608 | Bijapur | Bijapur | DH | OT | AUTOCLAVE | 1 | NA | NA | NA | 3000352016 | NA | 0 | NA | 0 | NA | W
3609 | Bijapur | Bijapur | DH | OT | ELECTRIC STERILIZER | 1 | NA | NA | NA | 3000352017 | NA | 0 | NA | 0 | NA | W
3610 | Bijapur | Bijapur | DH | OT | FUMIGATION MACHINE | 1 | NA | NA | NA | 3000352018 | NA | 0 | NA | 0 | NA | W
3611 | Bijapur | Bijapur | DH | OT | FUMIGATION MACHINE | 1 | NA | NA | NA | 3000352019 | NA | 0 | NA | 0 | NA | W
3612 | Bijapur | Bijapur | DH | OT | ELECTRONIC LAPAROSCOPIC ENDOFLATOR | 1 | Karl Storz | Storz | 26174RA | 3000352020 | NA | 0 | NA | 0 | NA | W
3613 | Bijapur | Bijapur | DH | OT | LARYNGOSCOPE | 1 | NA | NA | NA | 3000352021 | NA | 0 | NA | 0 | NA | W
3614 | Bijapur | Bijapur | DH | OT | LARYNGOSCOPE | 1 | NA | NA | NA | 3000352022 | NA | 0 | NA | 0 | NA | W
3615 | Bijapur | Bijapur | DH | OT | INFANT RADIANT WARMER | 1 | Phoenix | Open Care Warmwr | 6397 | 3000352023 | NA | 0 | NA | 0 | NA | W
3616 | Bijapur | Bijapur | DH | OT | INCUBATOR | 1 | Zeal Medical PVT LTD | Zealis | 100241 | 3000352024 | 2014-01-01 | 0 | NA | 0 | NA | W
3617 | Bijapur | Bijapur | DH | OT | BABY WEIGHING SCALE | 1 | NA | Crown | NA | 3000352025 | NA | 0 | NA | 0 | NA | W
3618 | Bijapur | Bijapur | DH | OT | NEBULIZER | 1 | Pioneer | Medi Mist | 1501264 | 3000352026 | NA | 0 | NA | 0 | NA | W
3619 | Bijapur | Bijapur | DH | OT | NEBULIZER | 1 | NA | Ready Mist | 16759 | 3000352027 | NA | 0 | NA | 0 | NA | W
3620 | Bijapur | Bijapur | DH | OT | ADULT WEIGHING MACHINE | 1 | NA | NA | NA | 3000352028 | NA | 0 | NA | 0 | NA | W
3621 | Bijapur | Bijapur | DH | OT | Voltage Stablizer | 1 | Philips | CL02 | NA | 3000352029 | NA | 0 | NA | 0 | NA | W
3622 | Bijapur | Bijapur | DH | OT | Voltage Stablizer | 1 | Philips | CL02 | NA | 3000352030 | NA | 0 | NA | 0 | NA | W
3623 | Bijapur | Bijapur | DH | OT | SHADOWLESS OT LIGHT | 1 | Philips | phililux S50 | NA | 3000352031 | NA | 0 | NA | 0 | NA | W
3624 | Bijapur | Bijapur | DH | OT | SHADOWLESS OT LIGHT | 1 | Philips | phililux S70 | NA | 3000352032 | NA | 0 | NA | 0 | NA | W
3625 | Bijapur | Bijapur | DH | Main Store | ECG RECORDER | 1 | BPL | Cardiart1083 | 35G8805 | 3000352033 | NA | 0 | NA | 0 | NA | W
3626 | Bijapur | Bijapur | DH | Main Store | ECG RECORDER | 1 | NA | Cardiart1083 | 35G8806 | 3000352034 | NA | 0 | NA | 0 | NA | W
3627 | Bijapur | Bijapur | DH | Main Store | ELECTRIC STERILIZER | 1 | Atlas | NA | NA | 3000352035 | NA | 0 | NA | 0 | NA | W
3628 | Bijapur | Bijapur | DH | Main Store | ELECTRIC STERILIZER | 1 | NA | NA | NA | 3000352036 | NA | 0 | NA | 0 | NA | NW
3629 | Bijapur | Bijapur | DH | Main Store | ELECTRIC STERILIZER | 1 | NA | NA | NA | 3000352037 | NA | 0 | NA | 0 | NA | NW
3630 | Bijapur | Bijapur | DH | Main Store | SUCTION APPARATUS | 1 | Jai | SS | NA | 3000352038 | NA | 0 | NA | 0 | NA | NW
3631 | Bijapur | Bijapur | DH | Main Store | ECG RECORDER | 1 | Life Plus | LPM1203 | 120111057 | 3000352039 | 2010-05-01 | 0 | NA | 0 | NA | NI
3632 | Bijapur | Bijapur | DH | Main Store | VDRL ROTATOR | 1 | REMI | KE | NA | 3000352040 | 2013-03-01 | 0 | NA | 0 | NA | NI
3633 | Bijapur | Bijapur | DH | Main Store | VDRL ROTATOR | 1 | REMI | KE | NA | 3000352041 | 2013-03-01 | 0 | NA | 0 | NA | NI
3634 | Bijapur | Bijapur | DH | Main Store | VDRL ROTATOR | 1 | REMI | KE | NA | 3000352042 | 2013-03-01 | 0 | NA | 0 | NA | NI
3635 | Bijapur | Bijapur | DH | Main Store | VDRL ROTATOR | 1 | REMI | KE | NA | 3000352043 | 2013-03-01 | 0 | NA | 0 | NA | NI
3636 | Bijapur | Bijapur | DH | Main Store | CENTRIFUGE MACHINE | 1 | Coslab | NA | NA | 3000352044 | 2013-03-01 | 0 | NA | 0 | NA | NW
3637 | Bijapur | Bijapur | DH | Main Store | NEEDLE DESTROYER | 1 | Microsil | ND-100 | 2655 | 3000352045 | 2013-03-01 | 0 | NA | 0 | NA | NW
3638 | Bijapur | Bijapur | DH | Main Store | NEEDLE DESTROYER | 1 | Saratech | 100VA/60VA | 8468 | 3000352046 | 2013-03-01 | 0 | NA | 0 | NA | NW
3639 | Bijapur | Bijapur | DH | Main Store | ELECTRO PHORESIS MACHINE | 1 | Systonics | 610 | 1621 | 3000352047 | 2013-03-01 | 0 | NA | 0 | NA | NW
3640 | Bijapur | Bijapur | DH | Main Store | BABY WEIGHING SCALE | 1 | Ramon Surgical | Crown | NA | 3000352048 | 2014-08-01 | 0 | NA | 0 | NA | NI
3641 | Bijapur | Bijapur | DH | Main Store | BABY WEIGHING SCALE | 1 | Ramon Surgical | Crown | NA | 3000352049 | 2014-08-01 | 0 | NA | 0 | NA | NI
3642 | Bijapur | Bijapur | DH | Main Store | BABY WEIGHING SCALE | 1 | Ramon Surgical | Crown | NA | 3000352050 | 2014-08-01 | 0 | NA | 0 | NA | NI
3643 | Bijapur | Bijapur | DH | Main Store | BABY WEIGHING SCALE | 1 | Ramon Surgical | Crown | NA | 3000352051 | 2014-08-01 | 0 | NA | 0 | NA | NI
3644 | Bijapur | Bijapur | DH | Main Store | BABY WEIGHING SCALE | 1 | Ramon Surgical | Crown | NA | 3000352052 | 2014-08-01 | 0 | NA | 0 | NA | NI
3645 | Bijapur | Bijapur | DH | Main Store | BABY WEIGHING SCALE | 1 | Ramon Surgical | Crown | NA | 3000352053 | 2014-08-01 | 0 | NA | 0 | NA | NI
3646 | Bijapur | Bijapur | DH | Main Store | BABY WEIGHING SCALE | 1 | Ramon Surgical | Crown | NA | 3000352054 | 2014-08-01 | 0 | NA | 0 | NA | NI
3647 | Bijapur | Bijapur | DH | Main Store | BABY WEIGHING SCALE | 1 | Ramon Surgical | Crown | NA | 3000352055 | 2014-08-01 | 0 | NA | 0 | NA | NI
3648 | Bijapur | Bijapur | DH | Main Store | BABY WEIGHING SCALE | 1 | Ramon Surgical | Crown | NA | 3000352056 | 2014-08-01 | 0 | NA | 0 | NA | NI
3649 | Bijapur | Bijapur | DH | Main Store | BABY WEIGHING SCALE | 1 | Ramon Surgical | Crown | NA | 3000352057 | 2014-08-01 | 0 | NA | 0 | NA | NI
3650 | Bijapur | Bijapur | DH | Main Store | BABY WEIGHING SCALE | 1 | Ramon Surgical | Crown | NA | 3000352058 | 2014-08-01 | 0 | NA | 0 | NA | NI
3651 | Bijapur | Bijapur | DH | Main Store | BABY WEIGHING SCALE | 1 | Ramon Surgical | Crown | NA | 3000352059 | 2014-08-01 | 0 | NA | 0 | NA | NI
3652 | Bijapur | Bijapur | DH | Main Store | BABY WEIGHING SCALE | 1 | Ramon Surgical | Crown | NA | 3000352060 | 2014-08-01 | 0 | NA | 0 | NA | NI
3653 | Bijapur | Bijapur | DH | Main Store | BABY WEIGHING SCALE | 1 | Ramon Surgical | Crown | NA | 3000352061 | 2014-08-01 | 0 | NA | 0 | NA | NI
3654 | Bijapur | Bijapur | DH | Main Store | BABY WEIGHING SCALE | 1 | Ramon Surgical | Crown | NA | 3000352062 | 2014-08-01 | 0 | NA | 0 | NA | NI
3655 | Bijapur | Bijapur | DH | Main Store | BABY WEIGHING SCALE | 1 | Ramon Surgical | Crown | NA | 3000352063 | 2014-08-01 | 0 | NA | 0 | NA | NI
3656 | Bijapur | Bijapur | DH | Main Store | BABY WEIGHING SCALE | 1 | Ramon Surgical | Crown | NA | 3000352064 | 2014-08-01 | 0 | NA | 0 | NA | NI
3657 | Bijapur | Bijapur | DH | Main Store | AUTOCLAVE | 1 | NA | Micro | NA | 3000352065 | NA | 0 | NA | 0 | NA | NW
3658 | Bijapur | Bijapur | DH | Main Store | SUCTION APPARATUS | 1 | NA | Shiva | NA | 3000352066 | 2015-05-01 | 0 | NA | 0 | NA | NI
3659 | Bijapur | Bijapur | DH | Main Store | SUCTION APPARATUS | 1 | NA | NA | NA | 3000352067 | NA | 0 | NA | 0 | NA | NI
3660 | Bijapur | Bijapur | DH | Main Store | SUCTION APPARATUS | 1 | NA | NA | NA | 3000352068 | NA | 0 | NA | 0 | NA | NI
3661 | Bijapur | Bijapur | DH | Main Store | SUCTION APPARATUS | 1 | NA | NA | NA | 3000352069 | NA | 0 | NA | 0 | NA | NI
3662 | Bijapur | Bijapur | DH | Main Store | SPHYGMOMANOMETER (MERCURIAL) | 1 | Supreme | Premier | 351 | 3000352070 | NA | 0 | NA | 0 | NA | NI
3663 | Bijapur | Bijapur | DH | Main Store | SPHYGMOMANOMETER (MERCURIAL) | 1 | Supreme | Premier | 352 | 3000352071 | 2015-06-01 | 0 | NA | 0 | NA | NI
3664 | Bijapur | Bijapur | DH | Main Store | SPHYGMOMANOMETER (MERCURIAL) | 1 | Supreme | Premier | 353 | 3000352072 | 2015-06-01 | 0 | NA | 0 | NA | NI
3665 | Bijapur | Bijapur | DH | Main Store | SPHYGMOMANOMETER (MERCURIAL) | 1 | Supreme | Premier | 354 | 3000352073 | 2015-06-01 | 0 | NA | 0 | NA | NI
3666 | Bijapur | Bijapur | DH | Main Store | SPHYGMOMANOMETER (MERCURIAL) | 1 | Supreme | Premier | 355 | 3000352074 | 2015-06-01 | 0 | NA | 0 | NA | NI
3667 | Bijapur | Bijapur | DH | Main Store | SPHYGMOMANOMETER (MERCURIAL) | 1 | Supreme | Premier | 356 | 3000352075 | 2015-06-01 | 0 | NA | 0 | NA | NI
3668 | Bijapur | Bijapur | DH | Main Store | SPHYGMOMANOMETER (MERCURIAL) | 1 | Supreme | Premier | 357 | 3000352076 | 2015-06-01 | 0 | NA | 0 | NA | NI
3669 | Bijapur | Bijapur | DH | Main Store | SPHYGMOMANOMETER (MERCURIAL) | 1 | Supreme | Premier | 358 | 3000352077 | 2015-06-01 | 0 | NA | 0 | NA | NI
3670 | Bijapur | Bijapur | DH | Main Store | SPHYGMOMANOMETER (MERCURIAL) | 1 | Supreme | Premier | 359 | 3000352078 | 2015-06-01 | 0 | NA | 0 | NA | NI
3671 | Bijapur | Bijapur | DH | Main Store | SPHYGMOMANOMETER (MERCURIAL) | 1 | Supreme | Premier | 360 | 3000352079 | 2015-06-01 | 0 | NA | 0 | NA | NI
3672 | Bijapur | Bijapur | DH | Main Store | SPHYGMOMANOMETER (MERCURIAL) | 1 | Supreme | Premier | 361 | 3000352080 | 2015-06-01 | 0 | NA | 0 | NA | NI
3673 | Bijapur | Bijapur | DH | Main Store | NEBULIZER | 1 | Pioneer | Medimist | NA | 3000352081 | 2014-02-01 | 0 | NA | 0 | NA | NI
3674 | Bijapur | Bijapur | DH | Main Store | NEBULIZER | 1 | Pioneer | Medimist | NA | 3000352082 | 2014-02-01 | 0 | NA | 0 | NA | NI
3675 | Bijapur | Bijapur | DH | Main Store | NEBULIZER | 1 | Pioneer | Medimist | NA | 3000352083 | 2014-02-01 | 0 | NA | 0 | NA | NI
3676 | Bijapur | Bijapur | DH | Main Store | NEBULIZER | 1 | Pioneer | Medimist | NA | 3000352084 | 2014-02-01 | 0 | NA | 0 | NA | NI
3677 | Bijapur | Bijapur | DH | Main Store | NEBULIZER | 1 | Pioneer | Medimist | NA | 3000352085 | 2015-03-01 | 0 | NA | 0 | NA | NI
3678 | Bijapur | Bijapur | DH | Main Store | ADULT WEIGHING MACHINE | 1 | Ramon Surgical | Crown | NA | 3000352086 | 2015-03-01 | 0 | NA | 0 | NA | NI
3679 | Bijapur | Bijapur | DH | Main Store | ADULT WEIGHING MACHINE | 1 | Ramon Surgical | Crown | NA | 3000352087 | 2015-03-01 | 0 | NA | 0 | NA | NI
3680 | Bijapur | Bijapur | DH | Main Store | ADULT WEIGHING MACHINE | 1 | Ramon Surgical | Crown | NA | 3000352088 | 2015-03-01 | 0 | NA | 0 | NA | NI
3681 | Bijapur | Bijapur | DH | Main Store | ADULT WEIGHING MACHINE | 1 | Ramon Surgical | Crown | NA | 3000352089 | 2015-03-01 | 0 | NA | 0 | NA | NI
3682 | Bijapur | Bijapur | DH | Main Store | ADULT WEIGHING MACHINE | 1 | Ramon Surgical | Crown | NA | 3000352090 | 2015-03-01 | 0 | NA | 0 | NA | NI
3683 | Bijapur | Bijapur | DH | Main Store | ADULT WEIGHING MACHINE | 1 | Ramon Surgical | Crown | NA | 3000352091 | 2015-03-01 | 0 | NA | 0 | NA | NI
3684 | Bijapur | Bijapur | DH | Main Store | ADULT WEIGHING MACHINE | 1 | Ramon Surgical | Crown | NA | 3000352092 | 2015-03-01 | 0 | NA | 0 | NA | NI
3685 | Bijapur | Bijapur | DH | Main Store | ADULT WEIGHING MACHINE | 1 | Ramon Surgical | Crown | NA | 3000352093 | 2015-03-01 | 0 | NA | 0 | NA | NI
3686 | Bijapur | Bijapur | DH | Main Store | ADULT WEIGHING MACHINE | 1 | Ramon Surgical | Crown | NA | 3000352094 | 2015-03-01 | 0 | NA | 0 | NA | NI
3687 | Bijapur | Bijapur | DH | Main Store | ADULT WEIGHING MACHINE | 1 | Ramon Surgical | Crown | NA | 3000352095 | 2015-03-01 | 0 | NA | 0 | NA | NI
3688 | Bijapur | Bijapur | DH | Main Store | NEBULIZER | 1 | NULIFE | HandyNEB | NGM351273 | 3000352096 | 2015-03-01 | 0 | NA | 0 | NA | NI
3689 | Bijapur | Bijapur | DH | Main Store | NEBULIZER | 1 | NULIFE | HandyNEB | 273 | 3000352097 | 2015-03-01 | 0 | NA | 0 | NA | NI
3690 | Bijapur | Bijapur | DH | Main Store | NEBULIZER | 1 | NULIFE | HandyNEB | 272 | 3000352098 | 2015-03-01 | 0 | NA | 0 | NA | NI
3691 | Bijapur | Bijapur | DH | Main Store | NEEDLE DESTROYER | 1 | Pioneer | Regular | NA | 3000352099 | 2013-03-01 | 0 | NA | 0 | NA | NI
3692 | Bijapur | Bijapur | DH | Main Store | NEBULIZER | 1 | NULIFE | HandyNEB | 268 | 3000352100 | 2013-03-01 | 0 | NA | 0 | NA | NI
3693 | Bijapur | Bijapur | DH | Main Store | NEEDLE DESTROYER | 1 | MCP | NA | NA | 3000352101 | 2015-03-01 | 0 | NA | 0 | NA | NI
3694 | Bijapur | Bijapur | DH | Main Store | SUCTION APPARATUS | 1 | NA | NA | NA | 3000352102 | 2015-03-01 | 0 | NA | 0 | NA | W
3695 | Bijapur | Bijapur | DH | Main Store | SUCTION APPARATUS | 1 | NA | NA | NA | 3000352103 | 2015-03-01 | 0 | NA | 0 | NA | W
3696 | Bijapur | Bijapur | DH | Main Store | SUCTION APPARATUS | 1 | NA | NA | NA | 3000352104 | NA | 0 | NA | 0 | NA | NW
3697 | Bijapur | Bijapur | DH | Main Store | REFRIGERATOR | 1 | Godrej | NA | NA | 3000352105 | 2015-02-01 | 0 | NA | 0 | NA | NW
3698 | Bijapur | Bijapur | DH | Main Store | BABY WEIGHING SCALE | 1 | Essae | BS-250 | 25014131719 | 3000352106 | 2015-07-01 | 0 | NA | 0 | NA | W
3699 | Bijapur | Bijapur | DH | Main Store | SPHYGMOMANOMETER (DIGITAL) | 1 | HUBOIC | BP200 | 809091601224 | 3000352107 | 2015-07-01 | 0 | NA | 0 | NA | NI
3700 | Bijapur | Bijapur | DH | Main Store | LARYNGOSCOPE | 1 | NA | NA | NA | 3000352108 | 2015-07-01 | 0 | NA | 0 | NA | NI
3701 | Bijapur | Bijapur | DH | Main Store | LARYNGOSCOPE | 1 | NA | NA | NA | 3000352109 | 2015-07-01 | 0 | NA | 0 | NA | NI
3702 | Bijapur | Bijapur | DH | Main Store | LARYNGOSCOPE | 1 | NA | NA | NA | 3000352110 | 2015-07-01 | 0 | NA | 0 | NA | NI
3703 | Bijapur | Bijapur | DH | Main Store | LARYNGOSCOPE | 1 | NA | NA | NA | 3000352111 | 2015-05-01 | 0 | NA | 0 | NA | NI
3704 | Bijapur | Bijapur | DH | Main Store | LARYNGOSCOPE | 1 | NA | NA | NA | 3000352112 | 2015-05-01 | 0 | NA | 0 | NA | NI
3705 | Bijapur | Bijapur | DH | Main Store | LARYNGOSCOPE | 1 | NA | NA | NA | 3000352113 | 2015-05-01 | 0 | NA | 0 | NA | NI
3706 | Bijapur | Bijapur | DH | Main Store | LARYNGOSCOPE | 1 | NA | NA | NA | 3000352114 | 2015-05-01 | 0 | NA | 0 | NA | NI
3707 | Bijapur | Bijapur | DH | Main Store | LARYNGOSCOPE | 1 | NA | NA | NA | 3000352115 | 2015-05-01 | 0 | NA | 0 | NA | NI
3708 | Bijapur | Bijapur | DH | Main Store | LARYNGOSCOPE | 1 | NA | NA | NA | 3000352116 | 2015-07-01 | 0 | NA | 0 | NA | NI
3709 | Bijapur | Bijapur | DH | RADIOLOGY Dept. | X-RAY MACHINE 300 mA | 1 | Bharat Electronics | THXL125180 | C9C138 | 3000352117 | NA | 0 | NA | 0 | NA | W
3710 | Bijapur | Bijapur | DH | Main Store | LARYNGOSCOPE | 1 | NA | NA | NA | 3000352118 | NA | 0 | NA | 0 | NA | NI
3711 | Bijapur | Bijapur | DH | Main Store | REFRIGERATOR | 1 | Samsung | RA23 | NA | 3000352119 | NA | 0 | NA | 0 | NA | W
3712 | Bijapur | Bijapur | DH | Main Store | REFRIGERATOR | 1 | Kelvinator | NA | NA | 3000352120 | NA | 0 | NA | 0 | NA | W
3713 | Bijapur | Bijapur | DH | Opthalmology Dept. | VISION DRUM | 1 | NA | NA | NA | 3000352121 | NA | 0 | NA | 0 | NA | W
3714 | Bijapur | Bijapur | DH | Opthalmology Dept. | SLIT LAMP | 1 | NA | NA | NA | 3000352122 | NA | 0 | NA | 0 | NA | NW
3715 | Bijapur | Bijapur | DH | Opthalmology Dept. | PULSE OXIMETER | 1 | Appasamy Associates | AP901 | 458 | 3000352123 | NA | 0 | NA | 0 | NA | W
3716 | Bijapur | Bijapur | DH | Opthalmology Dept. | BIPOLAR COAGULATOR | 1 | NA | CTS-310 | NA | 3000352124 | NA | 0 | NA | 0 | NA | NI
3717 | Bijapur | Bijapur | DH | Opthalmology Dept. | EYE LASER MACHINE | 1 | Carl Zeiss | OSRAM 64222 | 989633 | 3000352125 | NA | 0 | NA | 0 | NA | NI
3718 | Bijapur | Bijapur | DH | Opthalmology Dept. | OPHTHALMOSCOPE | 1 | OMNI300 | NA | NA | 3000352126 | NA | 0 | NA | 0 | NA | W
3719 | Bijapur | Bijapur | DH | Opthalmology Dept. | A- SCAN BIOMETER | 1 | Guardian Of Life | SU20 | 10371 | 3000352127 | NA | 0 | NA | 0 | NA | NW
3720 | Bijapur | Bijapur | DH | Store Room | SUCTION APPARATUS | 1 | NA | NA | NA | 3000352128 | NA | 0 | NA | 0 | NA | NI
3721 | Bijapur | Bijapur | DH | Store Room | SUCTION APPARATUS | 1 | NA | NA | NA | 3000352129 | NA | 0 | NA | 0 | NA | NI
3722 | Bijapur | Bijapur | DH | Store Room | SUCTION APPARATUS | 1 | NA | NA | NA | 3000352130 | NA | 0 | NA | 0 | NA | NI
3723 | Bijapur | Bijapur | DH | Store Room | SUCTION APPARATUS | 1 | NA | NA | NA | 3000352131 | NA | 0 | NA | 0 | NA | NI
3724 | Bijapur | Bijapur | DH | Store Room | ELECTRIC STERILIZER | 1 | NA | NA | NA | 3000352132 | NA | 0 | NA | 0 | NA | NI
3725 | Bijapur | Bijapur | DH | Store Room | ELECTRIC STERILIZER | 1 | NA | NA | NA | 3000352133 | NA | 1 | NA | 0 | NA | NI
3726 | Bijapur | Bijapur | DH | Store Room | ELECTRIC STERILIZER | 1 | NA | NA | NA | 3000352134 | NA | 1 | NA | 0 | NA | NI
3727 | Bijapur | Bijapur | DH | Store Room | ELECTRIC STERILIZER | 1 | NA | NA | NA | 3000352135 | NA | 1 | NA | 0 | NA | NI
3728 | Bijapur | Bijapur | DH | Store Room | ELECTRIC STERILIZER | 1 | NA | NA | NA | 3000352136 | NA | 1 | NA | 0 | NA | NI
3729 | Bijapur | Bijapur | DH | Store Room | ELECTRIC STERILIZER | 1 | NA | NA | NA | 3000352137 | NA | 1 | NA | 0 | NA | NI
3730 | Bijapur | Bijapur | DH | Store Room | ELECTRIC STERILIZER | 1 | NA | NA | NA | 3000352138 | NA | 1 | NA | 0 | NA | NI
3731 | Bijapur | Bijapur | DH | Store Room | ELECTRIC STERILIZER | 1 | NA | NA | NA | 3000352139 | NA | 1 | NA | 0 | NA | NI
3732 | Bijapur | Bijapur | DH | Store Room | ELECTRIC STERILIZER | 1 | NA | NA | NA | 3000352140 | NA | 1 | NA | 0 | NA | NI
3733 | Bijapur | Bijapur | DH | Store Room | ELECTRIC STERILIZER | 1 | NA | NA | NA | 3000352141 | NA | 1 | NA | 0 | NA | NI
3734 | Bijapur | Bijapur | DH | Store Room | BABY WEIGHING SCALE | 1 | Ramon Surgical | Crown | NA | 3000352142 | NA | 1 | NA | 0 | NA | NI
3735 | Bijapur | Bijapur | DH | Store Room | BABY WEIGHING SCALE | 1 | Ramon Surgical | Crown | NA | 3000352143 | NA | 1 | NA | 0 | NA | NI
3736 | Bijapur | Bijapur | DH | Store Room | BABY WEIGHING SCALE | 1 | Ramon Surgical | Crown | NA | 3000352144 | NA | 1 | NA | 0 | NA | NI
3737 | Bijapur | Bijapur | DH | Store Room | BABY WEIGHING SCALE | 1 | Ramon Surgical | Crown | NA | 3000352145 | NA | 1 | NA | 0 | NA | NI
3738 | Bijapur | Cherpal | PHC | Nursing Duty Room | SPHYGMOMANOMETER (MERCURIAL) | 1 | Dimond | Regular | 16860 | 3000352146 | 2015-08-01 | 0 | NA | 0 | NA | W
3739 | Bijapur | Cherpal | PHC | Nursing Duty Room | SPHYGMOMANOMETER (MERCURIAL) | 1 | Life Tech | LT8111 | NA | 3000352147 | 2014-05-01 | 0 | NA | 0 | NA | W
3740 | Bijapur | Cherpal | PHC | Opthalmology Dept. | EYE CHART VISION BOX | 1 | NA | NA | NA | 3000352148 | NA | 0 | NA | 0 | NA | W
3741 | Bijapur | Cherpal | PHC | OPD | ADULT WEIGHING MACHINE | 1 | Smart Care | NA | NA | 3000352149 | NA | 0 | NA | 0 | NA | W
3742 | Bijapur | Cherpal | PHC | OPD | ADULT WEIGHING MACHINE | 1 | Smart Care | NA | NA | 3000352150 | 2012-11-01 | 0 | NA | 0 | NA | W
3743 | Bijapur | Cherpal | PHC | OPD | NEBULIZER | 1 | Guan Gzhou | B3-620 | NA | 3000352151 | 2014-05-01 | 0 | NA | 0 | NA | W
3744 | Bijapur | Bijapur | DH | Main Store | AUTOCLAVE | 1 | NA | NA | NA | 3000352151 | 2013-08-01 | 0 | NA | 0 | NA | W
3745 | Bijapur | Bijapur | DH | Main Store | MULTIPARA PATIENT MONITOR | 1 | Life Plus | LPM-107 | 92010983 | 3000352152 | 2015-07-01 | 0 | NA | 0 | NA | NI
3746 | Bijapur | Bijapur | DH | Main Store | NEBULIZER | 1 | NA | Ready Mist | 16760 | 3000352153 | 2015-07-01 | 0 | NA | 0 | NA | NI
3747 | Bijapur | Bijapur | DH | Main Store | NEBULIZER | 1 | NA | Ready Mist | 16761 | 3000352154 | 2013-08-01 | 0 | NA | 0 | NA | NI
3748 | Bijapur | Bijapur | DH | Main Store | NEBULIZER | 1 | Aero | NA | 6005566 | 3000352155 | 2013-08-01 | 0 | NA | 0 | NA | NI
3749 | Bijapur | Bijapur | DH | Main Store | ECG RECORDER | 1 | BPL | Cardiart108T | NA | 3000352156 | 2015-02-01 | 0 | NA | 0 | NA | W
3750 | Bijapur | Bijapur | DH | Main Store | ECG RECORDER | 1 | BPL | Cardiart108T | NA | 3000352157 | 2015-02-01 | 0 | NA | 0 | NA | NI
3751 | Bijapur | Bijapur | DH | Main Store | NEEDLE DESTROYER | 1 | Pioneer | Regular | NA | 3000352158 | 2015-03-01 | 0 | NA | 0 | NA | NI
3752 | Bijapur | Bijapur | DH | Main Store | NEEDLE DESTROYER | 1 | Pioneer | Regular | NA | 3000352159 | 2015-03-01 | 0 | NA | 0 | NA | NW
3753 | Bijapur | Bijapur | DH | Main Store | SUCTION APPARATUS | 1 | Olex | 7E-A | NA | 3000352160 | 2015-03-01 | 0 | NA | 0 | NA | NW
3754 | Bijapur | Bijapur | DH | Main Store | GLUCOMETER | 1 | Dr. Gene Medical | Accusure | NA | 3000352161 | 2015-03-01 | 0 | NA | 0 | NA | NI
3755 | Bijapur | Bijapur | DH | Main Store | GLUCOMETER | 1 | Dr. Gene Medical | Accusure | NA | 3000352162 | NA | 0 | NA | 0 | NA | NI
3756 | Bijapur | Bijapur | DH | Main Store | GLUCOMETER | 1 | Dr. Gene Medical | Accusure | NA | 3000352163 | NA | 0 | NA | 0 | NA | NI
3757 | Bijapur | Bijapur | DH | Main Store | SPHYGMOMANOMETER (MERCURIAL) | 1 | Supreme | Premier | NA | 3000352164 | NA | 0 | NA | 0 | NA | NI
3758 | Bijapur | Bijapur | DH | Main Store | SPHYGMOMANOMETER (MERCURIAL) | 1 | Supreme | Premier | NA | 3000352165 | NA | 0 | NA | 0 | NA | NI
3759 | Bijapur | Bijapur | DH | Main Store | SPHYGMOMANOMETER (MERCURIAL) | 1 | Supreme | Premier | NA | 3000352166 | 2015-02-01 | 0 | NA | 0 | NA | NI
3760 | Bijapur | Bijapur | DH | Main Store | SPHYGMOMANOMETER (MERCURIAL) | 1 | Supreme | Premier | NA | 3000352167 | NA | 0 | NA | 0 | NA | NI
3761 | Bijapur | Bijapur | DH | Main Store | SPHYGMOMANOMETER (MERCURIAL) | 1 | Supreme | Premier | NA | 3000352168 | NA | 0 | NA | 0 | NA | NI
3762 | Bijapur | Bijapur | DH | Main Store | SPHYGMOMANOMETER (MERCURIAL) | 1 | Supreme | Premier | NA | 3000352169 | NA | 0 | NA | 0 | NA | NI
3763 | Bijapur | Bijapur | DH | Main Store | SPHYGMOMANOMETER (MERCURIAL) | 1 | Supreme | Premier | NA | 3000352170 | NA | 0 | NA | 0 | NA | NI
3764 | Bijapur | Bijapur | DH | Main Store | SPHYGMOMANOMETER (MERCURIAL) | 1 | Supreme | Premier | NA | 3000352171 | NA | 0 | NA | 0 | NA | NI
3765 | Bijapur | Bijapur | DH | Main Store | SPHYGMOMANOMETER (MERCURIAL) | 1 | Supreme | Premier | NA | 3000352172 | NA | 0 | NA | 0 | NA | NI
3766 | Bijapur | Bijapur | DH | Main Store | SPHYGMOMANOMETER (MERCURIAL) | 1 | Supreme | Premier | NA | 3000352173 | NA | 0 | NA | 0 | NA | NI
3767 | Bijapur | Bijapur | DH | Main Store | ADULT WEIGHING MACHINE | 1 | Crown | NA | NA | 3000352174 | NA | 0 | NA | 0 | NA | NI
3768 | Bijapur | Bijapur | DH | Main Store | ADULT WEIGHING MACHINE | 1 | Crown | NA | NA | 3000352175 | NA | 0 | NA | 0 | NA | NI
3769 | Bijapur | Cherpal | PHC | Store Room | PHOTO COLORIMETER | 1 | NA | NA | NA | 3000352176 | NA | 0 | NA | 0 | NA | NW
3770 | Bijapur | Cherpal | PHC | Store Room | SPHYGMOMANOMETER (MERCURIAL) | 1 | Smart Care | SCH10B | NA | 3000352177 | NA | 0 | NA | 0 | NA | NW
3771 | Bijapur | Cherpal | PHC | Store Room | SPHYGMOMANOMETER (MERCURIAL) | 1 | Supreme Surgical | Gold Supreme | 98119686 | 3000352178 | NA | 0 | NA | 0 | NA | NW
3772 | Bijapur | Cherpal | PHC | Store Room | SPHYGMOMANOMETER (MERCURIAL) | 1 | Ndonat Shnee Vinayak Udyog | Cross Delux | NA | 3000352179 | NA | 0 | NA | 0 | NA | NW
3773 | Bijapur | Cherpal | PHC | Store Room | SPHYGMOMANOMETER (MERCURIAL) | 1 | Ndonat Shnee Vinayak Udyog | Cross Delux | NA | 3000352180 | NA | 0 | NA | 0 | NA | NW
3774 | Bijapur | Cherpal | PHC | Store Room | SPHYGMOMANOMETER (MERCURIAL) | 1 | Namatt Shree | Namatt | 52512 | 3000352181 | NA | 0 | NA | 0 | NA | NW
3775 | Bijapur | Cherpal | PHC | Store Room | SPHYGMOMANOMETER (MERCURIAL) | 1 | Supreme Surgical | Gold | 98119800 | 3000352182 | NA | 0 | NA | 0 | NA | NW
3776 | Bijapur | Cherpal | PHC | Store Room | SPHYGMOMANOMETER (MERCURIAL) | 1 | Jain Surgical | Jainco | 51647 | 3000352183 | NA | 0 | NA | 0 | NA | NW
3777 | Bijapur | Cherpal | PHC | Store Room | SPHYGMOMANOMETER (MERCURIAL) | 1 | Dimond | Regular | 1122006071116 | 3000352184 | NA | 0 | NA | 0 | NA | NW
3778 | Bijapur | Cherpal | PHC | Store Room | AUTOCLAVE | 1 | NA | NA | NA | 3000352185 | NA | 0 | NA | 0 | NA | NW
3779 | Bijapur | Cherpal | PHC | Store Room | AUTOCLAVE | 1 | NA | Prestge | NA | 3000352186 | NA | 0 | NA | 0 | NA | NW
3780 | Bijapur | Cherpal | PHC | Store Room | ADULT WEIGHING MACHINE | 1 | NA | NA | NA | 3000352187 | NA | 0 | NA | 0 | NA | NW
3781 | Bijapur | Cherpal | PHC | Store Room | ADULT WEIGHING MACHINE | 1 | NA | NA | NA | 3000352188 | NA | 0 | NA | 0 | NA | NW
3782 | Bijapur | Cherpal | PHC | Store Room | ELECTRIC STERILIZER | 1 | NA | NA | NA | 3000352189 | NA | 0 | NA | 0 | NA | NW
3783 | Bijapur | Cherpal | PHC | Store Room | ELECTRIC STERILIZER | 1 | NA | NA | NA | 3000352190 | NA | 0 | NA | 0 | NA | NW
3784 | Bijapur | Cherpal | PHC | Store Room | VDRL ROTATOR | 1 | NA | NA | NA | 3000352191 | NA | 0 | NA | 0 | NA | NW
3785 | Bijapur | Cherpal | PHC | DELIVERY ROOM | BABY WEIGHING SCALE | 1 | Raman Surgical | Crown | NA | 3000352192 | NA | 0 | NA | 0 | NA | W
3786 | Bijapur | Cherpal | PHC | DELIVERY ROOM | FOETAL DOPPLER | 1 | Shinzhen Jumper Medical | Jumper | 8032100B27538 | 3000352193 | NA | 0 | NA | 0 | NA | W
3787 | Bijapur | Cherpal | PHC | Pathology Lab. | MICROSCOPE (BINOCULAR) | 1 | NA | NA | NA | 3000352194 | NA | 0 | NA | 0 | NA | W
3788 | Bijapur | Cherpal | PHC | Pathology Lab. | MICROSCOPE (BINOCULAR) | 1 | NA | NA | NA | 3000352195 | NA | 0 | NA | 0 | NA | NW
3789 | Bijapur | Cherpal | PHC | Pathology Lab. | CENTRIFUGE MACHINE | 1 | NA | NA | NA | 3000352196 | NA | 0 | NA | 0 | NA | W
3790 | Bijapur | Cherpal | PHC | Injection Room | REFRIGERATOR | 1 | Godrej | GDE195BX1 | NA | 3000352197 | NA | 0 | NA | 0 | NA | W
3791 | Bijapur | Cherpal | PHC | Injection Room | NEEDLE DESTROYER | 1 | NA | Sara Tech | NA | 3000352198 | NA | 0 | NA | 0 | NA | W
3792 | Bijapur | Cherpal | PHC | Injection Room | ELECTRIC STERILIZER | 1 | NA | NA | NA | 3000352199 | NA | 0 | NA | 0 | NA | W
3793 | Bijapur | Cherpal | PHC | Nursing Duty Room | BABY WEIGHING SCALE | 1 | NA | Prestige | NA | 3000352200 | NA | 0 | NA | 0 | NA | W
3794 | Bijapur | Gangaloor | CHC | Pathology Lab. | MICROSCOPE (BINOCULAR) | 1 | Quasmop | ZB22 | 64947 | 3000352201 | NA | 0 | NA | 0 | NA | NW
3795 | Bijapur | Gangaloor | CHC | Pathology Lab. | Hematology Analyzer | 1 | UBM | F00-19E | 2900ET01033 | 3000352202 | NA | 0 | NA | 0 | NA | NW
3796 | Bijapur | Gangaloor | CHC | Pathology Lab. | CENTRIFUGE MACHINE | 1 | Coslab | NA | NA | 3000352203 | NA | 0 | NA | 0 | NA | W
3797 | Bijapur | Gangaloor | CHC | Pathology Lab. | VDRL ROTATOR | 1 | Remi | NA | NA | 3000352204 | NA | 0 | NA | 0 | NA | NW
3798 | Bijapur | Gangaloor | CHC | Injection Room | NEEDLE DESTROYER | 1 | Micro Sil | ND-360 | 10264 | 3000352205 | NA | 0 | NA | 0 | NA | W
3799 | Bijapur | Gangaloor | CHC | Injection Room | SPHYGMOMANOMETER (MERCURIAL) | 1 | Medi Care | MCP | 14I6107 | 3000352206 | NA | 0 | NA | 0 | NA | W
3800 | Bijapur | Gangaloor | CHC | Injection Room | SPHYGMOMANOMETER (MERCURIAL) | 1 | Dimond | Dynosuse | DBP012015 | 3000352207 | NA | 0 | NA | 0 | NA | NW
3801 | Bijapur | Gangaloor | CHC | DELIVERY ROOM | INFANT RADIANT WARMER | 1 | Infauay | NA | NA | 3000352208 | NA | 0 | NA | 0 | NA | W
3802 | Bijapur | Gangaloor | CHC | DELIVERY ROOM | BABY WEIGHING SCALE | 1 | Ranon | Crown | NA | 3000352209 | NA | 0 | NA | 0 | NA | W
3803 | Bijapur | Gangaloor | CHC | DELIVERY ROOM | Labour OT TABLE | 1 | NA | NA | NA | 3000352210 | NA | 0 | NA | 0 | NA | W
3804 | Bijapur | Gangaloor | CHC | DELIVERY ROOM | ELECTRIC STERILIZER | 1 | NA | NA | NA | 3000352211 | NA | 0 | NA | 0 | NA | W
3805 | Bijapur | Gangaloor | CHC | DELIVERY ROOM | SUCTION APPARATUS | 1 | NA | Shiva | NA | 3000352212 | NA | 0 | NA | 0 | NA | W
3806 | Bijapur | Gangaloor | CHC | DELIVERY ROOM | SUCTION APPARATUS | 1 | NA | Shiva | NA | 3000352213 | NA | 0 | NA | 0 | NA | W
3807 | Bijapur | Gangaloor | CHC | DELIVERY ROOM | BABY PHOTOTHERAPY UNIT | 1 | Infary Care | NA | NA | 3000352214 | NA | 0 | NA | 0 | NA | W
3808 | Bijapur | Gangaloor | CHC | Doctor's Room | SPHYGMOMANOMETER (MERCURIAL) | 1 | Medi Care | MCP | 14I6184 | 3000352215 | 2013 | 0 | NA | 0 | NA | W
3809 | Bijapur | Gangaloor | CHC | Doctor's Room | ADULT WEIGHING MACHINE | 1 | Ramon | Crown | NA | 3000352216 | 2013 | 0 | NA | 0 | NA | W
3810 | Bijapur | Gangaloor | CHC | Doctor's Room | ADULT WEIGHING MACHINE | 1 | NA | Suvarna | NA | 3000352217 | 2013 | 0 | NA | 0 | NA | W
3811 | Bijapur | Usoor | CHC | X-RAY DEPT | X-RAY MACHINE 60 mA | 1 | Siemens | 5251 | 0 17315252514 | 3000352218 | NA | 0 | NA | 0 | NA | NW
3812 | Bijapur | Usoor | CHC | X-RAY DEPT | ortha attachment table | 1 | NA | NA | NA | 3000352219 | NA | 0 | NA | 0 | NA | NW
3813 | Bijapur | Usoor | CHC | X-RAY DEPT | NEEDLE DESTROYER | 1 | microsil | ND-360 | 10572 | 3000352220 | NA | 0 | NA | 0 | NA | NW
3814 | Bijapur | Usoor | CHC | X-RAY DEPT | ELECTRIC STERILIZER | 1 | Atlas surgical | NA | 0 9F97777 | 3000352221 | NA | 0 | NA | 0 | NA | NW
3815 | Bijapur | Usoor | CHC | Pathology Lab. | MICROSCOPE (MONOCULAR) | 1 | Olympus | NA | 227142 | 3000352222 | NA | 0 | NA | 0 | NA | W
3816 | Bijapur | Usoor | CHC | Pathology Lab. | MICROSCOPE (BINOCULAR) | 1 | LAB AIDS | NA | NA | 3000352223 | NA | 0 | NA | 0 | NA | W
3817 | Bijapur | Usoor | CHC | Pathology Lab. | VDRL ROTATOR | 1 | Remi | KE | NA | 3000352224 | NA | 0 | NA | 0 | NA | W
3818 | Bijapur | Usoor | CHC | Pathology Lab. | NEEDLE DESTROYER | 1 | microsil | ND-360 | 8193 | 3000352225 | NA | 0 | NA | 0 | NA | NW
3819 | Bijapur | Usoor | CHC | Pathology Lab. | ELECTRO PHORESIS MACHINE | 1 | Systronics | 610 | 1474 | 3000352226 | NA | 0 | NA | 0 | NA | W
3820 | Bijapur | Usoor | CHC | Pathology Lab. | Chemical Balance Machine | 1 | Kroy instruments | NA | NA | 3000352227 | NA | 0 | NA | 0 | NA | W
3821 | Bijapur | Usoor | CHC | Pathology Lab. | BABY WEIGHING SCALE | 1 | Ramon surgical | Crown | NA | 3000352228 | NA | 0 | NA | 0 | NA | NW
3822 | Bijapur | Usoor | CHC | Pathology Lab. | HOT AIR OVEN | 1 | nA | NA | NA | 3000352229 | NA | 0 | NA | 0 | NA | W
3823 | Bijapur | Usoor | CHC | Pathology Lab. | MICROSCOPE (BINOCULAR) | 1 | Olympus | Blisco | NA | 3000352230 | NA | 0 | NA | 0 | NA | W
3824 | Bijapur | Usoor | CHC | Pathology Lab. | ADULT WEIGHING MACHINE | 1 | Ramon surgical | Crown | NA | 3000352231 | NA | 0 | NA | 0 | NA | NW
3825 | Bijapur | Usoor | CHC | Pathology Lab. | MICROSCOPE (BINOCULAR) | 1 | nA | NA | NA | 3000352232 | NA | 0 | NA | 0 | NA | W
3826 | Bijapur | Usoor | CHC | ANC Check | SPHYGMOMANOMETER (MERCURIAL) | 1 | omega | Gold 2000 | NA | 3000352233 | NA | 0 | NA | 0 | NA | W
3827 | Bijapur | Usoor | CHC | ANC Check | NEEDLE DESTROYER | 1 | microsil | ND-360 | 8650 | 3000352234 | NA | 0 | NA | 0 | NA | W
3828 | Bijapur | Usoor | CHC | ANC Check | FOETAL DOPPLER | 1 | easy care | ECFDT-106 | RAT6LL02817 | 3000352235 | NA | 0 | NA | 0 | NA | W
3829 | Bijapur | Usoor | CHC | ANC Check | FOETAL DOPPLER | 1 | easy care | ECFDT-106 | TD12010094 | 3000352236 | NA | 0 | NA | 0 | NA | W
3830 | Bijapur | Usoor | CHC | ANC Check | SPHYGMOMANOMETER (MERCURIAL) | 1 | supreme surgico | Ashoka | 9813453 | 3000352237 | NA | 0 | NA | 0 | NA | W
3831 | Bijapur | Usoor | CHC | ANC Check | ADULT WEIGHING MACHINE | 1 | smart care | NA | NA | 3000352238 | NA | 0 | NA | 0 | NA | W
3832 | Bijapur | Usoor | CHC | ANC Check | ADULT WEIGHING MACHINE | 1 | smart care | NA | NA | 3000352239 | NA | 0 | NA | 0 | NA | NW
3833 | Bijapur | Usoor | CHC | ANC Check | NEEDLE DESTROYER | 1 | saratech | S1R | 8725 | 3000352240 | NA | 0 | NA | 0 | NA | W
3834 | Bijapur | Usoor | CHC | ANC Check | BABY WEIGHING SCALE | 1 | Ramon surgical | Crown | NA | 3000352241 | NA | 0 | NA | 0 | NA | W
3835 | Bijapur | Usoor | CHC | ANC Check | DEEP FREEZER | 1 | blue star | CHFK 3004 | W91309121113000114 | 3000352242 | NA | 0 | NA | 0 | NA | W
3836 | Bijapur | Usoor | CHC | Store Room | Ice Lined REFRIGERATOR | 1 | Hair | HBC-70 | BQ4A50628 | 3000352243 | NA | 0 | NA | 0 | NA | W
3837 | Bijapur | Usoor | CHC | Store Room | Ice Lined REFRIGERATOR | 1 | Hair | HBC-70 | DQ4A580091 | 3000352244 | NA | 0 | NA | 0 | NA | W
3838 | Bijapur | Usoor | CHC | Store Room | FOETAL DOPPLER | 1 | nA | LCP | NA | 3000352245 | NA | 0 | NA | 0 | NA | W
3839 | Bijapur | Usoor | CHC | Store Room | NEBULIZER | 1 | Aryan surgical | Ecool | NA | 3000352246 | NA | 0 | NA | 0 | NA | W
3840 | Bijapur | Usoor | CHC | Store Room | ELECTRIC STERILIZER | 1 | nA | NA | NA | 3000352247 | NA | 0 | NA | 0 | NA | NW
3841 | Bijapur | Usoor | CHC | Store Room | FOCUS SPOT LIGHT | 1 | NA | NA | NA | 3000352248 | NA | 0 | NA | 0 | NA | NW
3842 | Bijapur | Usoor | CHC | Store Room | FOCUS SPOT LIGHT | 1 | NA | NA | NA | 3000352249 | NA | 0 | NA | 0 | NA | NW
3843 | Bijapur | Usoor | CHC | Store Room | FOCUS SPOT LIGHT | 1 | nA | NA | NA | 3000352250 | NA | 0 | NA | 0 | NA | NW
3844 | Bijapur | Usoor | CHC | Store Room | SPHYGMOMANOMETER (MERCURIAL) | 1 | Jain surgical | Jaimco | 150107 | 3000352251 | NA | 0 | NA | 0 | NA | NW
3845 | Bijapur | Usoor | CHC | Store Room | SUCTION APPARATUS | 1 | nA | NA | NA | 3000352252 | NA | 0 | NA | 0 | NA | NW
3846 | Bijapur | Usoor | CHC | Store Room | REFRIGERATOR | 1 | Godrej | RD4185CW51 | 1409010 | 3000352253 | NA | 0 | NA | 0 | NA | W
3847 | Bijapur | Usoor | CHC | Store Room | ADULT WEIGHING MACHINE | 1 | smart care | smart care SCS117 | NA | 3000352254 | NA | 0 | NA | 0 | NA | NI
3848 | Bijapur | Usoor | CHC | Store Room | ADULT WEIGHING MACHINE | 1 | smart care | smart care SCS117 | NA | 3000352255 | NA | 0 | NA | 0 | NA | NI
3849 | Bijapur | Usoor | CHC | Store Room | ADULT WEIGHING MACHINE | 1 | smart care | smart care SCS117 | NA | 3000352256 | NA | 0 | NA | 0 | NA | NI
3850 | Bijapur | Usoor | CHC | Store Room | ADULT WEIGHING MACHINE | 1 | smart care | smart care SCS117 | NA | 3000352257 | NA | 0 | NA | 0 | NA | NI
3851 | Bijapur | Usoor | CHC | Store Room | ADULT WEIGHING MACHINE | 1 | smart care | smart care SCS117 | NA | 3000352258 | NA | 0 | NA | 0 | NA | NI
3852 | Bijapur | Usoor | CHC | Store Room | SPHYGMOMANOMETER (MERCURIAL) | 1 | supreme surgico | SAI+LIFE | 98137203 | 3000352259 | NA | 0 | NA | 0 | NA | NI
3853 | Bijapur | Usoor | CHC | Store Room | SPHYGMOMANOMETER (MERCURIAL) | 1 | supreme surgico | SAI+LIFE | 98131201 | 3000352260 | NA | 0 | NA | 0 | NA | NI
3854 | Bijapur | Usoor | CHC | Store Room | SPHYGMOMANOMETER (MERCURIAL) | 1 | supreme surgico | SAI+LIFE | 98131202 | 3000352261 | NA | 0 | NA | 0 | NA | NI
3855 | Bijapur | Usoor | CHC | Store Room | SPHYGMOMANOMETER (MERCURIAL) | 1 | supreme surgico | SAI+LIFE | 98131204 | 3000352262 | NA | 0 | NA | 0 | NA | NI
3856 | Bijapur | Usoor | CHC | Store Room | SPHYGMOMANOMETER (MERCURIAL) | 1 | supreme surgico | SAI+LIFE | 98131205 | 3000352263 | NA | 0 | NA | 0 | NA | NI
3857 | Bijapur | Usoor | CHC | Store Room | PULSE OXIMETER | 1 | Rainis empex | easy care | NA | 3000352264 | NA | 0 | NA | 0 | NA | NI
3858 | Bijapur | Usoor | CHC | Store Room | GLUCOMETER | 1 | Dr.morepen | NA | NA | 3000352265 | NA | 0 | NA | 0 | NA | NI
3859 | Bijapur | Usoor | CHC | Store Room | GLUCOMETER | 1 | Dr.morepen | NA | NA | 3000352266 | NA | 0 | NA | 0 | NA | NI
3860 | Bijapur | Usoor | CHC | Store Room | WATER BATH | 1 | nA | NA | NA | 3000352267 | NA | 0 | NA | 0 | NA | NW
3861 | Bijapur | Usoor | CHC | DELIVERY ROOM | INFANT RADIANT WARMER | 1 | infancy care | NA | NA | 3000352268 | NA | 0 | NA | 0 | NA | W
3862 | Bijapur | Usoor | CHC | DELIVERY ROOM | ELECTRIC STERILIZER | 1 | Atlas surgical | NA | 0 9F9581 | 3000352269 | NA | 0 | NA | 0 | NA | W
3863 | Bijapur | Usoor | CHC | DELIVERY ROOM | GLUCOMETER | 1 | bayer health care | Contour TS | 80727 | 3000352270 | NA | 0 | NA | 0 | NA | W
3864 | Bijapur | Usoor | CHC | DELIVERY ROOM | PULSE OXIMETER | 1 | easy care | ECP0250E | 0 814ELi1406302027 | 3000352271 | NA | 0 | NA | 0 | NA | W
3865 | Bijapur | Usoor | CHC | DELIVERY ROOM | SPHYGMOMANOMETER (MERCURIAL) | 1 | supreme surgico | Ashoka | 98134534 | 3000352272 | NA | 0 | NA | 0 | NA | W
3866 | Bijapur | Usoor | CHC | DELIVERY ROOM | SUCTION APPARATUS | 1 | nA | NA | NA | 3000352273 | NA | 0 | NA | 0 | NA | W
3867 | Bijapur | Usoor | CHC | DELIVERY ROOM | BABY WEIGHING SCALE | 1 | Ramon surgical | Crown | NA | 3000352274 | NA | 0 | NA | 0 | NA | W
3868 | Bijapur | Usoor | CHC | DELIVERY ROOM | DELIVERY TABLE | 1 | nA | NA | NA | 3000352275 | NA | 0 | NA | 0 | NA | W
3869 | Bijapur | Usoor | CHC | IPD | NEEDLE DESTROYER | 1 | microsil | ND-360 | 8192 | 3000352276 | NA | 0 | NA | 0 | NA | W
3870 | Bijapur | Usoor | CHC | IPD | SUCTION APPARATUS | 1 | nA | NA | NA | 3000352277 | NA | 0 | NA | 0 | NA | W
3871 | Bijapur | Usoor | CHC | IPD | SPHYGMOMANOMETER (MERCURIAL) | 1 | supreme surgico | Ashoka | 98134530 | 3000352278 | NA | 0 | NA | 0 | NA | W
3872 | Bijapur | Usoor | CHC | Store Room | PULSE OXIMETER | 1 | mediline | Lotous-700 | 070201/-227 | 3000352279 | NA | 0 | NA | 0 | NA | NI
3873 | Bijapur | Usoor | CHC | Store Room | NEBULIZER | 1 | Ramon surgical | Aero | 6005562 | 3000352280 | NA | 0 | NA | 0 | NA | NI
3874 | Bijapur | Usoor | CHC | Store Room | GLUCOMETER | 1 | NA | oncall | 102A0077CA | 3000352281 | NA | 0 | NA | 0 | NA | NI
3875 | Bijapur | Usoor | CHC | Store Room | GLUCOMETER | 1 | Tieson bio reaserch | G2 smart | R05A39486 | 3000352282 | NA | 0 | NA | 0 | NA | NI
3876 | Bijapur | Usoor | CHC | Store Room | GLUCOMETER | 1 | Tieson bio reaserch | G2 smart | R05A39487 | 3000352283 | NA | 0 | NA | 0 | NA | NI
3877 | Bijapur | Usoor | CHC | Store Room | GLUCOMETER | 1 | Tieson bio reaserch | G2 smart | R05A39488 | 3000352284 | NA | 0 | NA | 0 | NA | NI
3878 | Bijapur | Usoor | CHC | Store Room | GLUCOMETER | 1 | Tieson bio reaserch | G2 smart | R05A39482 | 3000352285 | NA | 0 | NA | 0 | NA | NI
3879 | Bijapur | Usoor | CHC | Store Room | FOETAL DOPPLER | 1 | mediwebs | Crown | NA | 3000352286 | NA | 0 | NA | 0 | NA | NI
3880 | Bijapur | Usoor | CHC | Store Room | MICROSCOPE (BINOCULAR) | 1 | nA | BPM3 focus | NA | 3000352287 | NA | 0 | NA | 0 | NA | NI
3881 | Bijapur | Usoor | CHC | Store Room | ECG RECORDER | 1 | BPL | Cardiant 108T | BAMA5A7598 | 3000352288 | NA | 0 | NA | 0 | NA | NI
3882 | Bijapur | Usoor | CHC | Store Room | PHOTO COLORIMETER | 1 | nA | NA | NA | 3000352289 | NA | 0 | NA | 0 | NA | NI
3883 | Bijapur | Usoor | CHC | Store Room | BABY WEIGHING SCALE | 1 | Ramon surgical | Crown | NA | 3000352290 | NA | 0 | NA | 0 | NA | NI
3884 | Bijapur | Usoor | CHC | Store Room | BABY WEIGHING SCALE | 1 | Ramon surgical | Crown | NA | 3000352291 | NA | 0 | NA | 0 | NA | NI
3885 | Bijapur | Usoor | CHC | Store Room | BABY WEIGHING SCALE | 1 | Ramon surgical | Crown | NA | 3000352292 | NA | 0 | NA | 0 | NA | NI
3886 | Bijapur | Usoor | CHC | Store Room | BABY WEIGHING SCALE | 1 | Ramon surgical | Crown | NA | 3000352293 | NA | 0 | NA | 0 | NA | NI
3887 | Bijapur | Usoor | CHC | Store Room | BABY WEIGHING SCALE | 1 | Ramon surgical | Crown | NA | 3000352294 | NA | 0 | NA | 0 | NA | NI
3888 | Bijapur | Usoor | CHC | Store Room | BABY WEIGHING SCALE | 1 | Ramon surgical | Crown | NA | 3000352295 | NA | 0 | NA | 0 | NA | NI
3889 | Bijapur | Usoor | CHC | Store Room | BABY WEIGHING SCALE | 1 | Ramon surgical | Crown | NA | 3000352296 | NA | 0 | NA | 0 | NA | NI
3890 | Bijapur | Usoor | CHC | Store Room | BABY WEIGHING SCALE | 1 | Ramon surgical | Crown | NA | 3000352297 | NA | 0 | NA | 0 | NA | NI
3891 | Bijapur | Usoor | CHC | Store Room | BABY WEIGHING SCALE | 1 | Ramon surgical | Crown | NA | 3000352298 | NA | 0 | NA | 0 | NA | NI
3892 | Bijapur | Usoor | CHC | Store Room | BABY WEIGHING SCALE | 1 | Ramon surgical | Crown | NA | 3000352299 | NA | 0 | NA | 0 | NA | NI
3893 | Bijapur | Usoor | CHC | Store Room | BABY WEIGHING SCALE | 1 | Ramon surgical | Crown | NA | 3000352300 | NA | 0 | NA | 0 | NA | NI
3894 | Bijapur | Usoor | CHC | Store Room | BABY WEIGHING SCALE | 1 | Ramon surgical | Crown | NA | 3000352301 | NA | 0 | NA | 0 | NA | NI
3895 | Bijapur | Usoor | CHC | Store Room | BABY WEIGHING SCALE | 1 | Ramon surgical | Crown | NA | 3000352302 | NA | 0 | NA | 0 | NA | NI
3896 | Bijapur | Usoor | CHC | Store Room | BABY WEIGHING SCALE | 1 | Ramon surgical | Crown | NA | 3000352303 | NA | 0 | NA | 0 | NA | NI
3897 | Bijapur | Usoor | CHC | Store Room | BABY WEIGHING SCALE | 1 | Ramon surgical | Crown | NA | 3000352304 | NA | 0 | NA | 0 | NA | NI
3898 | Bijapur | Usoor | CHC | Store Room | BABY WEIGHING SCALE | 1 | Ramon surgical | Crown | NA | 3000352305 | NA | 0 | NA | 0 | NA | NI
3899 | Bijapur | Usoor | CHC | Store Room | BABY WEIGHING SCALE | 1 | Ramon surgical | Crown | NA | 3000352306 | NA | 0 | NA | 0 | NA | NI
3900 | Bijapur | Usoor | CHC | Store Room | BABY WEIGHING SCALE | 1 | Ramon surgical | Crown | NA | 3000352307 | NA | 0 | NA | 0 | NA | NI
3901 | Bijapur | Usoor | CHC | Store Room | BABY WEIGHING SCALE | 1 | Ramon surgical | Crown | NA | 3000352308 | NA | 0 | NA | 0 | NA | NI
3902 | Bijapur | Usoor | CHC | Store Room | BABY WEIGHING SCALE | 1 | Ramon surgical | Crown | NA | 3000352309 | NA | 0 | NA | 0 | NA | NI
3903 | Bijapur | Usoor | CHC | Store Room | BABY WEIGHING SCALE | 1 | Ramon surgical | Crown | NA | 3000352310 | NA | 0 | NA | 0 | NA | NI
3904 | Bijapur | Usoor | CHC | Store Room | BABY WEIGHING SCALE | 1 | Ramon surgical | Crown | NA | 3000352311 | NA | 0 | NA | 0 | NA | NI
3905 | Bijapur | Usoor | CHC | Store Room | BABY WEIGHING SCALE | 1 | Ramon surgical | Crown | NA | 3000352312 | NA | 0 | NA | 0 | NA | NI
3906 | Bijapur | Usoor | CHC | Store Room | BABY WEIGHING SCALE | 1 | Ramon surgical | Crown | NA | 3000352313 | NA | 0 | NA | 0 | NA | NI
3907 | Bijapur | Usoor | CHC | Store Room | BABY WEIGHING SCALE | 1 | Ramon surgical | Crown | NA | 3000352314 | NA | 0 | NA | 0 | NA | NI
3908 | Bijapur | Usoor | CHC | Store Room | BABY WEIGHING SCALE | 1 | Ramon surgical | Crown | NA | 3000352315 | NA | 0 | NA | 0 | NA | NI
3909 | Bijapur | Usoor | CHC | Store Room | BABY WEIGHING SCALE | 1 | Ramon surgical | Crown | NA | 3000352316 | NA | 0 | NA | 0 | NA | NI
3910 | Bijapur | Usoor | CHC | Store Room | BABY WEIGHING SCALE | 1 | Ramon surgical | Crown | NA | 3000352317 | NA | 0 | NA | 0 | NA | NI
3911 | Bijapur | Usoor | CHC | Store Room | BABY WEIGHING SCALE | 1 | Ramon surgical | Crown | NA | 3000352318 | NA | 0 | NA | 0 | NA | NI
3912 | Bijapur | Usoor | CHC | Store Room | BABY WEIGHING SCALE | 1 | Ramon surgical | Crown | NA | 3000352319 | NA | 0 | NA | 0 | NA | NI
3913 | Bijapur | Usoor | CHC | Store Room | BABY WEIGHING SCALE | 1 | Ramon surgical | Crown | NA | 3000352320 | NA | 0 | NA | 0 | NA | NI
3914 | Bijapur | Usoor | CHC | Store Room | BABY WEIGHING SCALE | 1 | Ramon surgical | Crown | NA | 3000352321 | NA | 0 | NA | 0 | NA | NI
3915 | Bijapur | Usoor | CHC | Store Room | BABY WEIGHING SCALE | 1 | Ramon surgical | Crown | NA | 3000352322 | NA | 0 | NA | 0 | NA | NI
3916 | Bijapur | Usoor | CHC | Store Room | BABY WEIGHING SCALE | 1 | Ramon surgical | Crown | NA | 3000352323 | NA | 0 | NA | 0 | NA | NI
3917 | Bijapur | Usoor | CHC | Store Room | BABY WEIGHING SCALE | 1 | Ramon surgical | Crown | NA | 3000352324 | NA | 0 | NA | 0 | NA | NI
3918 | Bijapur | Usoor | CHC | Store Room | BABY WEIGHING SCALE | 1 | Ramon surgical | Crown | NA | 3000352325 | NA | 0 | NA | 0 | NA | NI
3919 | Bijapur | Usoor | CHC | Store Room | BABY WEIGHING SCALE | 1 | Ramon surgical | Crown | NA | 3000352326 | NA | 0 | NA | 0 | NA | NI
3920 | Bijapur | Usoor | CHC | Store Room | BABY WEIGHING SCALE | 1 | Ramon surgical | Crown | NA | 3000352327 | NA | 0 | NA | 0 | NA | NI
3921 | Bijapur | Usoor | CHC | Store Room | BABY WEIGHING SCALE | 1 | Ramon surgical | Crown | NA | 3000352328 | NA | 0 | NA | 0 | NA | NI
3922 | Bijapur | Usoor | CHC | Store Room | BABY WEIGHING SCALE | 1 | Ramon surgical | Crown | NA | 3000352329 | NA | 0 | NA | 0 | NA | NI
3923 | Bijapur | Usoor | CHC | Store Room | BABY WEIGHING SCALE | 1 | Ramon surgical | Crown | NA | 3000352330 | NA | 0 | NA | 0 | NA | NI
3924 | Bijapur | Usoor | CHC | Store Room | BABY WEIGHING SCALE | 1 | Ramon surgical | Crown | NA | 3000352331 | NA | 0 | NA | 0 | NA | NI
3925 | Bijapur | Usoor | CHC | Store Room | BABY WEIGHING SCALE | 1 | Ramon surgical | Crown | NA | 3000352332 | NA | 0 | NA | 0 | NA | NI
3926 | Bijapur | Usoor | CHC | Store Room | BABY WEIGHING SCALE | 1 | Ramon surgical | Crown | NA | 3000352333 | NA | 0 | NA | 0 | NA | NI
3927 | Bijapur | Usoor | CHC | Store Room | BABY WEIGHING SCALE | 1 | Ramon surgical | Crown | NA | 3000352334 | NA | 0 | NA | 0 | NA | NI
3928 | Bijapur | Usoor | CHC | Store Room | BABY WEIGHING SCALE | 1 | Ramon surgical | Crown | NA | 3000352335 | NA | 0 | NA | 0 | NA | NI
3929 | Bijapur | Usoor | CHC | Store Room | BABY WEIGHING SCALE | 1 | Ramon surgical | Crown | NA | 3000352336 | NA | 0 | NA | 0 | NA | NI
3930 | Bijapur | Usoor | CHC | Store Room | BABY WEIGHING SCALE | 1 | Ramon surgical | Crown | NA | 3000352337 | NA | 0 | NA | 0 | NA | NI
3931 | Bijapur | Usoor | CHC | Store Room | BABY WEIGHING SCALE | 1 | Ramon surgical | Crown | NA | 3000352338 | NA | 0 | NA | 0 | NA | NI
3932 | Bijapur | Usoor | CHC | Store Room | BABY WEIGHING SCALE | 1 | Ramon surgical | Crown | NA | 3000352339 | NA | 0 | NA | 0 | NA | NI
3933 | Bijapur | Usoor | CHC | Store Room | BABY WEIGHING SCALE | 1 | Ramon surgical | Crown | NA | 3000352340 | NA | 0 | NA | 0 | NA | NI
3934 | Bijapur | Usoor | CHC | Store Room | BABY WEIGHING SCALE | 1 | Ramon surgical | Crown | NA | 3000352341 | NA | 0 | NA | 0 | NA | NI
3935 | Bijapur | Usoor | CHC | Store Room | BABY WEIGHING SCALE | 1 | Ramon surgical | Crown | NA | 3000352342 | NA | 0 | NA | 0 | NA | NI
3936 | Bijapur | Usoor | CHC | Store Room | BABY WEIGHING SCALE | 1 | Ramon surgical | Crown | NA | 3000352343 | NA | 0 | NA | 0 | NA | NI
3937 | Bijapur | Usoor | CHC | Store Room | BABY WEIGHING SCALE | 1 | Ramon surgical | Crown | NA | 3000352344 | NA | 0 | NA | 0 | NA | NI
3938 | Bijapur | Usoor | CHC | Store Room | BABY WEIGHING SCALE | 1 | Ramon surgical | Crown | NA | 3000352345 | NA | 0 | NA | 0 | NA | NI
3939 | Bijapur | Usoor | CHC | Store Room | BABY WEIGHING SCALE | 1 | Ramon surgical | Crown | NA | 3000352346 | NA | 0 | NA | 0 | NA | NI
3940 | Bijapur | Usoor | CHC | Store Room | BABY WEIGHING SCALE | 1 | Ramon surgical | Crown | NA | 3000352347 | NA | 0 | NA | 0 | NA | NI
3941 | Bijapur | Usoor | CHC | Store Room | BABY WEIGHING SCALE | 1 | Ramon surgical | Crown | NA | 3000352348 | NA | 0 | NA | 0 | NA | NI
3942 | Bijapur | Usoor | CHC | Store Room | BABY WEIGHING SCALE | 1 | Ramon surgical | Crown | NA | 3000352349 | NA | 0 | NA | 0 | NA | NI
3943 | Bijapur | Usoor | CHC | Store Room | BABY WEIGHING SCALE | 1 | Ramon surgical | Crown | NA | 3000352350 | NA | 0 | NA | 0 | NA | NI
3944 | Bijapur | Usoor | CHC | Store Room | BABY WEIGHING SCALE | 1 | Ramon surgical | Crown | NA | 3000352351 | NA | 0 | NA | 0 | NA | NI
3945 | Bijapur | Usoor | CHC | Store Room | BABY WEIGHING SCALE | 1 | Ramon surgical | Crown | NA | 3000352352 | NA | 0 | NA | 0 | NA | NI
3946 | Bijapur | Usoor | CHC | Store Room | BABY WEIGHING SCALE | 1 | Ramon surgical | Crown | NA | 3000352353 | NA | 0 | NA | 0 | NA | NI
3947 | Bijapur | Usoor | CHC | Store Room | BABY WEIGHING SCALE | 1 | Ramon surgical | Crown | NA | 3000352354 | NA | 0 | NA | 0 | NA | NI
3948 | Bijapur | Usoor | CHC | Store Room | BABY WEIGHING SCALE | 1 | Ramon surgical | Crown | NA | 3000352355 | NA | 0 | NA | 0 | NA | NI
3949 | Bijapur | Usoor | CHC | Store Room | BABY WEIGHING SCALE | 1 | Ramon surgical | Crown | NA | 3000352356 | NA | 0 | NA | 0 | NA | NI
3950 | Bijapur | Usoor | CHC | Store Room | BABY WEIGHING SCALE | 1 | Ramon surgical | Crown | NA | 3000352357 | NA | 0 | NA | 0 | NA | NI
3951 | Bijapur | Usoor | CHC | Store Room | BABY WEIGHING SCALE | 1 | Ramon surgical | Crown | NA | 3000352358 | NA | 0 | NA | 0 | NA | NI
3952 | Bijapur | Usoor | CHC | Store Room | BABY WEIGHING SCALE | 1 | Ramon surgical | Crown | NA | 3000352359 | NA | 0 | NA | 0 | NA | NI
3953 | Bijapur | Usoor | CHC | Store Room | BABY WEIGHING SCALE | 1 | Ramon surgical | Crown | NA | 3000352360 | NA | 0 | NA | 0 | NA | NI
3954 | Bijapur | Usoor | CHC | Store Room | BABY WEIGHING SCALE | 1 | Ramon surgical | Crown | NA | 3000352361 | NA | 0 | NA | 0 | NA | NI
3955 | Bijapur | Usoor | CHC | Store Room | BABY WEIGHING SCALE | 1 | Ramon surgical | Crown | NA | 3000352362 | NA | 0 | NA | 0 | NA | NI
3956 | Bijapur | Usoor | CHC | Store Room | BABY WEIGHING SCALE | 1 | Ramon surgical | Crown | NA | 3000352363 | NA | 0 | NA | 0 | NA | NI
3957 | Bijapur | Usoor | CHC | Store Room | BABY WEIGHING SCALE | 1 | Ramon surgical | Crown | NA | 3000352364 | NA | 0 | NA | 0 | NA | NI
3958 | Bijapur | Usoor | CHC | Store Room | BABY WEIGHING SCALE | 1 | Ramon surgical | Crown | NA | 3000352365 | NA | 0 | NA | 0 | NA | NI
3959 | Bijapur | Usoor | CHC | Store Room | BABY WEIGHING SCALE | 1 | Ramon surgical | Crown | NA | 3000352366 | NA | 0 | NA | 0 | NA | NI
3960 | Bijapur | Usoor | CHC | Store Room | BABY WEIGHING SCALE | 1 | Ramon surgical | Crown | NA | 3000352367 | NA | 0 | NA | 0 | NA | NI
3961 | Bijapur | Usoor | CHC | Store Room | BABY WEIGHING SCALE | 1 | Ramon surgical | Crown | NA | 3000352368 | NA | 0 | NA | 0 | NA | NI
3962 | Bijapur | Usoor | CHC | Store Room | BABY WEIGHING SCALE | 1 | Ramon surgical | Crown | NA | 3000352369 | NA | 0 | NA | 0 | NA | NI
3963 | Bijapur | Usoor | CHC | Store Room | BABY WEIGHING SCALE | 1 | Ramon surgical | Crown | NA | 3000352370 | NA | 0 | NA | 0 | NA | NI
3964 | Bijapur | Usoor | CHC | Store Room | BABY WEIGHING SCALE | 1 | Ramon surgical | Crown | NA | 3000352371 | NA | 0 | NA | 0 | NA | NI
3965 | Bijapur | Usoor | CHC | Store Room | BABY WEIGHING SCALE | 1 | Ramon surgical | Crown | NA | 3000352372 | NA | 0 | NA | 0 | NA | NI
3966 | Bijapur | Usoor | CHC | Store Room | BABY WEIGHING SCALE | 1 | Ramon surgical | Crown | NA | 3000352373 | NA | 0 | NA | 0 | NA | NI
3967 | Bijapur | Usoor | CHC | Store Room | BABY WEIGHING SCALE | 1 | Ramon surgical | Crown | NA | 3000352374 | NA | 0 | NA | 0 | NA | NI
3968 | Bijapur | Usoor | CHC | Store Room | BABY WEIGHING SCALE | 1 | Ramon surgical | Crown | NA | 3000352375 | NA | 0 | NA | 0 | NA | NI
3969 | Bijapur | Usoor | CHC | Store Room | BABY WEIGHING SCALE | 1 | Ramon surgical | Crown | NA | 3000352376 | NA | 0 | NA | 0 | NA | NI
3970 | Bijapur | Usoor | CHC | Store Room | BABY WEIGHING SCALE | 1 | Ramon surgical | Crown | NA | 3000352377 | NA | 0 | NA | 0 | NA | NI
3971 | Bijapur | Usoor | CHC | Store Room | BABY WEIGHING SCALE | 1 | Ramon surgical | Crown | NA | 3000352378 | NA | 0 | NA | 0 | NA | NI
3972 | Bijapur | Usoor | CHC | Store Room | BABY WEIGHING SCALE | 1 | Ramon surgical | Crown | NA | 3000352379 | NA | 0 | NA | 0 | NA | NI
3973 | Bijapur | Usoor | CHC | Store Room | BABY WEIGHING SCALE | 1 | Ramon surgical | Crown | NA | 3000352380 | NA | 0 | NA | 0 | NA | NI
3974 | Bijapur | Usoor | CHC | Store Room | BABY WEIGHING SCALE | 1 | Ramon surgical | Crown | NA | 3000352381 | NA | 0 | NA | 0 | NA | NI
3975 | Bijapur | Usoor | CHC | Store Room | BABY WEIGHING SCALE | 1 | Ramon surgical | Crown | NA | 3000352382 | NA | 0 | NA | 0 | NA | NI
3976 | Bijapur | Usoor | CHC | Store Room | BABY WEIGHING SCALE | 1 | Ramon surgical | Crown | NA | 3000352383 | NA | 0 | NA | 0 | NA | NI
3977 | Bijapur | Usoor | CHC | Store Room | BABY WEIGHING SCALE | 1 | Ramon surgical | Crown | NA | 3000352384 | NA | 0 | NA | 0 | NA | NI
3978 | Bijapur | Usoor | CHC | Store Room | BABY WEIGHING SCALE | 1 | Ramon surgical | Crown | NA | 3000352385 | NA | 0 | NA | 0 | NA | NI
3979 | Bijapur | Usoor | CHC | Store Room | BABY WEIGHING SCALE | 1 | Ramon surgical | Crown | NA | 3000352386 | NA | 0 | NA | 0 | NA | NI
3980 | Bijapur | Usoor | CHC | Store Room | BABY WEIGHING SCALE | 1 | Ramon surgical | Crown | NA | 3000352387 | NA | 0 | NA | 0 | NA | NI
3981 | Bijapur | Usoor | CHC | Store Room | BABY WEIGHING SCALE | 1 | Ramon surgical | Crown | NA | 3000352388 | NA | 0 | NA | 0 | NA | NI
3982 | Bijapur | Usoor | CHC | Store Room | BABY WEIGHING SCALE | 1 | Ramon surgical | Crown | NA | 3000352389 | NA | 0 | NA | 0 | NA | NI
3983 | Bijapur | Usoor | CHC | Store Room | BABY WEIGHING SCALE | 1 | Ramon surgical | Crown | NA | 3000352390 | NA | 0 | NA | 0 | NA | NI
3984 | Bijapur | Usoor | CHC | Store Room | BABY WEIGHING SCALE | 1 | Ramon surgical | Crown | NA | 3000352391 | NA | 0 | NA | 0 | NA | NI
3985 | Bijapur | Usoor | CHC | Store Room | BABY WEIGHING SCALE | 1 | Ramon surgical | Crown | NA | 3000352392 | NA | 0 | NA | 0 | NA | NI
3986 | Bijapur | Usoor | CHC | Store Room | BABY WEIGHING SCALE | 1 | Ramon surgical | Crown | NA | 3000352393 | NA | 0 | NA | 0 | NA | NI
3987 | Bijapur | Usoor | CHC | Store Room | BABY WEIGHING SCALE | 1 | Ramon surgical | Crown | NA | 3000352394 | NA | 0 | NA | 0 | NA | NI
3988 | Bijapur | Usoor | CHC | Store Room | BABY WEIGHING SCALE | 1 | Ramon surgical | Crown | NA | 3000352395 | NA | 0 | NA | 0 | NA | NI
3989 | Bijapur | Usoor | CHC | Store Room | BABY WEIGHING SCALE | 1 | Ramon surgical | Crown | NA | 3000352396 | NA | 0 | NA | 0 | NA | NI
3990 | Bijapur | Usoor | CHC | Store Room | BABY WEIGHING SCALE | 1 | Ramon surgical | Crown | NA | 3000352397 | NA | 0 | NA | 0 | NA | NI
3991 | Bijapur | Usoor | CHC | Store Room | NEEDLE DESTROYER | 1 | microsil | ND-360 | NA | 3000352398 | NA | 0 | NA | 0 | NA | NI
3992 | Bijapur | Usoor | CHC | Store Room | NEEDLE DESTROYER | 1 | microsil | ND-360 | NA | 3000352399 | NA | 0 | NA | 0 | NA | NI
3993 | Bijapur | Usoor | CHC | Store Room | NEEDLE DESTROYER | 1 | microsil | ND-360 | NA | 3000352400 | NA | 0 | NA | 0 | NA | NI
3994 | Bijapur | Usoor | CHC | Injection Room | NEEDLE DESTROYER | 1 | microsil | ND-360 | 2342 | 3000352431 | NA | 0 | NA | 0 | NA | W
3995 | Bijapur | Usoor | CHC | OPD | ADULT WEIGHING MACHINE | 1 | healthcare | prestige | NA | 3000352432 | NA | 0 | NA | 0 | NA | W
3996 | Bijapur | Usoor | CHC | OPD | NEBULIZER | 1 | neulife global | New neb pro | NFM37505 | 3000352433 | NA | 0 | NA | 0 | NA | W
3997 | Bijapur | Usoor | CHC | OPD | GLUCOMETER | 1 | Dr.morepen | Gluco one BF03 | NA | 3000352434 | NA | 0 | NA | 0 | NA | W
3998 | Bijapur | Usoor | CHC | OPD | PULSE OXIMETER | 1 | easy care | Auto easy care | 0 814ELI40630889 | 3000352435 | NA | 0 | NA | 0 | NA | W
3999 | Bijapur | Usoor | CHC | Doctor's Room | ADULT WEIGHING MACHINE | 1 | smart care | NA | NA | 3000352436 | NA | 0 | NA | 0 | NA | W
4000 | Bijapur | Usoor | CHC | Doctor's Room | SPHYGMOMANOMETER (MERCURIAL) | 1 | medi care | MCP | MI6174 | 3000352437 | NA | 0 | NA | 0 | NA | W
4001 | Bijapur | Usoor | CHC | Doctor's Room | SPHYGMOMANOMETER (MERCURIAL) | 1 | Diamond | regular | 41498 | 3000352438 | NA | 0 | NA | 0 | NA | W
4002 | Bijapur | Usoor | CHC | Doctor's Room | BABY WEIGHING SCALE | 1 | NA | Docbel braun | NA | 3000352439 | NA | 0 | NA | 0 | NA | W
4003 | Bijapur | Usoor | CHC | Doctor's Room | SPHYGMOMANOMETER (MERCURIAL) | 1 | Jain surgical | Jaimco | 51718 | 3000352440 | NA | 0 | NA | 0 | NA | W
4004 | Bijapur | Usoor | CHC | Doctor's Room | SPHYGMOMANOMETER (MERCURIAL) | 1 | Namatt | NA | 252385 | 3000352441 | NA | 0 | NA | 0 | NA | W
4005 | Bijapur | Usoor | CHC | Doctor's Room | ADULT WEIGHING MACHINE | 1 | omega | OCW | 7A965 | 3000352442 | NA | 0 | NA | 0 | NA | W
4006 | Bijapur | Usoor | CHC | Doctor's Room | BABY WEIGHING SCALE | 1 | NA | Docbel braun | NA | 3000352443 | NA | 0 | NA | 0 | NA | W
4007 | Bijapur | Usoor | CHC | BMO Room | SPHYGMOMANOMETER (MERCURIAL) | 1 | Namatt | NA | 0 52474 | 3000352444 | NA | 0 | NA | 0 | NA | W
4008 | Bijapur | Usoor | CHC | BMO Room | NEBULIZER | 1 | omron | NEC25 | 730148 | 3000352445 | NA | 0 | NA | 0 | NA | W
4009 | Bijapur | Basaguda | PHC | Doctor's Room | SPHYGMOMANOMETER (MERCURIAL) | 1 | Dimond | Regular | 41650 | 3000352447 | 2015-02-01 | 0 | NA | 0 | NA | W
4010 | Bijapur | Basaguda | PHC | Doctor's Room | PULSE OXIMETER | 1 | Easy Care | Ecpo-250E | NA | 3000352448 | NA | 0 | NA | 0 | NA | W
4011 | Bijapur | Basaguda | PHC | Doctor's Room | THERMOMETER | 1 | Life Tech | FT-F41 | NA | 3000352449 | NA | 0 | NA | 0 | NA | W
4012 | Bijapur | Basaguda | PHC | Doctor's Room | ADULT WEIGHING MACHINE | 1 | Dr Trust | NA | NA | 3000352450 | NA | 0 | NA | 0 | NA | W
4013 | Bijapur | Basaguda | PHC | DELIVERY ROOM | ADULT WEIGHING MACHINE | 1 | NA | Smart Care | NA | 3000352451 | NA | 0 | NA | 0 | NA | W
4014 | Bijapur | Basaguda | PHC | DELIVERY ROOM | FOETAL DOPPLER | 1 | Hiqua Equipment | Neo Care | NA | 3000352452 | 2015-03-01 | 0 | NA | 0 | NA | W
4015 | Bijapur | Basaguda | PHC | Store Room | MICROSCOPE (MONOCULAR) | 1 | Folcon Optik | MER-10 Delux | NA | 3000352453 | 2011-07-01 | 0 | NA | 0 | NA | W
4016 | Bijapur | Basaguda | PHC | Store Room | AUTOCLAVE | 1 | NA | NA | NA | 3000352454 | 2015-03-01 | 0 | NA | 0 | NA | W
4017 | Bijapur | Basaguda | PHC | Store Room | AUTOCLAVE | 1 | NA | NA | NA | 3000352455 | 2015-03-01 | 0 | NA | 0 | NA | W
4018 | Bijapur | Basaguda | PHC | Store Room | SUCTION APPARATUS | 1 | NA | NA | NA | 3000352456 | 2012-01-01 | 0 | NA | 0 | NA | NW
4019 | Bijapur | Basaguda | PHC | Store Room | SUCTION APPARATUS | 1 | NA | Shiva | NA | 3000352457 | 2012-11-01 | 0 | NA | 0 | NA | NW
4020 | Bijapur | Basaguda | PHC | Store Room | AUTOCLAVE | 1 | NA | NA | NA | 3000352458 | NA | 0 | NA | 0 | NA | NW
4021 | Bijapur | Basaguda | PHC | DELIVERY ROOM | BABY WEIGHING SCALE | 1 | Ramon | Crown | NA | 3000352459 | NA | 0 | NA | 0 | NA | W
4022 | Bijapur | Bhopal patnam | CHC | X-RAY DEPT | X-RAY MACHINE | 1 | BHARAT ELECTRONICS | THX1-125/80 | E091100 | 3000352460 | NA | 0 | NA | 0 | NA | W
4023 | Bijapur | Bhopal patnam | CHC | NRC | ADULT WEIGHING MACHINE | 1 | SEEA | NA | NA | 3000352461 | 2015-12-12 | 0 | NA | 0 | NA | W
4024 | Bijapur | Bhopal patnam | CHC | NRC | REFRIGERATOR | 1 | GODREJ | NA | NA | 3000352462 | NA | 0 | NA | 0 | NA | W
4025 | Bijapur | Bhopal patnam | CHC | NRC | ADULT WEIGHING MACHINE | 1 | NA | NA | NA | 3000352463 | 2015-12-12 | 0 | NA | 0 | NA | W
4026 | Bijapur | Bhopal patnam | CHC | NRC | ADULT WEIGHING MACHINE | 1 | NA | NA | NA | 3000352464 | 2015-12-12 | 0 | NA | 0 | NA | W
4027 | Bijapur | Bhopal patnam | CHC | Vaccination Room | REFRIGERATOR | 1 | HAIER | R134A | NA | 3000352465 | NA | 0 | NA | 0 | NA | W
4028 | Bijapur | Bhopal patnam | CHC | Vaccination Room | REFRIGERATOR | 1 | HAIER | R134A | NA | 3000352466 | NA | 0 | NA | 0 | NA | NW
4029 | Bijapur | Bhopal patnam | CHC | Doctor's Room | SPHYGMOMANOMETER (MERCURIAL) | 1 | NA | NA | NA | 3000352467 | 2015-01-01 | 0 | NA | 0 | NA | W
4030 | Bijapur | Bhopal patnam | CHC | Doctor's Room | NEBULIZER | 1 | MASTER CARE | EC 001 | 10914 | 3000352468 | 2013-03-01 | 0 | NA | 0 | NA | W
4031 | Bijapur | Bhopal patnam | CHC | CAUSILITY ROOM | NEBULIZER | 1 | MASTER CARE | EC 001 | 10915 | 3000352469 | 2013-03-01 | 0 | NA | 0 | NA | W
4032 | Bijapur | Bhopal patnam | CHC | Dressing Room | ELECTRIC STERILIZER | 1 | NA | NA | NA | 3000352470 | NA | 0 | NA | 0 | NA | NW
4033 | Bijapur | Bhopal patnam | CHC | Opthalmology Dept. | SLIT LAMP | 1 | NA | NA | NA | 3000352471 | NA | 0 | NA | 0 | NA | W
4034 | Bijapur | Bhopal patnam | CHC | Pathology Lab. | MICROSCOPE (BINOCULAR) | 1 | NA | NA | NA | 3000352472 | NA | 0 | NA | 0 | NA | W
4035 | Bijapur | Bhopal patnam | CHC | Pathology Lab. | MICROSCOPE (BINOCULAR) | 1 | NA | NA | NA | 3000352473 | NA | 0 | NA | 0 | NA | W
4036 | Bijapur | Bhopal patnam | CHC | Pathology Lab. | MICROSCOPE (BINOCULAR) | 1 | Labomed | NA | NA | 3000352474 | 2015-11-07 | 0 | NA | 0 | NA | W
4037 | Bijapur | Bhopal patnam | CHC | Pathology Lab. | GLUCOMETER | 1 | ACCUCHEACK | NA | NA | 3000352475 | NA | 0 | NA | 0 | NA | W
4038 | Bijapur | Bhopal patnam | CHC | Emergency room | SPHYGMOMANOMETER (MERCURIAL) | 1 | JAINCO | NA | NA | 3000352476 | 2015-01-01 | 0 | NA | 0 | NA | W
4039 | Bijapur | Bhopal patnam | CHC | Emergency room | ADULT WEIGHING MACHINE | 1 | SMART CARE | NA | NA | 3000352477 | 2015-12-12 | 0 | NA | 0 | NA | W
4040 | Bijapur | Bhopal patnam | CHC | MALE WARD | NEEDLE DESTROYER | 1 | NA | NA | NA | 3000352478 | NA | 0 | NA | 0 | NA | W
4041 | Bijapur | Bhopal patnam | CHC | Store Room | REFRIGERATOR | 1 | NA | NA | NA | 3000352479 | NA | 0 | NA | 0 | NA | W
4042 | Bijapur | Bhopal patnam | CHC | Store Room | Air ELECTRIC STERILIZER Machine | 1 | NA | NA | NA | 3000352480 | NA | 0 | NA | 0 | NA | W
4043 | Bijapur | Bhopal patnam | CHC | Store Room | MICROSCOPE (BINOCULAR) | 1 | NA | NA | NA | 3000352481 | NA | 0 | NA | 0 | NA | NW
4044 | Bijapur | Bhopal patnam | CHC | Store Room | MICROSCOPE (BINOCULAR) | 1 | NA | NA | NA | 3000352482 | NA | 0 | NA | 0 | NA | NW
4045 | Bijapur | Bhopal patnam | CHC | Store Room | MICROSCOPE (BINOCULAR) | 1 | NA | NA | NA | 3000352483 | NA | 0 | NA | 0 | NA | W
4046 | Bijapur | Bhopal patnam | CHC | Store Room | MICROSCOPE (BINOCULAR) | 1 | NA | NA | NA | 3000352484 | NA | 0 | NA | 0 | NA | NW
4047 | Bijapur | Bhopal patnam | CHC | Store Room | ADULT WEIGHING MACHINE | 1 | SMART CARE | NA | NA | 3000352485 | NA | 0 | NA | 0 | NA | NW
4048 | Bijapur | Bhopal patnam | CHC | Store Room | MICROSCOPE (BINOCULAR) | 1 | NA | NA | NA | 3000352486 | NA | 0 | NA | 0 | NA | NW
4049 | Bijapur | Bhopal patnam | CHC | Store Room | LARYNGOSCOPE | 1 | NA | NA | NA | 3000352487 | NA | 0 | NA | 0 | NA | W
4050 | Bijapur | Bhopal patnam | CHC | Store Room | MICROSCOPE (BINOCULAR) | 1 | Na | na | NA | 3000352488 | NA | 0 | NA | 0 | NA | NW
4051 | Bijapur | Bhopal patnam | CHC | Store Room | MICROSCOPE (BINOCULAR) | 1 | NA | NA | NA | 3000352489 | NA | 0 | NA | 0 | NA | NW
4052 | Bijapur | Bhopal patnam | CHC | Store Room | SPHYGMOMANOMETER (MERCURIAL) | 1 | supreme surgico | NA | NA | 3000352490 | NA | 0 | NA | 0 | NA | NW
4053 | Bijapur | Bhopal patnam | CHC | Store Room | SPHYGMOMANOMETER (MERCURIAL) | 1 | supreme surgico | NA | NA | 3000352491 | NA | 0 | NA | 0 | NA | NW
4054 | Bijapur | Bhopal patnam | CHC | Store Room | SPHYGMOMANOMETER (MERCURIAL) | 1 | supreme surgico | NA | NA | 3000352492 | NA | 0 | NA | 0 | NA | NW
4055 | Bijapur | Bhopal patnam | CHC | Store Room | SPHYGMOMANOMETER (MERCURIAL) | 1 | LIFE LINE | NA | NA | 3000352493 | NA | 0 | NA | 0 | NA | NW
4056 | Bijapur | Bhopal patnam | CHC | Store Room | SPHYGMOMANOMETER (MERCURIAL) | 1 | JAINCO | NA | NA | 3000352494 | NA | 0 | NA | 0 | NA | NW
4057 | Bijapur | Bhopal patnam | CHC | Store Room | SPHYGMOMANOMETER (MERCURIAL) | 1 | JAINCO | NA | NA | 3000352495 | NA | 0 | NA | 0 | NA | NW
4058 | Bijapur | Bhopal patnam | CHC | Store Room | SPHYGMOMANOMETER (MERCURIAL) | 1 | JAINCO | NA | NA | 3000352496 | NA | 0 | NA | 0 | NA | NW
4059 | Bijapur | Bhopal patnam | CHC | Store Room | SPHYGMOMANOMETER (MERCURIAL) | 1 | JAINCO | NA | NA | 3000352497 | NA | 0 | NA | 0 | NA | NW
4060 | Bijapur | Bhopal patnam | CHC | Store Room | SPHYGMOMANOMETER (MERCURIAL) | 1 | JAINCO | NA | NA | 3000352498 | NA | 0 | NA | 0 | NA | NW
4061 | Bijapur | Bhopal patnam | CHC | Store Room | GLUCOMETER | 1 | NA | 3607 AUTO | NA | 3000352499 | 2015-07-01 | 0 | NA | 0 | NA | NI
4062 | Bijapur | Bhopal patnam | CHC | Store Room | GLUCOMETER | 1 | NA | 3607 AUTO | NA | 3000352500 | 2015-07-01 | 0 | NA | 0 | NA | NI
4063 | Bijapur | Bhopal patnam | CHC | Store Room | NEBULIZER | 1 | MASTER CARE | NA | NA | 3000352501 | 2015-07-01 | 0 | NA | 0 | NA | NI
4064 | Bijapur | Bhopal patnam | CHC | Store Room | NEBULIZER | 1 | MASTER CARE | NA | NA | 3000352502 | 2015-07-01 | 0 | NA | 0 | NA | NI
4065 | Bijapur | Bhopal patnam | CHC | Store Room | SPHYGMOMANOMETER (MERCURIAL) | 1 | supreme surgico | NA | NA | 3000352503 | 2015-07-01 | 0 | NA | 0 | NA | NI
4066 | Bijapur | Bhopal patnam | CHC | Store Room | SPHYGMOMANOMETER (MERCURIAL) | 1 | supreme surgico | NA | NA | 3000352504 | 2015-07-01 | 0 | NA | 0 | NA | NI
4067 | Bijapur | Bhopal patnam | CHC | Store Room | SPHYGMOMANOMETER (MERCURIAL) | 1 | supreme surgico | NA | NA | 3000352505 | 2015-07-01 | 0 | NA | 0 | NA | NI
4068 | Bijapur | Bhopal patnam | CHC | Store Room | SPHYGMOMANOMETER (MERCURIAL) | 1 | supreme surgico | NA | NA | 3000352506 | 2015-07-01 | 0 | NA | 0 | NA | NI
4069 | Bijapur | Bhopal patnam | CHC | Store Room | SPHYGMOMANOMETER (MERCURIAL) | 1 | supreme surgico | NA | NA | 3000352507 | 2015-07-01 | 0 | NA | 0 | NA | NI
4070 | Bijapur | Bhopal patnam | CHC | Store Room | SPHYGMOMANOMETER (MERCURIAL) | 1 | supreme surgico | NA | NA | 3000352508 | 2015-07-01 | 0 | NA | 0 | NA | NI
4071 | Bijapur | Bhopal patnam | CHC | Store Room | SPHYGMOMANOMETER (MERCURIAL) | 1 | supreme surgico | NA | NA | 3000352509 | 2015-07-01 | 0 | NA | 0 | NA | NI
4072 | Bijapur | Bhopal patnam | CHC | Store Room | SPHYGMOMANOMETER (MERCURIAL) | 1 | supreme surgico | NA | NA | 3000352510 | 2015-07-01 | 0 | NA | 0 | NA | NI
4073 | Bijapur | Bhopal patnam | CHC | Store Room | SPHYGMOMANOMETER (MERCURIAL) | 1 | supreme surgico | NA | NA | 3000352511 | 2015-07-01 | 0 | NA | 0 | NA | NI
4074 | Bijapur | Bhopal patnam | CHC | Store Room | SPHYGMOMANOMETER (MERCURIAL) | 1 | supreme surgico | NA | NA | 3000352512 | 2015-07-01 | 0 | NA | 0 | NA | NI
4075 | Bijapur | Bhopal patnam | CHC | Store Room | SPHYGMOMANOMETER (MERCURIAL) | 1 | supreme surgico | NA | NA | 3000352513 | 2015-07-01 | 0 | NA | 0 | NA | NI
4076 | Bijapur | Bhopal patnam | CHC | Store Room | SPHYGMOMANOMETER (MERCURIAL) | 1 | supreme surgico | NA | NA | 3000352514 | 2015-07-01 | 0 | NA | 0 | NA | NI
4077 | Bijapur | Bhopal patnam | CHC | Store Room | SPHYGMOMANOMETER (MERCURIAL) | 1 | supreme surgico | NA | NA | 3000352515 | 2015-07-01 | 0 | NA | 0 | NA | NI
4078 | Bijapur | Bhopal patnam | CHC | Store Room | FOETAL DOPPLER | 1 | LCP | NA | NA | 3000352516 | 2015-07-01 | 0 | NA | 0 | NA | NI
4079 | Bijapur | Bhopal patnam | CHC | Store Room | FOETAL DOPPLER | 1 | LCP | NA | NA | 3000352517 | 2015-07-01 | 0 | NA | 0 | NA | NI
4080 | Bijapur | Bhopal patnam | CHC | Store Room | ECG RECORDER | 1 | BPL | NA | NA | 3000352518 | 2015-11-05 | 0 | NA | 0 | NA | NI
4081 | Bijapur | Bhopal patnam | CHC | Store Room | AUTOCLAVE | 1 | NA | NA | NA | 3000352519 | NA | 0 | NA | 0 | NA | NW
4082 | Bijapur | Bhopal patnam | CHC | Store Room | MICROSCOPE (BINOCULAR) | 1 | NA | NA | NA | 3000352520 | NA | 0 | NA | 0 | NA | NW
4083 | Bijapur | Bhopal patnam | CHC | Store Room | ELECTRIC STERILIZER | 1 | NA | NA | NA | 3000352521 | NA | 0 | NA | 0 | NA | NW
4084 | Bijapur | Bhopal patnam | CHC | Store Room | ADULT WEIGHING MACHINE | 1 | Victoria DX | NA | NA | 3000352522 | NA | 0 | NA | 0 | NA | NW
4085 | Bijapur | Bhopal patnam | CHC | Store Room | LARYNGOSCOPE | 1 | NA | NA | NA | 3000352523 | 2015-07-01 | 0 | NA | 0 | NA | W
4086 | Bijapur | Bhopal patnam | CHC | Store Room | SURGICAL DIATHERMY MACHINE | 1 | EXCELL | NA | NA | 3000352524 | NA | 0 | NA | 0 | NA | NW
4087 | Bijapur | Bhopal patnam | CHC | Store Room | SURGICAL DIATHERMY MACHINE | 1 | EXCELL | NA | NA | 3000352525 | NA | 0 | NA | 0 | NA | NW
4088 | Bijapur | Bhopal patnam | CHC | Store Room | AUTOCLAVE | 1 | NA | NA | NA | 3000352526 | NA | 0 | NA | 0 | NA | W
4089 | Bijapur | Bhopal patnam | CHC | Store Room | AUTOCLAVE | 1 | NA | NA | NA | 3000352527 | NA | 0 | NA | 0 | NA | W
4090 | Bijapur | Bhopal patnam | CHC | Store Room | FUMIGATION MACHINE | 1 | NA | NA | NA | 3000352528 | NA | 0 | NA | 0 | NA | W
4091 | Bijapur | Bhopal patnam | CHC | Store Room | FUMIGATION MACHINE | 1 | NA | NA | NA | 3000352529 | NA | 0 | NA | 0 | NA | W
4092 | Bijapur | Bhopal patnam | CHC | Store Room | SHADOWLESS OT LIGHT | 1 | NA | NA | NA | 3000352530 | NA | 0 | NA | 0 | NA | W
4093 | Bijapur | Bhopal patnam | CHC | Store Room | ADULT WEIGHING MACHINE | 1 | NA | NA | NA | 3000352531 | NA | 0 | NA | 0 | NA | W
4094 | Bijapur | Bhopal patnam | CHC | Store Room | Digital PHOTO COLORIMETER | 1 | NA | NA | NA | 3000352532 | NA | 0 | NA | 0 | NA | W
4095 | Bijapur | Bhopal patnam | CHC | DELIVERY ROOM | INFANT RADIANT WARMER | 1 | INFENCY | NA | NA | 3000352551 | 2015-03-01 | 0 | NA | 0 | NA | W
4096 | Bijapur | Bhopal patnam | CHC | DELIVERY ROOM | BABY PHOTOTHERAPY UNIT | 1 | NA | NA | NA | 3000352552 | 2015-07-01 | 0 | NA | 0 | NA | W
4097 | Bijapur | Bhopal patnam | CHC | DELIVERY ROOM | SUCTION APPARATUS | 1 | shiva | NA | NA | 3000352553 | NA | 0 | NA | 0 | NA | NW
4098 | Bijapur | Bhopal patnam | CHC | DELIVERY ROOM | OT TABLE | 1 | NA | NA | NA | 3000352554 | NA | 0 | NA | 0 | NA | W
4099 | Bijapur | Bhopal patnam | CHC | DELIVERY ROOM | FOETAL DOPPLER | 1 | philips | NA | NA | 3000352555 | 2015-03-01 | 0 | NA | 0 | NA | NW
4100 | Bijapur | Bhopal patnam | CHC | DELIVERY ROOM | BABY WEIGHING SCALE | 1 | Docbel | NA | NA | 3000352556 | NA | 0 | NA | 0 | NA | W
4101 | Bijapur | Bhopal patnam | CHC | DELIVERY ROOM | ELECTRIC STERILIZER | 1 | ATLUS | NA | NA | 3000352557 | NA | 0 | NA | 0 | NA | NW
4102 | Bijapur | Bhopal patnam | CHC | DELIVERY ROOM | ELECTRIC STERILIZER | 1 | ATLUS | NA | NA | 3000352558 | NA | 0 | NA | 0 | NA | NW
4103 | Bijapur | Bhopal patnam | CHC | DELIVERY ROOM | BABY WEIGHING SCALE | 1 | Docbel | NA | NA | 3000352559 | NA | 0 | NA | 0 | NA | W
4104 | Bijapur | Bhopal patnam | CHC | DELIVERY ROOM | BABY WEIGHING SCALE | 1 | Docbel | NA | NA | 3000352560 | NA | 0 | NA | 0 | NA | W
4105 | Bijapur | Bhopal patnam | CHC | Store Room | AUTOCLAVE | 1 | NA | NA | NA | 3000352561 | 2013-03-01 | 0 | NA | 0 | NA | W
4106 | Bijapur | Bhopal patnam | CHC | Store Room | AUTOCLAVE | 1 | NA | NA | NA | 3000352562 | 2013-03-01 | 0 | NA | 0 | NA | W
4107 | Bijapur | Bhopal patnam | CHC | Store Room | AUTOCLAVE | 1 | NA | NA | NA | 3000352563 | 2013-03-01 | 0 | NA | 0 | NA | W
4108 | Bijapur | Bhopal patnam | CHC | Store Room | AUTOCLAVE | 1 | NA | NA | NA | 3000352564 | 2013-03-01 | 0 | NA | 0 | NA | W
4109 | Bijapur | Bhopal patnam | CHC | Store Room | AUTOCLAVE | 1 | NA | NA | NA | 3000352565 | 2013-03-01 | 0 | NA | 0 | NA | W
4110 | Bijapur | Bhopal patnam | CHC | Store Room | AUTOCLAVE | 1 | NA | NA | NA | 3000352566 | 2013-03-01 | 0 | NA | 0 | NA | W
4111 | Bijapur | Bhopal patnam | CHC | Store Room | AUTOCLAVE | 1 | NA | NA | NA | 3000352567 | 2013-03-01 | 0 | NA | 0 | NA | W
4112 | Bijapur | Bhopal patnam | CHC | Store Room | AUTOCLAVE | 1 | NA | NA | NA | 3000352568 | 2013-03-01 | 0 | NA | 0 | NA | W
4113 | Bijapur | Bhopal patnam | CHC | Store Room | AUTOCLAVE | 1 | NA | NA | NA | 3000352569 | 2013-03-01 | 0 | NA | 0 | NA | W
4114 | Bijapur | Bhopal patnam | CHC | Store Room | AUTOCLAVE | 1 | NA | NA | NA | 3000352570 | 2013-03-01 | 0 | NA | 0 | NA | W
4115 | Bijapur | Bhopal patnam | CHC | Store Room | AUTOCLAVE | 1 | NA | NA | NA | 3000352571 | 2013-03-01 | 0 | NA | 0 | NA | W
4116 | Bijapur | Bhopal patnam | CHC | Store Room | AUTOCLAVE | 1 | NA | NA | NA | 3000352572 | 2013-03-01 | 0 | NA | 0 | NA | W
4117 | Bijapur | Bhopal patnam | CHC | Store Room | AUTOCLAVE | 1 | NA | NA | NA | 3000352573 | 2013-03-01 | 0 | NA | 0 | NA | W
4118 | Bijapur | Bhopal patnam | CHC | Store Room | AUTOCLAVE | 1 | NA | NA | NA | 3000352574 | 2013-03-01 | 0 | NA | 0 | NA | W
4119 | Bijapur | Bhopal patnam | CHC | Store Room | AUTOCLAVE | 1 | NA | NA | NA | 3000352575 | 2013-03-01 | 0 | NA | 0 | NA | W
4120 | Bijapur | Bhopal patnam | CHC | Store Room | AUTOCLAVE | 1 | NA | NA | NA | 3000352576 | 2013-03-01 | 0 | NA | 0 | NA | W
4121 | Bijapur | Bhopal patnam | CHC | Store Room | AUTOCLAVE | 1 | NA | NA | NA | 3000352577 | 2013-03-01 | 0 | NA | 0 | NA | W
4122 | Bijapur | Bhopal patnam | CHC | Store Room | AUTOCLAVE | 1 | NA | NA | NA | 3000352578 | 2013-03-01 | 0 | NA | 0 | NA | W
4123 | Bijapur | Bhopal patnam | CHC | Store Room | AUTOCLAVE | 1 | NA | NA | NA | 3000352579 | 2013-03-01 | 0 | NA | 0 | NA | W
4124 | Bijapur | Bhopal patnam | CHC | Store Room | AUTOCLAVE | 1 | NA | NA | NA | 3000352580 | 2013-03-01 | 0 | NA | 0 | NA | W
4125 | Bijapur | Bhopal patnam | CHC | Store Room | AUTOCLAVE | 1 | NA | NA | NA | 3000352581 | 2013-03-01 | 0 | NA | 0 | NA | W
4126 | Bijapur | Bhopal patnam | CHC | Store Room | AUTOCLAVE | 1 | NA | NA | NA | 3000352582 | 2013-03-01 | 0 | NA | 0 | NA | W
4127 | Bijapur | Bhopal patnam | CHC | Store Room | AUTOCLAVE | 1 | NA | NA | NA | 3000352583 | 2013-03-01 | 0 | NA | 0 | NA | W
4128 | Bijapur | Bhopal patnam | CHC | Store Room | AUTOCLAVE | 1 | NA | NA | NA | 3000352584 | 2013-03-01 | 0 | NA | 0 | NA | W
4129 | Bijapur | Bhopal patnam | CHC | Store Room | AUTOCLAVE | 1 | NA | NA | NA | 3000352585 | 2013-03-01 | 0 | NA | 0 | NA | W
4130 | Bijapur | Bhopal patnam | CHC | Store Room | AUTOCLAVE | 1 | NA | NA | NA | 3000352586 | 2013-03-01 | 0 | NA | 0 | NA | W
4131 | Bijapur | Bhopal patnam | CHC | Store Room | AUTOCLAVE | 1 | NA | NA | NA | 3000352587 | 2013-03-01 | 0 | NA | 0 | NA | W
4132 | Bijapur | Bhopal patnam | CHC | Store Room | AUTOCLAVE | 1 | NA | NA | NA | 3000352588 | 2013-03-01 | 0 | NA | 0 | NA | W
4133 | Bijapur | Bhopal patnam | CHC | Store Room | AUTOCLAVE | 1 | NA | NA | NA | 3000352589 | 2013-03-01 | 0 | NA | 0 | NA | W
4134 | Bijapur | Bhopal patnam | CHC | Store Room | AUTOCLAVE | 1 | NA | NA | NA | 3000352590 | 2013-03-01 | 0 | NA | 0 | NA | W
4135 | Bijapur | Bhopal patnam | CHC | Store Room | AUTOCLAVE | 1 | NA | NA | NA | 3000352591 | 2013-03-01 | 0 | NA | 0 | NA | W
4136 | Bijapur | Bhopal patnam | CHC | Store Room | AUTOCLAVE | 1 | NA | NA | NA | 3000352592 | 2013-03-01 | 0 | NA | 0 | NA | W
4137 | Bijapur | Bhopal patnam | CHC | Store Room | AUTOCLAVE | 1 | NA | 44 | NA | 3000352593 | 2013-03-01 | 0 | NA | 0 | NA | W
4138 | Bijapur | Bhopal patnam | CHC | Store Room | AUTOCLAVE | 1 | NA | NA | NA | 3000352594 | 2013-03-01 | 0 | NA | 0 | NA | W
4139 | Bijapur | Bhopal patnam | CHC | Store Room | CENTRIFUGE MACHINE (4 Tubes) | 1 | coslab | NA | NA | 3000352595 | NA | 0 | NA | 0 | NA | W
4140 | Bijapur | Bhopal patnam | CHC | Store Room | ELECTRIC STERILIZER | 1 | NA | NA | NA | 3000352596 | NA | 0 | NA | 0 | NA | W
4141 | Bijapur | Bhopal patnam | CHC | Store Room | ELECTRIC STERILIZER | 1 | NA | NA | NA | 3000352597 | NA | 0 | NA | 0 | NA | W
4142 | Bijapur | Bhopal patnam | CHC | Store Room | ELECTRIC STERILIZER | 1 | NA | NA | NA | 3000352598 | NA | 0 | NA | 0 | NA | W
4143 | Bijapur | Bhopal patnam | CHC | Store Room | ELECTRIC STERILIZER | 1 | NA | NA | NA | 3000352599 | NA | 0 | NA | 0 | NA | W
4144 | Bijapur | Bhopal patnam | CHC | Store Room | ELECTRIC STERILIZER | 1 | NA | NA | NA | 3000352600 | NA | 0 | NA | 0 | NA | W
4145 | Bijapur | Bhopal patnam | CHC | Store Room | ELECTRIC STERILIZER | 1 | NA | NA | NA | 3000352601 | NA | 0 | NA | 0 | NA | NW
4146 | Bijapur | Bhopal patnam | CHC | Store Room | ELECTRIC STERILIZER | 1 | NA | NA | NA | 3000352602 | NA | 0 | NA | 0 | NA | NW
4147 | Bijapur | Bhopal patnam | CHC | Store Room | ELECTRIC STERILIZER | 1 | NA | NA | NA | 3000352603 | NA | 0 | NA | 0 | NA | NW
4148 | Bijapur | Bhopal patnam | CHC | Store Room | ELECTRIC STERILIZER | 1 | NA | NA | NA | 3000352604 | NA | 0 | NA | 0 | NA | NW
4149 | Bijapur | Bhopal patnam | CHC | Store Room | ELECTRIC STERILIZER | 1 | NA | NA | NA | 3000352605 | NA | 0 | NA | 0 | NA | NW
4150 | Bijapur | Bhopal patnam | CHC | Store Room | ELECTRIC STERILIZER | 1 | NA | NA | NA | 3000352606 | NA | 0 | NA | 0 | NA | W
4151 | Bijapur | Bhopal patnam | CHC | Store Room | Digital PHOTO COLORIMETER | 1 | SINTRONICS | NA | NA | 3000352607 | NA | 0 | NA | 0 | NA | W
4152 | Bijapur | Bhopal patnam | CHC | Store Room | Digital PHOTO COLORIMETER | 1 | SINTRONICS | NA | NA | 3000352608 | NA | 0 | NA | 0 | NA | W
4153 | Bijapur | Bhopal patnam | CHC | Store Room | CENTRIFUGE MACHINE (4 Tubes) | 1 | coslab | NA | NA | 3000352609 | NA | 0 | NA | 0 | NA | W
4154 | Bijapur | Bhopal patnam | CHC | Store Room | AUTOCLAVE | 1 | NA | NA | NA | 3000352610 | NA | 0 | NA | 0 | NA | NW
4155 | Bijapur | Bhopal patnam | CHC | Store Room | AUTOCLAVE | 1 | NA | NA | NA | 3000352611 | 2013-01-01 | 0 | NA | 0 | NA | W
4156 | Bijapur | Bhopal patnam | CHC | Store Room | AUTOCLAVE | 1 | NA | NA | NA | 3000352612 | 2013-01-01 | 0 | NA | 0 | NA | W
4157 | Bijapur | Bhopal patnam | CHC | Store Room | BABY WEIGHING SCALE | 1 | Docbel | NA | NA | 3000352613 | 2015-07-01 | 0 | NA | 0 | NA | NI
4158 | Bijapur | Bhopal patnam | CHC | Store Room | BABY WEIGHING SCALE | 1 | Docbel | NA | NA | 3000352614 | 2015-07-01 | 0 | NA | 0 | NA | NI
4159 | Bijapur | Bhopal patnam | CHC | Store Room | BABY WEIGHING SCALE | 1 | Docbel | NA | NA | 3000352615 | 2015-07-01 | 0 | NA | 0 | NA | NI
4160 | Bijapur | Bhopal patnam | CHC | Store Room | BABY WEIGHING SCALE | 1 | Docbel | NA | NA | 3000352616 | 2015-07-01 | 0 | NA | 0 | NA | NI
4161 | Bijapur | Bhopal patnam | CHC | Store Room | BABY WEIGHING SCALE | 1 | Docbel | NA | NA | 3000352617 | 2015-07-01 | 0 | NA | 0 | NA | NI
4162 | Bijapur | Bhopal patnam | CHC | Store Room | BABY WEIGHING SCALE | 1 | Docbel | NA | NA | 3000352618 | 2015-07-01 | 0 | NA | 0 | NA | NI
4163 | Bijapur | Bhopal patnam | CHC | Store Room | BABY WEIGHING SCALE | 1 | Docbel | NA | NA | 3000352619 | 2015-07-01 | 0 | NA | 0 | NA | NI
4164 | Bijapur | Bhopal patnam | CHC | Store Room | BABY WEIGHING SCALE | 1 | Docbel | NA | NA | 3000352620 | 2015-07-01 | 0 | NA | 0 | NA | NI
4165 | Bijapur | Bhopal patnam | CHC | Store Room | BABY WEIGHING SCALE | 1 | Docbel | NA | NA | 3000352621 | 2015-07-01 | 0 | NA | 0 | NA | NI
4166 | Bijapur | Bhopal patnam | CHC | Store Room | BABY WEIGHING SCALE | 1 | Docbel | NA | NA | 3000352622 | 2015-07-01 | 0 | NA | 0 | NA | NI
4167 | Bijapur | Bhopal patnam | CHC | Store Room | BABY WEIGHING SCALE | 1 | Docbel | NA | NA | 3000352623 | 2015-07-01 | 0 | NA | 0 | NA | NI
4168 | Bijapur | Bhopal patnam | CHC | Store Room | BABY WEIGHING SCALE | 1 | Docbel | NA | NA | 3000352624 | 2015-07-01 | 0 | NA | 0 | NA | NI
4169 | Bijapur | Bhopal patnam | CHC | Store Room | AUTOCLAVE | 1 | NA | NA | NA | 3000352625 | 2015-07-01 | 0 | NA | 0 | NA | W
4170 | Bijapur | Bhopal patnam | CHC | Store Room | BABY WEIGHING SCALE | 1 | NA | NA | NA | 3000352626 | NA | 0 | NA | 0 | NA | W
4171 | Bijapur | Bhopal patnam | CHC | Store Room | ELECTRIC STERILIZER | 1 | NA | NA | NA | 3000352627 | NA | 0 | NA | 0 | NA | W
4172 | Bijapur | Bhopal patnam | CHC | Store Room | AUTOCLAVE | 1 | REXCO | NA | NA | 3000352628 | NA | 0 | NA | 0 | NA | W
4173 | Bijapur | Bhopal patnam | CHC | Store Room | AUTOCLAVE | 1 | NA | NA | NA | 3000352629 | NA | 0 | NA | 0 | NA | W
4174 | Bijapur | Bhopal patnam | CHC | Store Room | ELECTRIC STERILIZER | 1 | NA | NA | NA | 3000352630 | NA | 0 | NA | 0 | NA | W
4175 | Bijapur | Bijapur | DH | Main Store | NEBULIZER | 1 | Dr Dias | NA | NA | 3000352631 | 2015-07-01 | 0 | NA | 0 | NA | NI
4176 | Bijapur | Bijapur | DH | Main Store | NEBULIZER | 1 | Dr Dias | NA | NA | 3000352632 | 2015-07-01 | 0 | NA | 0 | NA | NI
4177 | Bijapur | Bijapur | DH | Main Store | NEBULIZER | 1 | Dr Dias | NA | NA | 3000352633 | 2015-07-01 | 0 | NA | 0 | NA | NI
4178 | Bijapur | Bijapur | DH | Main Store | NEBULIZER | 1 | Dr Dias | NA | NA | 3000352634 | 2015-07-01 | 0 | NA | 0 | NA | NI
4179 | Bijapur | Bijapur | DH | Main Store | NEBULIZER | 1 | Dr Dias | NA | NA | 3000352635 | 2015-07-01 | 0 | NA | 0 | NA | NI
4180 | Bijapur | Bijapur | DH | Main Store | NEBULIZER | 1 | Dr Dias | NA | NA | 3000352636 | 2015-07-01 | 0 | NA | 0 | NA | NI
4181 | Bijapur | Bijapur | DH | Main Store | NEBULIZER | 1 | Dr Dias | NA | NA | 3000352637 | 2015-07-01 | 0 | NA | 0 | NA | NI
4182 | Bijapur | Bijapur | DH | Main Store | FOETAL DOPPLER | 1 | Shamin Surgicals | Life X | NA | 3000352638 | 2015-03-01 | 0 | NA | 0 | NA | NI
4183 | Bijapur | Bijapur | DH | Main Store | BABY PHOTOTHERAPY UNIT | 1 | Infancy Care | Infancy | NA | 3000352639 | 2015-03-01 | 0 | NA | 0 | NA | NI
4184 | Bijapur | Bijapur | DH | Main Store | BABY PHOTOTHERAPY UNIT | 1 | Infancy Care | Infancy | NA | 3000352640 | 2015-03-01 | 0 | NA | 0 | NA | NI
4185 | Bijapur | Bijapur | DH | Main Store | BABY PHOTOTHERAPY UNIT | 1 | Infancy Care | Infancy | NA | 3000352641 | 2015-03-01 | 0 | NA | 0 | NA | NI
4186 | Bijapur | Bijapur | DH | Main Store | MICROSCOPE (BINOCULAR) | 1 | NA | NA | NA | 3000352642 | 2015-07-01 | 0 | NA | 0 | NA | NI
4187 | Bijapur | Bijapur | DH | Main Store | MICROSCOPE (BINOCULAR) | 1 | NA | NA | NA | 3000352643 | 2015-07-01 | 0 | NA | 0 | NA | NI
4188 | Bijapur | Bijapur | DH | Main Store | MICROSCOPE (BINOCULAR) | 1 | NA | NA | NA | 3000352644 | 2015-07-01 | 0 | NA | 0 | NA | NI
4189 | Bijapur | Bijapur | DH | Main Store | MICROSCOPE (BINOCULAR) | 1 | NA | NA | NA | 3000352645 | 2015-07-01 | 0 | NA | 0 | NA | NI
4190 | Bijapur | Bijapur | DH | Main Store | MICROSCOPE (BINOCULAR) | 1 | NA | NA | NA | 3000352646 | 2015-07-01 | 0 | NA | 0 | NA | NI
4191 | Bijapur | Bijapur | DH | Main Store | MICROSCOPE (BINOCULAR) | 1 | NA | NA | NA | 3000352647 | 2015-07-01 | 0 | NA | 0 | NA | NI
4192 | Bijapur | Kutru | PHC | Doctor's Room | SPHYGMOMANOMETER (MERCURIAL) | 1 | Supreme Surgicals | Sai+ life | 9813212 | 3000352648 | 2015-02-01 | 0 | NA | 0 | NA | W
4193 | Bijapur | Kutru | PHC | Hall | ADULT WEIGHING MACHINE | 1 | Raman Surgicals | Victoria Dk | NA | 3000352649 | NA | 0 | NA | 0 | NA | W
4194 | Bijapur | Kutru | PHC | Hall | ADULT WEIGHING MACHINE | 1 | Gold tech | 6TP | 128613293 | 3000352650 | NA | 0 | NA | 0 | NA | NW
4195 | Bijapur | Kutru | PHC | Pathology Lab. | MICROSCOPE (BINOCULAR) | 1 | NA | Blisco | NA | 3000352651 | 2011-07-01 | 0 | NA | 0 | NA | W
4196 | Bijapur | Kutru | PHC | Pathology Lab. | MICROSCOPE (BINOCULAR) | 1 | NA | Blisco | NA | 3000352652 | NA | 0 | NA | 0 | NA | NI
4197 | Bijapur | Kutru | PHC | Pathology Lab. | MICROSCOPE (BINOCULAR) | 1 | PZO Wars zawa | NK4 | 50499 | 3000352653 | 2015-07-07 | 0 | NA | 0 | NA | NW
4198 | Bijapur | Kutru | PHC | OPD | NEEDLE DESTROYER | 1 | Microsil | ND-360 | 5723 | 3000352654 | NA | 0 | NA | 0 | NA | W
4199 | Bijapur | Kutru | PHC | OPD | FOETAL DOPPLER | 1 | Easy Care | ECFDT-106 | TD12010156 | 3000352655 | NA | 0 | NA | 0 | NA | W
4200 | Bijapur | Kutru | PHC | OPD | SPHYGMOMANOMETER (MERCURIAL) | 1 | Supreme Surgicals | Sai+ life | 9813209 | 3000352656 | 2015-02-01 | 0 | NA | 0 | NA | W
4201 | Bijapur | Kutru | PHC | Female Ward | NEBULIZER | 1 | OMRON | NE-C25 | 560073 | 3000352657 | NA | 0 | NA | 0 | NA | W
4202 | Bijapur | Kutru | PHC | DELIVERY ROOM | BABY WEIGHING SCALE | 1 | Raman Surgicals | Crown | NA | 3000352658 | NA | 0 | NA | 0 | NA | W
4203 | Bijapur | Kutru | PHC | DELIVERY ROOM | PULSE OXIMETER | 1 | BPL | P05835 | CMMJIJ7646 | 3000352659 | NA | 0 | NA | 0 | NA | W
4204 | Bijapur | Kutru | PHC | DELIVERY ROOM | DELIVERY TABLE | 1 | NA | NA | NA | 3000352660 | NA | 0 | NA | 0 | NA | W
4205 | Bijapur | Kutru | PHC | DELIVERY ROOM | SUCTION APPARATUS | 1 | NA | NA | NA | 3000352661 | NA | 0 | NA | 0 | NA | W
4206 | Bijapur | Kutru | PHC | Dressing Room | NEEDLE DESTROYER | 1 | NA | Saratech | NA | 3000352662 | NA | 0 | NA | 0 | NA | W
4207 | Bijapur | Kutru | PHC | Vaccination Room | Ice Lined REFRIGERATOR | 1 | UNICEF | MK144 | G5115352 | 3000352663 | NA | 0 | NA | 0 | NA | W
4208 | Bijapur | Kutru | PHC | Store Room | ADULT WEIGHING MACHINE | 1 | NA | NA | NA | 3000352664 | NA | 0 | NA | 0 | NA | NW
4209 | Bijapur | Kutru | PHC | Store Room | SUCTION APPARATUS | 1 | NA | NA | NA | 3000352665 | NA | 0 | NA | 0 | NA | NW
4210 | Bijapur | BHAIRAMGARH | CHC | Doctor's Room | SPHYGMOMANOMETER (DIGITAL) | 1 | citizen system | REFEH432 | NA | 3000352666 | NA | 0 | NA | 0 | NA | W
4211 | Bijapur | BHAIRAMGARH | CHC | Doctor's Room | SPHYGMOMANOMETER (MERCURIAL) | 1 | diamond | deluxe | 78025 | 3000352667 | 2011-02-01 | 0 | NA | 0 | NA | W
4212 | Bijapur | BHAIRAMGARH | CHC | Injection Room | NEEDLE DESTROYER | 1 | NA | NA | NA | 3000352668 | NA | 0 | NA | 0 | NA | W
4213 | Bijapur | BHAIRAMGARH | CHC | Pathology Lab. | MICROSCOPE (MONOCULAR) | 1 | falcon optik | MR -10 delux | NA | 3000352669 | 2011-07-01 | 0 | NA | 0 | NA | W
4214 | Bijapur | BHAIRAMGARH | CHC | Pathology Lab. | MICROSCOPE (BINOCULAR) | 1 | NA | BLISCO | NA | 3000352670 | 2011-07-01 | 0 | NA | 0 | NA | W
4215 | Bijapur | BHAIRAMGARH | CHC | Pathology Lab. | CENTRIFUGE MACHINE (4 Tubes) | 1 | NA | NA | NA | 3000352672 | NA | 0 | NA | 0 | NA | W
4216 | Bijapur | BHAIRAMGARH | CHC | Pathology Lab. | chemical balance machine | 1 | na | NA | NA | 3000352673 | NA | 0 | NA | 0 | NA | W
4217 | Bijapur | BHAIRAMGARH | CHC | Pathology Lab. | MICROSCOPE (BINOCULAR) | 1 | labomed | vision 2000 | 3162 | 3000352674 | 2015-07-01 | 0 | NA | 0 | NA | W
4218 | Bijapur | BHAIRAMGARH | CHC | Pathology Lab. | GLUCOMETER | 1 | accu - check | GS | GS02640845 | 3000352675 | NA | 0 | NA | 0 | NA | W
4219 | Bijapur | BHAIRAMGARH | CHC | X-RAY DEPT | X-RAY MACHINE 60 mA | 1 | siemns | 5304 | 13076524 | 3000352676 | na | 0 | NA | 0 | NA | NW
4220 | Bijapur | BHAIRAMGARH | CHC | Vaccination Room | Ice Lined REFRIGERATOR | 1 | NA | NA | NA | 3000352677 | NA | 0 | NA | 0 | NA | W
4221 | Bijapur | BHAIRAMGARH | CHC | Vaccination Room | ADULT WEIGHING MACHINE | 1 | NA | suvarna | NA | 3000352678 | NA | 0 | NA | 0 | NA | W
4222 | Bijapur | BHAIRAMGARH | CHC | DELIVERY ROOM | BABY PHOTOTHERAPY UNIT | 1 | INFANCY CARE | INFANCY | NA | 3000352679 | 2015-03-01 | 0 | NA | 0 | NA | W
4223 | Bijapur | BHAIRAMGARH | CHC | DELIVERY ROOM | BABY PHOTOTHERAPY UNIT | 1 | Ansiveb | QMS | NA | 3000352680 | 2015-03-01 | 0 | NA | 0 | NA | W
4224 | Bijapur | BHAIRAMGARH | CHC | DELIVERY ROOM | BABY WEIGHING SCALE | 1 | easse | BS - 250 | NA | 3000352681 | NA | 0 | NA | 0 | NA | W
4225 | Bijapur | BHAIRAMGARH | CHC | DELIVERY ROOM | INFANT RADIANT WARMER | 1 | INFANCY CARE | INFANCY | NA | 3000352682 | 2015-03-01 | 0 | NA | 0 | NA | W
4226 | Bijapur | BHAIRAMGARH | CHC | DELIVERY ROOM | SPHYGMOMANOMETER (DIGITAL) | 1 | SUMO life care | sumo | SBP-131402 | 3000352683 | NA | 0 | NA | 0 | NA | W
4227 | Bijapur | BHAIRAMGARH | CHC | DELIVERY ROOM | DELIVERY TABLE | 1 | UMS | NA | NA | 3000352684 | NA | 0 | NA | 0 | NA | W
4228 | Bijapur | BHAIRAMGARH | CHC | DELIVERY ROOM | FOETAL DOPPLER | 1 | GEMI | DFM- 001 | 2015BA004 | 3000352685 | 2015-03-01 | 0 | NA | 0 | NA | W
4229 | Bijapur | BHAIRAMGARH | CHC | DELIVERY ROOM | AUTOCLAVE | 1 | NA | SNI | NA | 3000352686 | NA | 0 | NA | 0 | NA | W
4230 | Bijapur | BHAIRAMGARH | CHC | Emergency room | NEEDLE DESTROYER | 1 | micoisil | BIN | NA | 3000352687 | NA | 0 | NA | 0 | NA | W
4231 | Bijapur | BHAIRAMGARH | CHC | Emergency room | SUCTION APPARATUS | 1 | NA | SHIVA | NA | 3000352688 | 2012-11-01 | 0 | NA | 0 | NA | W
4232 | Bijapur | BHAIRAMGARH | CHC | Emergency room | SPHYGMOMANOMETER (MERCURIAL) | 1 | Diamond | REGULAR | 4097 | 3000352689 | 2015-01-01 | 0 | NA | 0 | NA | W
4233 | Bijapur | BHAIRAMGARH | CHC | Emergency room | GLUCOMETER | 1 | BAYER HEALTH | contout TS | 7855093 | 3000352692 | NA | 0 | NA | 0 | NA | W
4234 | Bijapur | BHAIRAMGARH | CHC | NRC | REFRIGERATOR | 1 | GODREJ | GDN185B | NA | 3000352693 | NA | 0 | NA | 0 | NA | W
4235 | Bijapur | BHAIRAMGARH | CHC | NRC | ADULT WEIGHING MACHINE | 1 | SECA | 3341321008 | 5334057139475 | 3000352694 | 2012-12-01 | 0 | NA | 0 | NA | W
4236 | Bijapur | BHAIRAMGARH | CHC | OT | Air ELECTRIC STERILIZER Machine | 1 | internal electro mefical | tropo | NA | 3000352695 | NA | 0 | NA | 0 | NA | W
4237 | Bijapur | BHAIRAMGARH | CHC | OT | ELECTRIC STERILIZER | 1 | NA | NA | NA | 3000352696 | NA | 0 | NA | 0 | NA | NW
4238 | Bijapur | BHAIRAMGARH | CHC | OT | NEEDLE DESTROYER | 1 | microsil | ND -360 | 2435 | 3000352697 | NA | 0 | NA | 0 | NA | NW
4239 | Bijapur | BHAIRAMGARH | CHC | OT | ELECTRIC STERILIZER | 1 | NA | NA | NA | 3000352698 | NA | 0 | NA | 0 | NA | NW
4240 | Bijapur | BHAIRAMGARH | CHC | OT | ELECTRIC STERILIZER | 1 | NA | NA | NA | 3000352699 | NA | 0 | NA | 0 | NA | NW
4241 | Bijapur | BHAIRAMGARH | CHC | OT | MICROSCOPE (BINOCULAR) | 1 | falcon optik | MR -10 delux | NA | 3000352700 | NA | 0 | NA | 0 | NA | NW
4242 | Bijapur | BHAIRAMGARH | CHC | OT | MICROSCOPE (BINOCULAR) | 1 | Falcon optik | MR -10 delux | NA | 3000352701 | NA | 0 | NA | 0 | NA | NW
4243 | Bijapur | BHAIRAMGARH | CHC | OT | MICROSCOPE (BINOCULAR) | 1 | Falcon optik | MR -10 delux | NA | 3000352702 | NA | 0 | NA | 0 | NA | NW
4244 | Bijapur | BHAIRAMGARH | CHC | OT | ELECTRIC STERILIZER | 1 | NA | NA | NA | 3000352703 | NA | 0 | NA | 0 | NA | NW
4245 | Bijapur | BHAIRAMGARH | CHC | OT | ELECTRIC STERILIZER | 1 | NA | NA | NA | 3000352704 | NA | 0 | NA | 0 | NA | NW
4246 | Bijapur | BHAIRAMGARH | CHC | OT | OT TABLE | 1 | NA | NA | NA | 3000352705 | NA | 0 | NA | 0 | NA | NW
4247 | Bijapur | BHAIRAMGARH | CHC | OT | SHADOWLESS OT LIGHT | 1 | NA | NA | NA | 3000352706 | NA | 0 | NA | 0 | NA | NW
4248 | Bijapur | BHAIRAMGARH | CHC | OT | SHADOWLESS OT LIGHT | 1 | NA | NA | NA | 3000352707 | NA | 0 | NA | 0 | NA | NW
4249 | Bijapur | BHAIRAMGARH | CHC | OT | NEEDLE DESTROYER | 1 | NA | SARATECH | NA | 3000352708 | NA | 0 | NA | 0 | NA | NW
4250 | Bijapur | BHAIRAMGARH | CHC | OT | OT ARTHOATTACH | 1 | NA | NA | NA | 3000352709 | NA | 0 | NA | 0 | NA | NW
4251 | Bijapur | NELASNAR | CHC | Dressing Room | NEBULIZER | 1 | SAFENEB | DS82 | 122078796 | 3000352710 | 2013-02-01 | 0 | NA | 0 | NA | W
4252 | Bijapur | NELASNAR | CHC | OPD | SPHYGMOMANOMETER (MERCURIAL) | 1 | SMART CARE | SCH- 11B | NA | 3000352711 | NA | 0 | NA | 0 | NA | W
4253 | Bijapur | NELASNAR | CHC | OPD | ADULT WEIGHING MACHINE | 1 | NA | KRUIPS | NA | 3000352712 | NA | 0 | NA | 0 | NA | W
4254 | Bijapur | NELASNAR | CHC | Injection Room | NEEDLE DESTROYER | 1 | microsil | ND - 360 | 5736163 | 3000352713 | NA | 0 | NA | 0 | NA | W
4255 | Bijapur | NELASNAR | CHC | Store Room | REFRIGERATOR | 1 | PANASONIK | NR-A19OL | NA | 3000352714 | NA | 0 | NA | 0 | NA | W
4256 | Bijapur | NELASNAR | CHC | Store Room | ADULT WEIGHING MACHINE | 1 | SAIFY GROUP | SCS- 117 | NA | 3000352715 | 2015-03-01 | 0 | NA | 0 | NA | NI
4257 | Bijapur | NELASNAR | CHC | Store Room | ADULT WEIGHING MACHINE | 1 | SAIFY GROUP | SCS- 117 | NA | 3000352716 | 2015-03-01 | 0 | NA | 0 | NA | NI
4258 | Bijapur | NELASNAR | CHC | DELIVERY ROOM | FOETAL DOPPLER | 1 | HIQUA | NEO CARE | 50769500101 | 3000352717 | 2015-02-01 | 0 | NA | 0 | NA | W
4259 | Bijapur | NELASNAR | CHC | DELIVERY ROOM | SPHYGMOMANOMETER (MERCURIAL) | 1 | SUPREME SURGICAL | LIFEX | 98132482 | 3000352718 | NA | 0 | NA | 0 | NA | W
4260 | Bijapur | NELASNAR | CHC | DELIVERY ROOM | BABY WEIGHING SCALE | 1 | NA | DOCBEL BRAON | NA | 3000352719 | NA | 0 | NA | 0 | NA | W
4261 | Bijapur | NELASNAR | CHC | DELIVERY ROOM | SUCTION APPARATUS | 1 | NA | NA | NA | 3000352720 | NA | 0 | NA | 0 | NA | NW
4262 | Bijapur | BHAIRAMGARH | CHC | Store Room | AUTOCLAVE | 1 | NA | NA | NA | 3000352721 | NA | 0 | NA | 0 | NA | NW
4263 | Bijapur | BHAIRAMGARH | CHC | Store Room | SHADOWLESS OT LIGHT | 1 | NA | NA | NA | 3000352722 | 2015-06-01 | 1 | 2016-06-01 | 0 | NA | W
4264 | Bijapur | BHAIRAMGARH | CHC | Store Room | SPHYGMOMANOMETER (MERCURIAL) | 1 | MEDI CARE | MCP | 14I6175 | 3000352723 | 2015-07-01 | 1 | 2016-07-01 | 0 | NA | W
4265 | Bijapur | BHAIRAMGARH | CHC | Store Room | SPHYGMOMANOMETER (MERCURIAL) | 1 | MEDI CARE | MCP | 14I6177 | 3000352724 | 2015-07-01 | 1 | 2016-07-01 | 0 | NA | W
4266 | Bijapur | BHAIRAMGARH | CHC | Store Room | SPHYGMOMANOMETER (MERCURIAL) | 1 | MONEX SURGICAL | MEDICATE | NA | 3000352725 | 2015-07-01 | 0 | NA | 0 | NA | NI
4267 | Bijapur | BHAIRAMGARH | CHC | Store Room | SPHYGMOMANOMETER (MERCURIAL) | 1 | MONEX SURGICAL | MEDICATE | NA | 3000352726 | 2015-07-01 | 0 | NA | 0 | NA | NI
4268 | Bijapur | BHAIRAMGARH | CHC | Store Room | SPHYGMOMANOMETER (MERCURIAL) | 1 | MONEX SURGICAL | MEDICATE | NA | 3000352727 | 2015-07-01 | 0 | NA | 0 | NA | NI
4269 | Bijapur | BHAIRAMGARH | CHC | Store Room | SPHYGMOMANOMETER (MERCURIAL) | 1 | MONEX SURGICAL | MEDICATE | NA | 3000352728 | NA | 0 | NA | 0 | NA | NW
4270 | Bijapur | BHAIRAMGARH | CHC | Store Room | SPHYGMOMANOMETER (MERCURIAL) | 1 | MONEX SURGICAL | MEDICATE | NA | 3000352729 | 2015-07-01 | 0 | NA | 0 | NA | NI
4271 | Bijapur | BHAIRAMGARH | CHC | Store Room | SPHYGMOMANOMETER (MERCURIAL) | 1 | MONEX SURGICAL | MEDICATE | NA | 3000352730 | NA | 0 | NA | 0 | NA | NW
4272 | Bijapur | BHAIRAMGARH | CHC | Store Room | GLUCOMETER | 1 | TYSON bio research indu. | EZ SMART | M040688 | 3000352731 | 2015-07-01 | 0 | NA | 0 | NA | NI
4273 | Bijapur | BHAIRAMGARH | CHC | Store Room | GLUCOMETER | 1 | TYSON bio research indu. | EZ SMART | M040685 | 3000352732 | 2015-07-01 | 0 | NA | 0 | NA | NI
4274 | Bijapur | BHAIRAMGARH | CHC | Store Room | GLUCOMETER | 1 | TYSON bio research indu. | EZ SMART | M040687 | 3000352733 | 2015-07-01 | 0 | NA | 0 | NA | NI
4275 | Bijapur | BHAIRAMGARH | CHC | Store Room | GLUCOMETER | 1 | TYSON bio research indu. | EZ SMART | M040686 | 3000352734 | 2015-07-01 | 0 | NA | 0 | NA | NI
4276 | Bijapur | BHAIRAMGARH | CHC | Store Room | GLUCOMETER | 1 | TYSON bio research indu. | EZ SMART | M040689 | 3000352735 | 2015-07-01 | 0 | NA | 0 | NA | NI
4277 | Bijapur | BHAIRAMGARH | CHC | Store Room | GLUCOMETER | 1 | ACON | ON- CALL NOW | 102A001845 | 3000352736 | 2015-07-01 | 0 | NA | 0 | NA | NI
4278 | Bijapur | BHAIRAMGARH | CHC | Store Room | GLUCOMETER | 1 | ACON | ON- CALL NOW | 102A001845 | 3000352737 | 2015-07-01 | 0 | NA | 0 | NA | NI
4279 | Bijapur | BHAIRAMGARH | CHC | Store Room | GLUCOMETER | 1 | ACON | ON- CALL NOW | 102A001845 | 3000352738 | 2015-07-01 | 0 | NA | 0 | NA | NI
4280 | Bijapur | BHAIRAMGARH | CHC | Store Room | GLUCOMETER | 1 | ACON | ON- CALL NOW | 102A001845 | 3000352739 | 2015-07-01 | 0 | NA | 0 | NA | NI
4281 | Bijapur | BHAIRAMGARH | CHC | Store Room | GLUCOMETER | 1 | TYSON bio research indu. | EZ SMART | M040690 | 3000352740 | 2015-07-01 | 0 | NA | 0 | NA | NI
4282 | Bijapur | BHAIRAMGARH | CHC | Store Room | GLUCOMETER | 1 | ACON | ON- CALL NOW | NA | 3000352741 | 2015-07-01 | 0 | NA | 0 | NA | NI
4283 | Bijapur | BHAIRAMGARH | CHC | Store Room | GLUCOMETER | 1 | ACON | ON- CALL NOW | NA | 3000352742 | 2015-07-01 | 0 | NA | 0 | NA | NI
4284 | Bijapur | BHAIRAMGARH | CHC | Store Room | FOETAL DOPPLER | 1 | MEDI WAVES LINE | CROWN | NA | 3000352743 | 2015-03-01 | 0 | NA | 0 | NA | NI
4285 | Bijapur | BHAIRAMGARH | CHC | Store Room | SPHYGMOMANOMETER (MERCURIAL) | 1 | diamond | NA | 212200005175 | 3000352744 | NA | 0 | NA | 0 | NA | NW
4286 | Bijapur | BHAIRAMGARH | CHC | Store Room | SPHYGMOMANOMETER (MERCURIAL) | 1 | MONEX SURGICAL | MEDICATE | NA | 3000352745 | NA | 0 | NA | 0 | NA | NI
4287 | Bijapur | BHAIRAMGARH | CHC | Store Room | SPHYGMOMANOMETER (MERCURIAL) | 1 | MONEX SURGICAL | MEDICATE | NA | 3000352746 | NA | 0 | NA | 0 | NA | NW
4288 | Bijapur | BHAIRAMGARH | CHC | Store Room | ECG RECORDER | 1 | BPL | CARDIAT 108T | NA | 3000352747 | 2015-07-01 | 0 | NA | 0 | NA | NI
4289 | Bijapur | BHAIRAMGARH | CHC | Store Room | REFRIGERATOR | 1 | LG | INTELLO COOL | 612NLVE004431 | 3000352748 | NA | 0 | NA | 0 | NA | NI
4290 | Bijapur | BHAIRAMGARH | CHC | Store Room | FOETAL DOPPLER | 1 | LCP | NA | NA | 3000352749 | 2015-03-01 | 0 | NA | 0 | NA | NI
4291 | Bijapur | BHAIRAMGARH | CHC | Store Room | FOETAL DOPPLER | 1 | LCP | NA | NA | 3000352750 | 2015-03-01 | 0 | NA | 0 | NA | NI
4292 | Bijapur | BHAIRAMGARH | CHC | Store Room | FOETAL DOPPLER | 1 | LCP | NA | NA | 3000352751 | 3/205 | 0 | NA | 0 | NA | NI
4293 | Bijapur | BHAIRAMGARH | CHC | Store Room | SPHYGMOMANOMETER (MERCURIAL) | 1 | diamond | REGULAR | 20049 | 3000352752 | NA | 0 | NA | 0 | NA | NW
4294 | Bijapur | BHAIRAMGARH | CHC | Store Room | OT TABLE (Hydraulic) | 1 | NA | NA | NA | 3000352753 | 2015-03-01 | 0 | NA | 0 | NA | NW
4295 | Bijapur | BHAIRAMGARH | CHC | Store Room | Serological WATER BATH | 1 | NA | NA | NA | 3000352754 | NA | 0 | NA | 0 | NA | NW
4296 | Bijapur | BHAIRAMGARH | CHC | Store Room | MICROSCOPE (BINOCULAR) | 1 | BLISCO | NA | NA | 3000352755 | NA | 0 | NA | 0 | NA | NW
4297 | Bijapur | BHAIRAMGARH | CHC | Store Room | MICROSCOPE (BINOCULAR) | 1 | NA | NA | NA | 3000352756 | 2015-07-01 | 0 | NA | 0 | NA | NI
4298 | Bijapur | BHAIRAMGARH | CHC | Store Room | MICROSCOPE (BINOCULAR) | 1 | BLISCO | NA | NA | 3000352757 | 2015-07-01 | 0 | NA | 0 | NA | NI
4299 | Bijapur | BHAIRAMGARH | CHC | Store Room | MICROSCOPE (BINOCULAR) | 1 | BLISCO | NA | NA | 3000352758 | 2015-07-01 | 0 | NA | 0 | NA | NI
4300 | Bijapur | BHAIRAMGARH | CHC | Store Room | MICROSCOPE (BINOCULAR) | 1 | BLISCO | NA | NA | 3000352759 | 2015-07-01 | 0 | NA | 0 | NA | NI
4301 | Bijapur | BHAIRAMGARH | CHC | Store Room | MICROSCOPE (BINOCULAR) | 1 | BLISCO | NA | NA | 3000352760 | 2015-07-01 | 0 | NA | 0 | NA | NI
4302 | Bijapur | BHAIRAMGARH | CHC | OT STORE ROOM | SPHYGMOMANOMETER (MERCURIAL) | 1 | JAIN SURGICAL | JIANCO | NA | 3000352761 | NA | 0 | NA | 0 | NA | NW
4303 | Bijapur | BHAIRAMGARH | CHC | OT STORE ROOM | AUTOCLAVE | 1 | NA | NA | NA | 3000352762 | NA | 0 | NA | 0 | NA | NW
4304 | Bijapur | BHAIRAMGARH | CHC | OT STORE ROOM | FUMIGATION MACHINE | 1 | SYSTEM ENGINEER | AERO MAX | NA | 3000352763 | NA | 0 | NA | 0 | NA | NW
4305 | Bijapur | BHAIRAMGARH | CHC | OT STORE ROOM | FUMIGATION MACHINE | 1 | SYSTEM ENGINEER | AERO MAX | NA | 3000352764 | NA | 0 | NA | 0 | NA | NW
4306 | Bijapur | BHAIRAMGARH | CHC | OT STORE ROOM | SUCTION APPARATUS | 1 | NA | NA | NA | 3000352765 | 2012-11-01 | 0 | NA | 0 | NA | NW
4307 | Bijapur | BHAIRAMGARH | CHC | OT STORE ROOM | MICROSCOPE (BINOCULAR) | 1 | BLISCO | NA | NA | 3000352766 | 2015-07-01 | 0 | NA | 0 | NA | NI
4308 | Bijapur | BHAIRAMGARH | CHC | OT STORE ROOM | MICROSCOPE (BINOCULAR) | 1 | BLISCO | NA | NA | 3000352767 | 2015-07-01 | 0 | NA | 0 | NA | NI
4309 | Bijapur | BHAIRAMGARH | CHC | OT STORE ROOM | MICROSCOPE (BINOCULAR) | 1 | BLISCO | NA | NA | 3000352768 | 2015-07-01 | 0 | NA | 0 | NA | NI
4310 | Bijapur | BHAIRAMGARH | CHC | OT STORE ROOM | MICROSCOPE (BINOCULAR) | 1 | BLISCO | NA | NA | 3000352769 | 2015-07-01 | 0 | NA | 0 | NA | NI
4311 | Bijapur | BHAIRAMGARH | CHC | OT STORE ROOM | MICROSCOPE (BINOCULAR) | 1 | MKOW OPTIK | NA | NA | 3000352770 | 2015-07-01 | 0 | NA | 0 | NA | NI
4312 | Dantewada | Dantewada | DH | OT | Air ELECTRIC STERILIZER Machine | 1 | NA | TROPO | NA | 3000105976 | NA | 0 | NA | 0 | NA | W
4313 | Dantewada | Dantewada | DH | OT | SURGICAL DIATHERMY MACHINE | 1 | NA | NA | NA | 3000105977 | NA | 0 | NA | 0 | NA | W
4314 | Dantewada | Dantewada | DH | OT | SHADOWLESS OT LIGHT | 1 | NA | NA | NA | 3000105978 | 2005-05-01 | 0 | NA | 0 | NA | W
4315 | Dantewada | Dantewada | DH | OT | SLIT LAMP | 1 | NA | NA | NA | 3000105979 | NA | 0 | NA | 0 | NA | W
4316 | Dantewada | Dantewada | DH | OT | SLIT LAMP | 1 | ZEISS | NA | NA | 3000105980 | 2007-01-01 | 0 | NA | 0 | NA | W
4317 | Dantewada | Dantewada | DH | OT | ELECTRIC STERILIZER | 1 | NA | NA | NA | 3000105981 | NA | 0 | NA | 0 | NA | W
4318 | Dantewada | Dantewada | DH | OT | SHADOWLESS OT LIGHT | 1 | PHILLIPS | NA | NA | 3000105982 | NA | 0 | NA | 0 | NA | W
4319 | Dantewada | Dantewada | DH | OT | SUCTION APPARATUS | 1 | Shiva | NA | NA | 3000105983 | NA | 0 | NA | 0 | NA | W
4320 | Dantewada | Dantewada | DH | OT | BOYLE'S APPARATUS | 1 | NA | NA | NA | 3000105984 | 2015-01-01 | 1 | 2016-01-01 | 0 | NA | W
4321 | Dantewada | Dantewada | DH | OT | BOYLE'S APPARATUS | 1 | NA | NA | NA | 3000105985 | 2015-01-15 | 0 | 2015-01-16 | 0 | NA | W
4322 | Dantewada | Dantewada | DH | OT | MULTIPARA PATIENT MONITOR | 1 | MEDICO | NA | 67B037 | 3000105986 | NA | 0 | NA | 0 | NA | W
4323 | Dantewada | Dantewada | DH | OT | Air ELECTRIC STERILIZER Machine | 1 | NA | TROPO | NA | 3000105987 | NA | 0 | NA | 0 | NA | W
4324 | Dantewada | Dantewada | DH | OT | OT TABLE (Hydraulic) | 1 | NA | NA | NA | 3000105988 | NA | 0 | NA | 0 | NA | W
4325 | Dantewada | Dantewada | DH | OT | SHADOWLESS OT LIGHT | 1 | NA | NA | NA | 3000105989 | NA | 0 | NA | 0 | NA | W
4326 | Dantewada | Dantewada | DH | OT | SHADOWLESS OT LIGHT | 1 | NA | NA | NA | 3000105990 | NA | 0 | NA | 0 | NA | NW
4327 | Dantewada | Dantewada | DH | OT | SUCTION APPARATUS | 1 | NA | NA | NA | 3000105991 | NA | 0 | NA | 0 | NA | W
4328 | Dantewada | Dantewada | DH | OT | ELECTRIC STERILIZER | 1 | NA | NA | NA | 3000105992 | NA | 0 | NA | 0 | NA | W
4329 | Dantewada | Dantewada | DH | OT | SUCTION APPARATUS | 1 | NA | NA | NA | 3000105993 | 2015-05-01 | 0 | NA | 0 | NA | W
4330 | Dantewada | KATEKALAYAN | CHC | Pathology Lab. | INCUBATOR | 1 | TANCO | NA | NA | 3000100822 | NA | 0 | NA | 0 | NA | W
4331 | Dantewada | KATEKALAYAN | CHC | Pathology Lab. | SHAKER | 1 | NA | NA | NA | 3000100823 | NA | 0 | NA | 0 | NA | W
4332 | Dantewada | KATEKALAYAN | CHC | Pathology Lab. | MICROSCOPE (BINOCULAR) | 1 | Labomed | NA | NA | 3000100824 | 2015-03-13 | 0 | NA | 0 | NA | W
4333 | Dantewada | KATEKALAYAN | CHC | Pathology Lab. | NEEDLE DESTROYER | 1 | microsil | NA | NA | 3000100825 | 2011-02-01 | 0 | NA | 0 | NA | W
4334 | Dantewada | KATEKALAYAN | CHC | Pathology Lab. | GLUCOMETER | 1 | PALM LAB | NA | NA | 3000100826 | 2015-03-13 | 0 | NA | 0 | NA | NW
4335 | Dantewada | KATEKALAYAN | CHC | Pathology Lab. | GLUCOMETER | 1 | PALM LAB | NA | NA | 3000100827 | NA | 0 | NA | 0 | NA | NW
4336 | Dantewada | KATEKALAYAN | CHC | Pathology Lab. | REFRIGERATOR | 1 | LG | NA | NA | 3000100828 | NA | 0 | NA | 0 | NA | W
4337 | Dantewada | KATEKALAYAN | CHC | IR ROOM | ADULT WEIGHING MACHINE | 1 | NA | NA | NA | 3000100829 | NA | 0 | NA | 0 | NA | NW
4338 | Dantewada | KATEKALAYAN | CHC | IR ROOM | ADULT WEIGHING MACHINE | 1 | NA | NA | NA | 3000100830 | NA | 0 | NA | 0 | NA | W
4339 | Dantewada | KATEKALAYAN | CHC | IR ROOM | SPHYGMOMANOMETER (MERCURIAL) | 1 | ZENCO | NA | NA | 3000100831 | NA | 0 | NA | 0 | NA | W
4340 | Dantewada | KATEKALAYAN | CHC | IR ROOM | SPHYGMOMANOMETER (MERCURIAL) | 1 | ZENCO | NA | NA | 3000100832 | NA | 0 | NA | 0 | NA | W
4341 | Dantewada | KATEKALAYAN | CHC | DELIVERY ROOM | REFRIGERATOR | 1 | WHIRLPOOL | NA | NA | 3000100833 | 2011-07-01 | 0 | NA | 0 | NA | W
4342 | Dantewada | KATEKALAYAN | CHC | DELIVERY ROOM | INFANT RADIANT WARMER | 1 | Infancy | NA | SF033 | 3000100834 | 2012-09-01 | 0 | NA | 0 | NA | W
4343 | Dantewada | KATEKALAYAN | CHC | DELIVERY ROOM | SUCTION APPARATUS | 1 | Shiva | NA | NA | 3000100835 | NA | 0 | NA | 0 | NA | W
4344 | Dantewada | KATEKALAYAN | CHC | DELIVERY ROOM | BABY WEIGHING SCALE | 1 | Bonso | NA | NA | 3000100836 | NA | 0 | NA | 0 | NA | W
4345 | Dantewada | KATEKALAYAN | CHC | DELIVERY ROOM | BABY WEIGHING SCALE | 1 | ESSAE | NA | NA | 3000100837 | 2014-06-01 | 0 | NA | 0 | NA | W
4346 | Dantewada | KATEKALAYAN | CHC | DELIVERY ROOM | BABY WEIGHING SCALE | 1 | DOCBEL | NA | 112 | 3000100838 | 2014-06-01 | 0 | NA | 0 | NA | W
4347 | Dantewada | KATEKALAYAN | CHC | DELIVERY ROOM | ELECTRIC STERILIZER | 1 | REXCO | NA | 111 | 3000100839 | NA | 0 | NA | 0 | NA | W
4348 | Dantewada | KATEKALAYAN | CHC | DELIVERY ROOM | SUCTION APPARATUS | 1 | NA | NA | NA | 3000100840 | 2012-05-01 | 0 | NA | 0 | NA | W
4349 | Dantewada | KATEKALAYAN | CHC | DELIVERY ROOM | NEEDLE DESTROYER | 1 | microsil | NA | NA | 3000100841 | NA | 0 | NA | 0 | NA | W
4350 | Dantewada | KATEKALAYAN | CHC | Store Room | SUCTION APPARATUS | 1 | Shiva | NA | NA | 3000100842 | NA | 0 | NA | 0 | NA | NI
4351 | Dantewada | KATEKALAYAN | CHC | Store Room | SUCTION APPARATUS | 1 | Shiva | NA | NA | 3000100843 | NA | 0 | NA | 0 | NA | NI
4352 | Dantewada | KATEKALAYAN | CHC | Store Room | AUTOCLAVE | 1 | NA | NA | NA | 3000100844 | NA | 0 | NA | 0 | NA | W
4353 | Dantewada | KATEKALAYAN | CHC | IPD | Dental (setup) | 1 | NA | NA | NA | 3000100845 | 2014-04-01 | 1 | 2017-04-01 | 0 | NA | W
4354 | Dantewada | KATEKALAYAN | CHC | X-RAY DEPT | X-RAY MACHINE 100mA | 1 | ALLENGER | NA | NA | 3000100846 | NA | 0 | NA | 0 | NA | W
4355 | Dantewada | GEEDAM | CHC | DELIVERY ROOM | SHADOWLESS OT LIGHT | 1 | NA | NA | NA | 3000100978 | NA | 0 | NA | 0 | NA | W
4356 | Dantewada | GEEDAM | CHC | DELIVERY ROOM | ELECTRIC STERILIZER | 1 | NA | NA | NA | 3000100979 | NA | 0 | NA | 0 | NA | W
4357 | Dantewada | GEEDAM | CHC | DELIVERY ROOM | AUTOCLAVE | 1 | Saratech | NA | NA | 3000100980 | 2013-04-01 | 0 | NA | 0 | NA | W
4358 | Dantewada | GEEDAM | CHC | DELIVERY ROOM | INFANT RADIANT WARMER | 1 | ENFANCY | NA | NA | 3000100981 | 2012-03-01 | 0 | NA | 0 | NA | W
4359 | Dantewada | GEEDAM | CHC | DELIVERY ROOM | BABY WEIGHING SCALE | 1 | Crown | NA | NA | 3000100982 | NA | 0 | NA | 0 | NA | W
4360 | Dantewada | GEEDAM | CHC | DELIVERY ROOM | SUCTION APPARATUS | 1 | Shiva | NA | NA | 3000100983 | 2012-03-01 | 0 | NA | 0 | NA | W
4361 | Dantewada | GEEDAM | CHC | DELIVERY ROOM | SUCTION APPARATUS | 1 | Shiva | NA | NA | 3000100984 | 2015-03-12 | 0 | NA | 0 | NA | W
4362 | Dantewada | GEEDAM | CHC | DELIVERY ROOM | SPHYGMOMANOMETER (MERCURIAL) | 1 | NA | NA | NA | 3000100985 | NA | 0 | NA | 0 | NA | W
4363 | Dantewada | GEEDAM | CHC | MAle ward | SUCTION APPARATUS | 1 | Shiva | NA | NA | 3000100986 | NA | 0 | NA | 0 | NA | W
4364 | Dantewada | GEEDAM | CHC | Pathology Lab. | REFRIGERATOR | 1 | LG | NA | NA | 3000100987 | NA | 0 | NA | 0 | NA | W
4365 | Dantewada | GEEDAM | CHC | OT | SHADOWLESS OT LIGHT | 1 | NA | NA | NA | 3000100999 | 2015-07-09 | 0 | NA | 0 | NA | W
4366 | Dantewada | GEEDAM | CHC | OT | OT TABLE (Hydraulic) | 1 | NA | NA | NA | 3000266555 | 2009-07-01 | 0 | NA | 0 | NA | W
4367 | Dantewada | GEEDAM | CHC | OT | AUTOCLAVE | 1 | NA | NA | NA | 3000266556 | NA | 0 | NA | 0 | NA | W
4368 | Dantewada | GEEDAM | CHC | OT | ELECTRIC STERILIZER | 1 | REXCO | NA | NA | 3000266557 | NA | 0 | NA | 0 | NA | W
4369 | Dantewada | GEEDAM | CHC | OT | ELECTRIC STERILIZER | 1 | REXCO | NA | NA | 3000266558 | NA | 0 | NA | 0 | NA | W
4370 | Dantewada | GEEDAM | CHC | Pathology Lab. | INCUBATOR | 1 | NA | NA | NA | 3000100988 | 2013-09-01 | 0 | NA | 0 | NA | W
4371 | Dantewada | GEEDAM | CHC | Pathology Lab. | CENTRIFUGE MACHINE (4 Tubes) | 1 | NA | NA | NA | 3000100989 | NA | 0 | NA | 0 | NA | W
4372 | Dantewada | GEEDAM | CHC | Pathology Lab. | MICROSCOPE (BINOCULAR) | 1 | QUASMO | NA | NA | 3000100990 | 2013-09-01 | 0 | NA | 0 | NA | W
4373 | Dantewada | GEEDAM | CHC | Pathology Lab. | MICROSCOPE (BINOCULAR) | 1 | Labomed | NA | NA | 3000100991 | 2013-09-01 | 0 | NA | 0 | NA | NW
4374 | Dantewada | GEEDAM | CHC | Pathology Lab. | Analyzer | 1 | NA | NA | NA | 3000100992 | NA | 0 | NA | 0 | NA | NW
4375 | Dantewada | GEEDAM | CHC | Pathology Lab. | COLORIMETER | 1 | NA | NA | NA | 3000100993 | NA | 0 | NA | 0 | NA | NW
4376 | Dantewada | GEEDAM | CHC | Pathology Lab. | MICROSCOPE (MONOCULAR) | 1 | Labomed | NA | NA | 3000100994 | NA | 0 | NA | 0 | NA | W
4377 | Dantewada | GEEDAM | CHC | Pathology Lab. | MICROSCOPE (MONOCULAR) | 1 | Labomed | NA | NA | 3000100995 | NA | 0 | NA | 0 | NA | NW
4378 | Dantewada | GEEDAM | CHC | Pathology Lab. | MICROSCOPE (MONOCULAR) | 1 | Labomed | NA | NA | 3000100996 | NA | 0 | NA | 0 | NA | NW
4379 | Dantewada | GEEDAM | CHC | X-RAY DEPT | X-RAY MACHINE 300 mA | 1 | ADONIC | NA | 856 | 3000100997 | NA | 0 | NA | 0 | NA | W
4380 | Dantewada | GEEDAM | CHC | IPD | SPHYGMOMANOMETER (MERCURIAL) | 1 | Diamond | NA | NA | 3000100998 | NA | 0 | NA | 0 | NA | W
4381 | Dantewada | GEEDAM | CHC | IPD | SPHYGMOMANOMETER (MERCURIAL) | 1 | NA | NA | NA | 3000266551 | NA | 0 | NA | 0 | NA | W
4382 | Dantewada | GEEDAM | CHC | IPD | NEEDLE DESTROYER | 1 | microsil | NA | NA | 3000266552 | NA | 0 | NA | 0 | NA | W
4383 | Dantewada | GEEDAM | CHC | IPD | NEEDLE DESTROYER | 1 | Saratech | NA | NA | 3000266553 | NA | 0 | NA | 0 | NA | W
4384 | Dantewada | GEEDAM | CHC | IPD | ADULT WEIGHING MACHINE | 1 | NA | NA | NA | 3000266554 | NA | 0 | NA | 0 | NA | W
4385 | Dantewada | KUAKONDA | CHC | MEDICINE ROOM | NEEDLE DESTROYER | 1 | Saratech | NA | NA | 3000100875 | NA | 0 | NA | 0 | NA | NW
4386 | Dantewada | KUAKONDA | CHC | MEDICINE ROOM | SPHYGMOMANOMETER (MERCURIAL) | 1 | NA | NA | NA | 3000100918 | 2014-04-01 | 0 | NA | 0 | NA | W
4387 | Dantewada | KUAKONDA | CHC | GENERAL WARD | NEEDLE DESTROYER | 1 | microsil | NA | NA | 3000100919 | 2015-03-01 | 1 | 2015-03-16 | 0 | NA | W
4388 | Dantewada | KUAKONDA | CHC | GENERAL WARD | SPHYGMOMANOMETER (MERCURIAL) | 1 | CROSS | DELUX | NA | 3000100920 | NA | 0 | NA | 0 | NA | W
4389 | Dantewada | KUAKONDA | CHC | GENERAL WARD | SPHYGMOMANOMETER (DIGITAL) | 1 | SUMO | NA | 3518 | 3000100921 | NA | 0 | NA | 0 | NA | W
4390 | Dantewada | KUAKONDA | CHC | GENERAL WARD | SPHYGMOMANOMETER (MERCURIAL) | 1 | NA | NA | NA | 3000100922 | NA | 0 | NA | 0 | NA | W
4391 | Dantewada | KUAKONDA | CHC | GENERAL WARD | SUCTION APPARATUS | 1 | Shiva | NA | NA | 3000100923 | 2015-07-15 | 1 | 2015-07-16 | 0 | NA | W
4392 | Dantewada | KUAKONDA | CHC | GENERAL WARD | MULTIPARA PATIENT MONITOR | 1 | FUMIX PLUS | NA | NA | 3000100924 | NA | 0 | NA | 0 | NA | W
4393 | Dantewada | KUAKONDA | CHC | Pathology Lab. | MICROSCOPE (BINOCULAR) | 1 | QUASMO | NA | NA | 3000100925 | 2015-03-01 | 1 | 2015-03-16 | 0 | NA | W
4394 | Dantewada | KUAKONDA | CHC | Pathology Lab. | CENTRIFUGE MACHINE (4 Tubes) | 1 | NA | NA | NA | 3000100926 | NA | 0 | NA | 0 | NA | W
4395 | Dantewada | KUAKONDA | CHC | Pathology Lab. | MULTIPARA PATIENT MONITOR | 1 | NA | NA | NA | 3000100927 | NA | 0 | NA | 0 | NA | NI
4396 | Dantewada | KUAKONDA | CHC | Pathology Lab. | MICROSCOPE (BINOCULAR) | 1 | ZEAISS | NA | NA | 3000100928 | NA | 0 | NA | 0 | NA | NW
4397 | Dantewada | KUAKONDA | CHC | Pathology Lab. | MICROSCOPE (BINOCULAR) | 1 | ZEAISS | NA | NA | 3000100929 | NA | 0 | NA | 0 | NA | NW
4398 | Dantewada | KUAKONDA | CHC | Pathology Lab. | GLUCOMETER | 1 | PALM LAB | SC-101CE0197 | LD0601-00279 | 3000100930 | 2014-10-01 | 1 | 2015-10-01 | 0 | NA | W
4399 | Dantewada | KUAKONDA | CHC | Pathology Lab. | MICROSCOPE (BINOCULAR) | 1 | NA | NA | NA | 3000100931 | NA | 0 | NA | 0 | NA | NW
4400 | Dantewada | KUAKONDA | CHC | Pathology Lab. | MICROSCOPE (BINOCULAR) | 1 | NA | NA | NA | 3000100932 | NA | 0 | NA | 0 | NA | NW
4401 | Dantewada | KUAKONDA | CHC | Pathology Lab. | MICROSCOPE (BINOCULAR) | 1 | NA | NA | NA | 3000100933 | NA | 0 | NA | 0 | NA | NW
4402 | Dantewada | KUAKONDA | CHC | Pathology Lab. | MICROSCOPE (BINOCULAR) | 1 | NA | NA | NA | 3000100934 | NA | 0 | NA | 0 | NA | NW
4403 | Dantewada | KUAKONDA | CHC | Pathology Lab. | MICROSCOPE (BINOCULAR) | 1 | NA | NA | NA | 3000100935 | NA | 0 | NA | 0 | NA | NW
4404 | Dantewada | KUAKONDA | CHC | Pathology Lab. | MICROSCOPE (BINOCULAR) | 1 | NA | NA | NA | 3000100936 | NA | 0 | NA | 0 | NA | NW
4405 | Dantewada | KUAKONDA | CHC | Store Room | MICROSCOPE (BINOCULAR) | 1 | NA | NA | NA | 3000100937 | NA | 0 | NA | 0 | NA | NW
4406 | Dantewada | KUAKONDA | CHC | Store Room | MICROSCOPE (BINOCULAR) | 1 | NA | NA | NA | 3000100938 | NA | 0 | NA | 0 | NA | NW
4407 | Dantewada | KUAKONDA | CHC | Pathology Lab. | MICROSCOPE (BINOCULAR) | 1 | Labomed | VISION 2000 | NA | 3000100939 | 2015-03-01 | 1 | 2016-03-01 | 0 | NA | W
4408 | Dantewada | KUAKONDA | CHC | Pathology Lab. | ADULT WEIGHING MACHINE | 1 | NA | NA | NA | 3000100940 | 2015-06-15 | 1 | 2015-06-16 | 0 | NA | W
4409 | Dantewada | KUAKONDA | CHC | Pathology Lab. | MICROSCOPE (BINOCULAR) | 1 | NA | NA | NA | 3000100941 | NA | 0 | NA | 0 | NA | NW
4410 | Dantewada | KUAKONDA | CHC | IPD | REFRIGERATOR | 1 | LG | NA | NA | 3000100942 | NA | 0 | NA | 0 | NA | W
4411 | Dantewada | KUAKONDA | CHC | IPD | NEBULIZER | 1 | Readmist | NA | NA | 3000100943 | NA | 0 | NA | 0 | NA | NW
4412 | Dantewada | KUAKONDA | CHC | IPD | ADULT WEIGHING MACHINE | 1 | NA | NA | NA | 3000100944 | NA | 0 | NA | 0 | NA | NW
4413 | Dantewada | KUAKONDA | CHC | IPD | ADULT WEIGHING MACHINE | 1 | NA | NA | NA | 3000100945 | NA | 0 | NA | 0 | NA | NW
4414 | Dantewada | KUAKONDA | CHC | IPD | ELECTRIC STERILIZER | 1 | NA | NA | NA | 3000100946 | 2015-09-14 | 1 | 2015-09-15 | 0 | NA | W
4415 | Dantewada | KUAKONDA | CHC | OT | ELECTRIC STERILIZER | 1 | REXCO | NA | NA | 3000100876 | 2015-03-15 | 1 | 2015-03-16 | 0 | NA | W
4416 | Dantewada | KUAKONDA | CHC | OT | OT TABLE (Hydraulic) | 1 | NA | NA | NA | 3000100877 | NA | 0 | NA | 0 | NA | NW
4417 | Dantewada | KUAKONDA | CHC | OT | SHADOWLESS OT LIGHT | 1 | NA | NA | NA | 3000100878 | NA | 0 | NA | 0 | NA | NW
4418 | Dantewada | KUAKONDA | CHC | OT | NEEDLE DESTROYER | 1 | microsil | ND-360 | NA | 3000100879 | NA | 0 | NA | 0 | NA | NW
4419 | Dantewada | KUAKONDA | CHC | OT | AUTOCLAVE | 1 | NA | N | NA | 3000100880 | 2015-04-14 | 0 | NA | 0 | NA | NW
4420 | Dantewada | KUAKONDA | CHC | DELIVERY ROOM | INFANT RADIANT WARMER | 1 | NA | NA | NA | 3000100882 | 2015-03-15 | 1 | 2015-03-16 | 0 | NA | W
4421 | Dantewada | KUAKONDA | CHC | DELIVERY ROOM | NEEDLE DESTROYER | 1 | Microsil | ND-360 | NA | 3000100883 | NA | 0 | NA | 0 | NA | W
4422 | Dantewada | KUAKONDA | CHC | DELIVERY ROOM | BABY WEIGHING SCALE | 1 | crown | N | NA | 3000100884 | NA | 0 | NA | 0 | NA | W
4423 | Dantewada | KUAKONDA | CHC | DELIVERY ROOM | BABY PHOTOTHERAPY UNIT | 1 | NA | NA | NA | 3000100885 | NA | 0 | NA | 0 | NA | W
4424 | Dantewada | KUAKONDA | CHC | DELIVERY ROOM | SUCTION APPARATUS | 1 | Shiva | NA | NA | 3000100886 | 2015-04-14 | 0 | NA | 0 | NA | W
4425 | Dantewada | KUAKONDA | CHC | DELIVERY ROOM | ELECTRIC STERILIZER | 1 | REXCO | N | NA | 3000100887 | 2015-03-15 | 1 | 2015-03-16 | 0 | NA | W
4426 | Dantewada | KUAKONDA | CHC | DELIVERY ROOM | ELECTRIC STERILIZER | 1 | REXCO | NA | NA | 3000100888 | 2015-04-15 | 1 | 2015-04-16 | 0 | NA | W
4427 | Dantewada | KUAKONDA | CHC | X-RAY DEPT | X-RAY MACHINE 300 mA | 1 | ADONIC | 220 VOLT AC | 90838 | 3000100889 | NA | 0 | NA | 0 | NA | NW
4428 | Dantewada | KUAKONDA | CHC | OPD | ELECTRIC STERILIZER | 1 | ATLAS | NA | NA | 3000100890 | NA | 0 | NA | 0 | NA | NW
4429 | Dantewada | KUAKONDA | CHC | IPD | NEEDLE DESTROYER | 1 | microsil | ND-360 | NA | 3000100891 | NA | 0 | NA | 0 | NA | W
4430 | Dantewada | KUAKONDA | CHC | IPD | Dental (setup) | 1 | CHEAS | NA | CD033 | 3000100881 | 2015-05-15 | 1 | 2015-05-18 | 0 | NA | W
4431 | Dantewada | PHARASPAL | PHC | DELIVERY ROOM | SUCTION APPARATUS | 1 | Shiva | NA | NA | 3000266586 | 2015-08-14 | 1 | 2015-08-15 | 0 | NA | W
4432 | Dantewada | PHARASPAL | PHC | DELIVERY ROOM | SPHYGMOMANOMETER (MERCURIAL) | 1 | Diamond | NA | NA | 3000266587 | 2015-04-13 | 0 | NA | 0 | NA | W
4433 | Dantewada | PHARASPAL | PHC | DELIVERY ROOM | BABY WEIGHING SCALE | 1 | CROWN | NA | NA | 3000266588 | 2015-08-14 | 0 | NA | 0 | NA | W
4434 | Dantewada | PHARASPAL | PHC | DELIVERY ROOM | BABY WEIGHING SCALE | 1 | CROWN | NA | NA | 3000266589 | 2015-08-14 | 0 | NA | 0 | NA | W
4435 | Dantewada | PHARASPAL | PHC | DELIVERY ROOM | BABY WEIGHING SCALE | 1 | CROWN | NA | NA | 3000266590 | 2015-08-14 | 0 | NA | 0 | NA | NI
4436 | Dantewada | PHARASPAL | PHC | DELIVERY ROOM | NEEDLE DESTROYER | 1 | saratech | S1R | NA | 3000266591 | NA | 0 | NA | 0 | NA | W
4437 | Dantewada | PHARASPAL | PHC | Store Room | NEEDLE DESTROYER | 1 | saratech | S1R | NA | 3000266592 | NA | 0 | NA | 0 | NA | NI
4438 | Dantewada | PHARASPAL | PHC | Store Room | NEEDLE DESTROYER | 1 | saratech | S1R | NA | 3000266593 | NA | 0 | NA | 0 | NA | NI
4439 | Dantewada | PHARASPAL | PHC | IPD | NEBULIZER | 1 | BIO PLUS | NA | NA | 3000266594 | NA | 0 | NA | 0 | NA | W
4440 | Dantewada | PHARASPAL | PHC | IPD | MICROSCOPE (BINOCULAR) | 1 | OLLYMPUS | NA | NA | 3000266595 | NA | 0 | NA | 0 | NA | W
4441 | Dantewada | PHARASPAL | PHC | IPD | SPHYGMOMANOMETER (MERCURIAL) | 1 | Diamond | NA | NA | 3000266596 | NA | 0 | NA | 0 | NA | NW
4442 | Dantewada | PHARASPAL | PHC | IPD | SPHYGMOMANOMETER (MERCURIAL) | 1 | Diamond | Regular | NA | 3000266597 | 2015-04-13 | 0 | NA | 0 | NA | W
4443 | Dantewada | PHARASPAL | PHC | IPD | ELECTRIC STERILIZER | 1 | ATLAS | NA | NA | 3000266598 | 2015-04-13 | 0 | NA | 0 | NA | W
4444 | Dantewada | PHARASPAL | PHC | IPD | NEEDLE DESTROYER | 1 | saratech | S1R | NA | 3000266599 | 2015-04-13 | 0 | NA | 0 | NA | W
4445 | Dantewada | PHARASPAL | PHC | IPD | ELECTRIC STERILIZER | 1 | ATLAS | NA | NA | 3000266600 | 2015-04-13 | 0 | NA | 0 | NA | W
4446 | Dantewada | PHARASPAL | PHC | Store Room | ADULT WEIGHING MACHINE | 1 | NA | NA | NA | 3000266601 | 2015-08-14 | 0 | NA | 0 | NA | NI
4447 | Dantewada | PHARASPAL | PHC | Store Room | ADULT WEIGHING MACHINE | 1 | NA | NA | NA | 3000266602 | 2015-08-14 | 0 | NA | 0 | NA | NI
4448 | Dantewada | PHARASPAL | PHC | Store Room | ADULT WEIGHING MACHINE | 1 | NA | NA | NA | 3000266603 | 2015-08-14 | 0 | NA | 0 | NA | NI
4449 | Dantewada | PHARASPAL | PHC | Store Room | BABY WEIGHING SCALE | 1 | NA | NA | NA | 3000266604 | 2015-08-14 | 0 | NA | 0 | NA | NI
4450 | Dantewada | PHARASPAL | PHC | Store Room | ADULT WEIGHING MACHINE | 1 | NA | NA | NA | 3000266605 | 2015-08-14 | 0 | NA | 0 | NA | NI
4451 | Dantewada | METAPAL | PHC | OPD | NEEDLE DESTROYER | 1 | microsil | ND-360 | NA | 3000100804 | 2015-02-13 | 0 | NA | 0 | NA | NW
4452 | Dantewada | METAPAL | PHC | OPD | SPHYGMOMANOMETER (MERCURIAL) | 1 | NAMTTA | NA | NA | 3000100805 | NA | 0 | NA | 0 | NA | W
4453 | Dantewada | METAPAL | PHC | OPD | MICROSCOPE (BINOCULAR) | 1 | QUASMO | NA | PZRMZ6 | 3000100806 | 2015-02-13 | 0 | NA | 0 | NA | W
4454 | Dantewada | METAPAL | PHC | OPD | ELECTRIC STERILIZER | 1 | ATLAS | NA | NA | 3000100807 | NA | 0 | NA | 0 | NA | W
4455 | Dantewada | METAPAL | PHC | OPD | ELECTRIC STERILIZER | 1 | ATLAS | NA | NA | 3000100808 | NA | 0 | NA | 0 | NA | W
4456 | Dantewada | METAPAL | PHC | IPD | ELECTRIC STERILIZER | 1 | NA | NA | NA | 3000100809 | NA | 0 | NA | 0 | NA | W
4457 | Dantewada | METAPAL | PHC | IPD | VISION DRUM | 1 | NA | NA | NA | 3000100810 | 2015-03-13 | 0 | NA | 0 | NA | W
4458 | Dantewada | METAPAL | PHC | DELIVERY ROOM | BABY WEIGHING SCALE | 1 | NA | NA | NA | 3000100812 | 2015-04-14 | 0 | NA | 0 | NA | W
4459 | Dantewada | METAPAL | PHC | DELIVERY ROOM | SUCTION APPARATUS | 1 | NA | NA | NA | 3000100811 | 2015-04-14 | 0 | NA | 0 | NA | W
4460 | Dantewada | METAPAL | PHC | DELIVERY ROOM | NEEDLE DESTROYER | 1 | microsil | NA | ND-360 | 3000100813 | NA | 0 | NA | 0 | NA | W
4461 | Dantewada | METAPAL | PHC | Store Room | ADULT WEIGHING MACHINE | 1 | NA | NA | NA | 3000100814 | NA | 0 | NA | 0 | NA | W
4462 | Dantewada | BARSUR | PHC | Pathology Lab. | MICROSCOPE (BINOCULAR) | 1 | MKAW | NA | NA | 3000266576 | 2015-02-12 | 0 | NA | 0 | NA | W
4463 | Dantewada | BARSUR | PHC | Pathology Lab. | REFRIGERATOR | 1 | LG | NA | NA | 3000266577 | NA | 0 | NA | 0 | NA | W
4464 | Dantewada | BARSUR | PHC | IPD | SPHYGMOMANOMETER (MERCURIAL) | 1 | CROSS | DELUX | NA | 3000266578 | NA | 0 | NA | 0 | NA | W
4465 | Dantewada | BARSUR | PHC | DELIVERY ROOM | INFANT RADIANT WARMER | 1 | Innfancy IC | NA | NA | 3000266579 | 2015-04-13 | 0 | NA | 0 | NA | W
4466 | Dantewada | BARSUR | PHC | DELIVERY ROOM | ELECTRIC STERILIZER | 1 | ATLAS | NA | NA | 3000266580 | NA | 0 | NA | 0 | NA | W
4467 | Dantewada | BARSUR | phc | DELIVERY ROOM | SUCTION APPARATUS | 1 | Shiva | NA | NA | 3000266581 | 2015-04-13 | 0 | NA | 0 | NA | W
4468 | Dantewada | BARSUR | phc | DELIVERY ROOM | SPHYGMOMANOMETER (MERCURIAL) | 1 | Diamond | NA | NA | 3000266582 | NA | 0 | NA | 0 | NA | NW
4469 | Dantewada | BARSUR | phc | DELIVERY ROOM | BABY WEIGHING SCALE | 1 | CROWN | NA | NA | 3000266583 | NA | 0 | NA | 0 | NA | W
4470 | Dantewada | BARSUR | phc | DELIVERY ROOM | NEEDLE DESTROYER | 1 | saratech | NA | NA | 3000266584 | NA | 0 | NA | 0 | NA | W
4471 | Dantewada | BARSUR | phc | DELIVERY ROOM | NEBULIZER | 1 | BIO PLUS | NA | NA | 3000266585 | NA | 0 | NA | 0 | NA | W
4472 | Dantewada | surhar | phc | OPD | SPHYGMOMANOMETER (MERCURIAL) | 1 | DIamond | NA | NA | 3000100815 | 2013-03-01 | 0 | NA | 0 | NA | W
4473 | Dantewada | surhar | phc | OPD | NEEDLE DESTROYER | 1 | microsil | NA | NA | 3000100816 | 2014-04-01 | 0 | NA | 0 | NA | W
4474 | Dantewada | surhar | phc | OPD | ELECTRIC STERILIZER | 1 | REXCO | NA | NA | 3000100817 | NA | 0 | NA | 0 | NA | NW
4475 | Dantewada | surhar | phc | OPD | ADULT WEIGHING MACHINE | 1 | NA | NA | NA | 3000100818 | 2014-04-01 | 0 | NA | 0 | NA | W
4476 | Dantewada | surhar | phc | OPD | NEEDLE DESTROYER | 1 | microsil | NA | NA | 3000100819 | NA | 0 | NA | 0 | NA | NW
4477 | Dantewada | surhar | phc | OPD | ELECTRIC STERILIZER | 1 | REXCO | NA | NA | 3000100820 | NA | 0 | NA | 0 | NA | W
4478 | Dantewada | surhar | phc | OPD | REFRIGERATOR | 1 | SAMSUNG | NA | NA | 3000100821 | NA | 0 | NA | 0 | NA | W
4479 | Dantewada | PONDUM | phc | Dressing Room | ELECTRIC STERILIZER | 1 | REXCO | NA | NA | 3000105994 | 2012-03-01 | 0 | NA | 0 | NA | W
4480 | Dantewada | PONDUM | phc | Dressing Room | NEEDLE DESTROYER | 1 | saratech | NA | NA | 3000105995 | NA | 0 | NA | 0 | NA | W
4481 | Dantewada | PONDUM | phc | OT | ELECTRIC STERILIZER | 1 | NA | NA |  | 3000105996 | NA | 0 | NA | 0 | NA | W
4482 | Dantewada | PONDUM | phc | OT | NEEDLE DESTROYER | 1 | microsil | NA | NA | 3000105997 | 2013-08-01 | 0 | NA | 0 | NA | W
4483 | Dantewada | PONDUM | phc | OT | SUCTION APPARATUS | 1 | Shiva | NA | NA | 3000105998 | 2015-03-14 | 0 | NA | 0 | NA | W
4484 | Dantewada | PONDUM | phc | OT | SUCTION APPARATUS | 1 | Shiva | NA | NA | 3000105999 | 2015-03-14 | 0 | NA | 0 | NA | W
4485 | Dantewada | PONDUM | phc | OT | BABY WEIGHING SCALE | 1 | NA | NA | NA | 3000106000 | NA | 0 | NA | 0 | NA | W
4486 | Dantewada | PONDUM | phc | Pathology Lab. | MICROSCOPE (BINOCULAR) | 1 | Labomed | NA | NA | 3000100801 | NA | 0 | NA | 0 | NA | W
4487 | Dantewada | PONDUM | phc | Pathology Lab. | CENTRIFUGE MACHINE (4 Tubes) | 1 | NA | NA | NA | 3000100802 | NA | 0 | NA | 0 | NA | W
4488 | Dantewada | PONDUM | phc | IPD | SPHYGMOMANOMETER (MERCURIAL) | 1 | NA | NA | NA | 3000100803 | NA | 0 | NA | 0 | NA | W
4489 | Dantewada | BADA GUDERA | phc | Doctor's Room | SPHYGMOMANOMETER (MERCURIAL) | 1 | NAVO | NA | NA | 3000100847 | NA | 0 | NA | 0 | NA | W
4490 | Dantewada | BADA GUDERA | phc | Doctor's Room | ADULT WEIGHING MACHINE | 1 | PHRASTISE | NA | NA | 3000100848 | NA | 0 | NA | 0 | NA | W
4491 | Dantewada | BADA GUDERA | phc | Doctor's Room | SPHYGMOMANOMETER (MERCURIAL) | 1 | JAINCO | NA | NA | 3000100849 | NA | 0 | NA | 0 | NA | W
4492 | Dantewada | BADA GUDERA | phc | Pathology Lab. | MICROSCOPE (BINOCULAR) | 1 | LAPTOP | NA | NA | 3000100850 | 2015-02-13 | 0 | NA | 0 | NA | W
4493 | Dantewada | BADA GUDERA | phc | Pathology Lab. | CENTRIFUGE MACHINE (4 Tubes) | 1 | NA | NA | NA | 3000100851 | 2015-02-13 | 0 | NA | 0 | NA | W
4494 | Dantewada | BADA GUDERA | phc | DELIVERY ROOM | ELECTRIC STERILIZER | 1 | REXCO | NA | NA | 3000100852 | NA | 0 | NA | 0 | NA | W
4495 | Dantewada | BADA GUDERA | phc | DELIVERY ROOM | BABY WEIGHING SCALE | 1 | CROWN | NA | NA | 3000100853 | 2015-04-13 | 0 | NA | 0 | NA | W
4496 | Dantewada | BADA GUDERA | phc | DELIVERY ROOM | NEBULIZER | 1 | MY CARE | NA | NA | 3000100854 | NA | 0 | NA | 0 | NA | W
4497 | Dantewada | BADA GUDERA | phc | DELIVERY ROOM | SPHYGMOMANOMETER (MERCURIAL) | 1 | RK | NA | NA | 3000100855 | NA | 0 | NA | 0 | NA | W
4498 | Dantewada | BADA GUDERA | phc | DELIVERY ROOM | SUCTION APPARATUS | 1 | Shiva | NA | NA | 3000100856 | 2015-05-15 | 0 | NA | 0 | NA | NI
4499 | Dantewada | BADA GUDERA | phc | DELIVERY ROOM | NEEDLE DESTROYER | 1 | saratech | NA | NA | 3000100857 | NA | 0 | NA | 0 | NA | W
4500 | Dantewada | BADETUMHAR | phc | Doctor's Room | SPHYGMOMANOMETER (MERCURIAL) | 1 | JAINCO | NA | NA | 3000266559 | NA | 0 | NA | 0 | NA | NW
4501 | Dantewada | BADETUMHAR | phc | Doctor's Room | ADULT WEIGHING MACHINE | 1 | NA | NA | NA | 3000266560 | NA | 0 | NA | 0 | NA | W
4502 | Dantewada | BADETUMHAR | phc | Doctor's Room | SPHYGMOMANOMETER (MERCURIAL) | 1 | NA | NA | NA | 3000266561 | 2015-07-14 | 0 | NA | 0 | NA | W
4503 | Dantewada | BADETUMHAR | phc | Injection Room | NEEDLE DESTROYER | 1 | NA | NA | NA | 3000266562 | 2015-07-14 | 0 | NA | 0 | NA | NW
4504 | Dantewada | BADETUMHAR | phc | Injection Room | ELECTRIC STERILIZER | 1 | REXCO | NA | NA | 3000266563 | NA | 0 | NA | 0 | NA | W
4505 | Dantewada | BADETUMHAR | phc | Pathology Lab. | MICROSCOPE (BINOCULAR) | 1 | Labomed | NA | NA | 3000266564 | 2015-04-13 | 0 | NA | 0 | NA | W
4506 | Dantewada | BADETUMHAR | phc | Pathology Lab. | CENTRIFUGE MACHINE (4 Tubes) | 1 | NA | NA | NA | 3000266565 | 2015-04-13 | 0 | NA | 0 | NA | W
4507 | Dantewada | BADETUMHAR | phc | Pathology Lab. | INCUBATOR | 1 | NA | NA | NA | 3000266566 | 2015-04-13 | 0 | NA | 0 | NA | W
4508 | Dantewada | BADETUMHAR | phc | Pathology Lab. | REFRIGERATOR | 1 | LG | LG1955H4 | NA | 3000266567 | NA | 0 | NA | 0 | NA | W
4509 | Dantewada | BADETUMHAR | phc | Pathology Lab. | MICROSCOPE (BINOCULAR) | 1 | NA | NA | NA | 3000266568 | NA | 0 | NA | 0 | NA | NW
4510 | Dantewada | BADETUMHAR | phc | Pathology Lab. | GLUCOMETER | 1 | SD CHEACK | NA | M01A3BAA6787 | 3000266569 | NA | 0 | NA | 0 | NA | NW
4511 | Dantewada | BADETUMHAR | phc | Store Room | SUCTION APPARATUS | 1 | Shiva | NA | NA | 3000266570 | 2015-04-15 | 1 | 2015-04-16 | 0 | NA | NI
4512 | Dantewada | BADETUMHAR | phc | Store Room | SUCTION APPARATUS | 1 | Shiva | NA | NA | 3000266571 | 2015-04-15 | 1 | 2015-04-16 | 0 | NA | NI
4513 | Dantewada | BADETUMHAR | phc | Store Room | AUTOCLAVE | 1 | NA | NA | NA | 3000266572 | NA | 0 | NA | 0 | NA | NW
4514 | Dantewada | BADETUMHAR | phc | Store Room | AUTOCLAVE | 1 | NA | NA | NA | 3000266573 | NA | 0 | NA | 0 | NA | NW
4515 | Dantewada | BADETUMHAR | phc | DELIVERY ROOM | BABY WEIGHING SCALE | 1 | DOCBEL | NA | NA | 3000266574 | NA | 0 | NA | 0 | NA | W
4516 | Dantewada | BADETUMHAR | phc | DELIVERY ROOM | INFANT RADIANT WARMER | 1 | NA | NA | NA | 3000266575 | NA | 0 | NA | 0 | NA | W
4517 | Dantewada | PALNAR | phc | OPD | NEEDLE DESTROYER | 1 | microsil | NA | NA | 3000100901 | 2015-04-12 | 0 | NA | 0 | NA | W
4518 | Dantewada | PALNAR | phc | OPD | SPHYGMOMANOMETER (MERCURIAL) | 1 | TOP | NA | NA | 3000100902 | 2015-05-14 | 0 | NA | 0 | NA | W
4519 | Dantewada | PALNAR | phc | Pathology Lab. | CENTRIFUGE MACHINE (4 Tubes) | 1 | NA | NA | NA | 3000100903 | NA | 0 | NA | 0 | NA | NI
4520 | Dantewada | PALNAR | phc | Pathology Lab. | ELECTRIC STERILIZER | 1 | REXCO | NA | NA | 3000100904 | NA | 0 | NA | 0 | NA | W
4521 | Dantewada | PALNAR | phc | DELIVERY ROOM | SUCTION APPARATUS | 1 | Shiva | NA | NA | 3000100905 | 2015-04-14 | 0 | NA | 0 | NA | NI
4522 | Dantewada | PALNAR | phc | DELIVERY ROOM | SPHYGMOMANOMETER (MERCURIAL) | 1 | NA | NA | NA | 3000100906 | NA | 0 | NA | 0 | NA | W
4523 | Dantewada | PALNAR | phc | DELIVERY ROOM | GLUCOMETER | 1 | ACCU CHEK | NA | NA | 3000100907 | 2015-03-14 | 0 | NA | 0 | NA | NI
4524 | Dantewada | PALNAR | phc | DELIVERY ROOM | NEEDLE DESTROYER | 1 | microsil | NA | NA | 3000100908 | NA | 0 | NA | 0 | NA | NW
4525 | Dantewada | PALNAR | phc | DELIVERY ROOM | ELECTRIC STERILIZER | 1 | REXCO | NA | NA | 3000100909 | NA | 0 | NA | 0 | NA | NW
4526 | Dantewada | PALNAR | phc | DELIVERY ROOM | ELECTRIC STERILIZER | 1 | NA | NA | NA | 3000100910 | NA | 0 | NA | 0 | NA | W
4527 | Dantewada | POTALI | phc | OPD | NEEDLE DESTROYER | 1 | microsil | NA | NA | 3000100892 | 2015-03-12 | 0 | NA | 0 | NA | W
4528 | Dantewada | POTALI | phc | OPD | SPHYGMOMANOMETER (MERCURIAL) | 1 | NA | NA | NA | 3000100893 | NA | 0 | NA | 0 | NA | W
4529 | Dantewada | POTALI | phc | DELIVERY ROOM | INFANT RADIANT WARMER | 1 | INCARE | NA | NA | 3000100894 | 2015-03-13 | 0 | NA | 0 | NA | W
4530 | Dantewada | POTALI | phc | DELIVERY ROOM | CENTRIFUGE MACHINE (4 Tubes) | 1 | NA | NA | NA | 3000100895 | NA | 0 | NA | 0 | NA | W
4531 | Dantewada | POTALI | phc | DELIVERY ROOM | ELECTRIC STERILIZER | 1 | REXCO | NA | NA | 3000100896 | NA | 0 | NA | 0 | NA | W
4532 | Dantewada | POTALI | phc | DELIVERY ROOM | SUCTION APPARATUS | 1 | Shiva | NA | NA | 3000100897 | 2015-03-13 | 0 | NA | 0 | NA | W
4533 | Dantewada | POTALI | phc | DELIVERY ROOM | NEEDLE DESTROYER | 1 | microsil | NA | NA | 3000100898 | NA | 0 | NA | 0 | NA | W
4534 | Dantewada | POTALI | phc | DELIVERY ROOM | SPHYGMOMANOMETER (MERCURIAL) | 1 | NA | NA | NA | 3000100899 | NA | 0 | NA | 0 | NA | W
4535 | Dantewada | POTALI | phc | DELIVERY ROOM | GLUCOMETER | 1 | ACCU CHEK | NA | NA | 3000100900 | NA | 0 | NA | 0 | NA | W
4536 | Dantewada | BACHELI | phc | OPD | SPHYGMOMANOMETER (MERCURIAL) | 1 | DIamond | NA | NA | 3000100963 | NA | 0 | NA | 0 | NA | W
4537 | Dantewada | BACHELI | phc | OPD | SPHYGMOMANOMETER (MERCURIAL) | 1 | NA | NA | NA | 3000100964 | NA | 0 | NA | 0 | NA | W
4538 | Dantewada | BACHELI | phc | OPD | ADULT WEIGHING MACHINE | 1 | NA | NA | NA | 3000100965 | 2015-02-14 | 0 | NA | 0 | NA | W
4539 | Dantewada | BACHELI | phc | Pathology Lab. | MICROSCOPE (BINOCULAR) | 1 | LABTOP | NA | NA | 3000100966 | 2015-03-12 | 0 | NA | 0 | NA | W
4540 | Dantewada | BACHELI | phc | Pathology Lab. | ELECTRIC STERILIZER | 1 | REXCO | NA | NA | 3000100967 | NA | 0 | NA | 0 | NA | W
4541 | Dantewada | BACHELI | phc | Pathology Lab. | NEEDLE DESTROYER | 1 | microsil | NA | NA | 3000100968 | 2015-05-13 | 0 | NA | 0 | NA | W
4542 | Dantewada | BACHELI | phc | Pathology Lab. | NEEDLE DESTROYER | 1 | microsil | NA | NA | 3000100969 | 2015-05-13 | 0 | NA | 0 | NA | W
4543 | Dantewada | BACHELI | phc | DELIVERY ROOM | INFANT RADIANT WARMER | 1 | NA | NA | NA | 3000100970 | 2015-06-13 | 0 | NA | 0 | NA | W
4544 | Dantewada | BACHELI | phc | DELIVERY ROOM | NEEDLE DESTROYER | 1 | microsil | NA | NA | 3000100971 | NA | 0 | NA | 0 | NA | W
4545 | Dantewada | BACHELI | phc | DELIVERY ROOM | BABY WEIGHING SCALE | 1 | ESSAE | NA | NA | 3000100972 | NA | 0 | NA | 0 | NA | W
4546 | Dantewada | BACHELI | phc | DELIVERY ROOM | ELECTRIC STERILIZER | 1 | REXCO | NA | NA | 3000100973 | NA | 0 | NA | 0 | NA | W
4547 | Dantewada | BACHELI | phc | DELIVERY ROOM | FOETAL DOPPLER | 1 | NA | NA | NA | 3000100974 | 2015-06-13 | 0 | NA | 0 | NA | W
4548 | Dantewada | BACHELI | phc | DELIVERY ROOM | BABY WEIGHING SCALE | 1 | CROWN | NA | NA | 3000100975 | NA | 0 | NA | 0 | NA | NW
4549 | Dantewada | BACHELI | phc | DELIVERY ROOM | NEEDLE DESTROYER | 1 | microsil | NA | NA | 3000100976 | NA | 0 | NA | 0 | NA | NW
4550 | Dantewada | BACHELI | phc | DELIVERY ROOM | ELECTRIC STERILIZER | 1 | REXCO | NA | NA | 3000100977 | NA | 0 | NA | 0 | NA | NW
4551 | Dantewada | KIRANDULL | phc | DELIVERY ROOM | INFANT RADIANT WARMER | 1 | ENFANCY | NA | NA | 3000100947 | 2015-04-13 | 1 | 2015-04-16 | 0 | NA | W
4552 | Dantewada | KIRANDULL | phc | DELIVERY ROOM | ELECTRIC STERILIZER | 1 | REXCO | NA | NA | 3000100948 | NA | 0 | NA | 0 | NA | W
4553 | Dantewada | KIRANDULL | phc | DELIVERY ROOM | BABY WEIGHING SCALE | 1 | DOCBEL | NA | NA | 3000100949 | 2015-05-14 | 0 | NA | 0 | NA | W
4554 | Dantewada | KIRANDULL | phc | DELIVERY ROOM | NEEDLE DESTROYER | 1 | microsil | ND-360 | NA | 3000100950 | NA | 0 | NA | 0 | NA | W
4555 | Dantewada | KIRANDULL | phc | DELIVERY ROOM | ELECTRIC STERILIZER | 1 | REXCO | NA | NA | 3000100951 | NA | 0 | NA | 0 | NA | W
4556 | Dantewada | KIRANDULL | phc | DELIVERY ROOM | SUCTION APPARATUS | 1 | NA | NA | NA | 3000100952 | 2015-04-13 | 0 | NA | 0 | NA | W
4557 | Dantewada | KIRANDULL | phc | DELIVERY ROOM | NEBULIZER | 1 | NA | NA | NA | 3000100953 | NA | 0 | NA | 0 | NA | W
4558 | Dantewada | KIRANDULL | phc | DELIVERY ROOM | AUTOCLAVE | 1 | NA | NA | NA | 3000100954 | NA | 0 | NA | 0 | NA | W
4559 | Dantewada | KIRANDULL | phc | MEDICINE ROOM | REFRIGERATOR | 1 | Godrege | NEO | GDH185C | 3000100955 | NA | 0 | NA | 0 | NA | W
4560 | Dantewada | KIRANDULL | phc | Pathology Lab. | MICROSCOPE (BINOCULAR) | 1 | Labomed | VOISION2000 | NA | 3000100956 | 2015-04-12 | 0 | NA | 0 | NA | W
4561 | Dantewada | KIRANDULL | phc | Pathology Lab. | ADULT WEIGHING MACHINE | 1 | NA | NA | NA | 3000100957 | NA | 0 | NA | 0 | NA | W
4562 | Dantewada | KIRANDULL | phc | Pathology Lab. | SPHYGMOMANOMETER (MERCURIAL) | 1 | NA | NA | NA | 3000100958 | NA | 0 | NA | 0 | NA | W
4563 | Dantewada | KIRANDULL | phc | Pathology Lab. | SPHYGMOMANOMETER (MERCURIAL) | 1 | NA | NA | NA | 3000100959 | NA | 0 | NA | 0 | NA | W
4564 | Dantewada | KIRANDULL | phc | Pathology Lab. | ADULT WEIGHING MACHINE | 1 | NA | NA | NA | 3000100960 | NA | 0 | NA | 0 | NA | W
4565 | Dantewada | KIRANDULL | phc | Pathology Lab. | NEEDLE DESTROYER | 1 | microsil | ND-360 | NA | 3000100961 | NA | 0 | NA | 0 | NA | W
4566 | Dantewada | BHUSARAS | phc | OPD | MICROSCOPE (BINOCULAR) | 1 | Labomed | VISION 2000 | NA | 3000100858 | 2015-03-12 | 0 | NA | 0 | NA | W
4567 | Dantewada | BHUSARAS | phc | DELIVERY ROOM | ELECTRIC STERILIZER | 1 | REXCO | N | NA | 3000100859 | NA | 0 | NA | 0 | NA | W
4568 | Dantewada | BHUSARAS | phc | DELIVERY ROOM | SUCTION APPARATUS | 1 | Shiva | NA | NA | 3000100860 | NA | 0 | NA | 0 | NA | W
4569 | Dantewada | BHUSARAS | phc | DELIVERY ROOM | AUTOCLAVE | 1 | NA | NA | NA | 3000100861 | NA | 0 | NA | 0 | NA | W
4570 | Dantewada | BHUSARAS | phc | DELIVERY ROOM | BABY WEIGHING SCALE | 1 | DOCBEL | NA | NA | 3000100862 | 2015-04-13 | 0 | NA | 0 | NA | W
4571 | Dantewada | BHUSARAS | phc | DELIVERY ROOM | NEEDLE DESTROYER | 1 | saratech | NA | NA | 3000100863 | 2015-07-12 | 0 | NA | 0 | NA | W
4572 | Dantewada | BHUSARAS | phc | DELIVERY ROOM | AUTOCLAVE | 1 | NA | NA | NA | 3000100864 | NA | 0 | NA | 0 | NA | NW
4573 | Dantewada | BHUSARAS | phc | DELIVERY ROOM | REFRIGERATOR | 1 | NA | GL1955L4/2011 | NA | 3000100865 | NA | 0 | NA | 0 | NA | W
4574 | Dantewada | BHUSARAS | phc | DELIVERY ROOM | GLUCOMETER | 1 | ACCU CHEK | N | GL/1427145 | 3000100866 | 2015-07-12 | 0 | NA | 0 | NA | W
4575 | Dantewada | BHUSARAS | phc | DELIVERY ROOM | ADULT WEIGHING MACHINE | 1 | NA | NA | NA | 3000100867 | NA | 0 | NA | 0 | NA | NW
4576 | Dantewada | BHUSARAS | phc | DELIVERY ROOM | INFANT RADIANT WARMER | 1 | NA | NA | NA | 3000100868 | 2014-04-01 | 0 | NA | 0 | NA | NI
4577 | Dantewada | BHUSARAS | phc | DELIVERY ROOM | SUCTION APPARATUS | 1 | Shiva | NA | NA | 3000100869 | 2015-04-14 | 0 | NA | 0 | NA | W
4578 | Dantewada | BHUSARAS | phc | DELIVERY ROOM | NEEDLE DESTROYER | 1 | saratech | NA | NA | 3000100870 | NA | 0 | NA | 0 | NA | W
4579 | Dantewada | BHUSARAS | phc | Store Room | FUMIGATION MACHINE | 1 | NA | NA | NA | 3000100871 | 2015-03-12 | 0 | NA | 0 | NA | NI
4580 | Dantewada | BHUSARAS | phc | Store Room | AUTOCLAVE | 1 | NA | NA | NA | 3000100872 | NA | 0 | NA | 0 | NA | NI
4581 | Dantewada | BHUSARAS | phc | Store Room | ELECTRIC STERILIZER | 1 | REXCO | NA | NA | 3000100873 | 2015-04-14 | 0 | NA | 0 | NA | NI
4582 | Dantewada | BHUSARAS | phc | Store Room | ELECTRIC STERILIZER | 1 | REXCO | NA | NA | 3000100874 | 2015-04-14 | 0 | NA | 0 | NA | NI
4583 | Dantewada | Bijapur | DH | Main Store | SURGICAL DIATHERMY MACHINE | 1 | NA | NA | NA | 3000248750 | NA | 0 | NA | 0 | NA | W
4584 | Dhamtari | SINGHPUR | PHC | DELIVERY ROOM | ELECTRIC STERILIZER | 1 | Atlas | 1KW | 09f9714 | 3000258503 | NA | 0 | NA | 0 | NA | W
4585 | Dhamtari | SINGHPUR | PHC | DELIVERY ROOM | BABY WEIGHING SCALE | 1 | Raman surgical | Crown | NA | 3000258504 | NA | 0 | NA | 0 | NA | W
4586 | Dhamtari | SINGHPUR | PHC | DELIVERY ROOM | SUCTION APPARATUS | 1 | Shiva | Shiva | NA | 3000258505 | NA | 0 | NA | 0 | NA | W
4587 | Dhamtari | SINGHPUR | PHC | DELIVERY ROOM | FOETAL DOPPLER | 1 | Euro dopp | NA | NA | 3000258506 | 2012-01-01 | 0 | NA | 0 | NA | W
4588 | Dhamtari | SINGHPUR | PHC | DELIVERY ROOM | SPHYGMOMANOMETER (MERCURIAL) | 1 | NA | Swan | NA | 3000258507 | NA | 0 | NA | 0 | NA | W
4589 | Dhamtari | SINGHPUR | PHC | DELIVERY ROOM | Labour OT TABLE | 1 | Local Made | NA | NA | 3000258508 | NA | 0 | NA | 0 | NA | W
4590 | Dhamtari | SINGHPUR | PHC | DELIVERY ROOM | OXYGEN CONCENTRATOR | 1 | BPL | CG4203 | 13010125 | 3000258509 | NA | 0 | NA | 0 | NA | W
4591 | Dhamtari | SINGHPUR | PHC | DELIVERY ROOM | SUCTION APPARATUS | 1 | NA | NA | NA | 3000258510 | NA | 0 | NA | 0 | NA | NW
4592 | Dhamtari | SINGHPUR | PHC | Doctor's Room | SPHYGMOMANOMETER (MERCURIAL) | 1 | Elite Surgicals | Pagoda | NA | 3000258511 | NA | 0 | NA | 0 | NA | W
4593 | Dhamtari | SINGHPUR | PHC | Doctor's Room | ADULT WEIGHING MACHINE | 1 | NA | Kohinoor | NA | 3000258512 | NA | 0 | NA | 0 | NA | W
4594 | Dhamtari | SINGHPUR | PHC | Doctor's Room | BABY WEIGHING SCALE | 1 | Raman surgical | Crown | NA | 3000258513 | NA | 0 | NA | 0 | NA | NW
4595 | Dhamtari | SINGHPUR | PHC | Opthalmology Dept. | SLIT LAMP | 1 | NA | NA | NA | 3000258514 | NA | 0 | NA | 0 | NA | W
4596 | Dhamtari | SINGHPUR | PHC | Pathology Lab. | NEEDLE DESTROYER | 1 | Sara Tech | S1R | 693 | 3000258515 | NA | 0 | NA | 0 | NA | W
4597 | Dhamtari | SINGHPUR | PHC | Pathology Lab. | GLUCOMETER | 1 | Life Scan | one touch | SAGJJ6WF | 3000258516 | NA | 0 | NA | 0 | NA | W
4598 | Dhamtari | SINGHPUR | PHC | Pathology Lab. | MICROSCOPE (BINOCULAR) | 1 | Zeiss | Primostar | 3116011166 | 3000258517 | NA | 0 | NA | 0 | NA | W
4599 | Dhamtari | SINGHPUR | PHC | Pathology Lab. | GLUCOMETER | 1 | Standard Diagnostic | SD Check Gold | MO1A3BAA5957 | 3000258518 | NA | 0 | NA | 0 | NA | W
4600 | Dhamtari | SINGHPUR | PHC | Pathology Lab. | GLUCOMETER | 1 | Omran | HEA-230 | 221B260 | 3000258519 | NA | 0 | NA | 0 | NA | W
4601 | Dhamtari | SINGHPUR | PHC | Pharmacy Dept. | REFRIGERATOR | 1 | godrej | NA | 1212032586 | 3000258520 | NA | 0 | NA | 0 | NA | W
4602 | Dhamtari | SINGHPUR | PHC | Pharmacy Dept. | NEBULIZER | 1 | Ready Mist | NA | 9968 | 3000258521 | NA | 0 | NA | 0 | NA | W
4603 | Dhamtari | SINGHPUR | PHC | Pharmacy Dept. | SPHYGMOMANOMETER (MERCURIAL) | 1 | Supreme | Gold | 98110047 | 3000258522 | NA | 0 | NA | 0 | NA | W
4604 | Dhamtari | SINGHPUR | PHC | Pharmacy Dept. | SPHYGMOMANOMETER (MERCURIAL) | 1 | Supreme | Premier | 98102025 | 3000258523 | NA | 0 | NA | 0 | NA | W
4605 | Dhamtari | Parkhanda | PHC | Pathology Lab. | SLIT LAMP | 1 | NA | NA | NA | 3000258226 | NA | 0 | NA | 0 | NA | W
4606 | Dhamtari | Parkhanda | PHC | Pathology Lab. | GLUCOMETER | 1 | Roche | Accuchek Active | GC17197 | 3000258227 | NA | 0 | NA | 0 | NA | W
4607 | Dhamtari | Parkhanda | PHC | Injection Room | NEEDLE DESTROYER | 1 | Sara Tech | S1R | NA | 3000258228 | NA | 0 | NA | 0 | NA | W
4608 | Dhamtari | Parkhanda | PHC | Injection Room | NEEDLE DESTROYER | 1 | Life Guard | NA | NA | 3000258229 | NA | 0 | NA | 0 | NA | W
4609 | Dhamtari | Parkhanda | PHC | Injection Room | ADULT WEIGHING MACHINE | 1 | NA | Krups | NA | 3000258230 | NA | 0 | NA | 0 | NA | W
4610 | Dhamtari | Parkhanda | PHC | Store Medical | ADULT WEIGHING MACHINE | 1 | NA | NA | NA | 3000258231 | NA | 0 | NA | 0 | NA | W
4611 | Dhamtari | Parkhanda | PHC | Store Medical | ADULT WEIGHING MACHINE | 1 | NA | NA | NA | 3000258232 | NA | 0 | NA | 0 | NA | W
4612 | Dhamtari | Parkhanda | PHC | Store Medical | GLUCOMETER | 1 | Acon Lab | On call Plus | 103A03257 | 3000258233 | NA | 0 | NA | 0 | NA | W
4613 | Dhamtari | Parkhanda | PHC | Store Medical | SPHYGMOMANOMETER (MERCURIAL) | 1 | lifelin | Ultra | NA | 3000258234 | NA | 0 | NA | 0 | NA | NW
4614 | Dhamtari | Parkhanda | PHC | OPD | ADULT WEIGHING MACHINE | 1 | NA | Putex | NA | 3000258236 | NA | 0 | NA | 0 | NA | W
4615 | Dhamtari | Parkhanda | PHC | OPD | REFRIGERATOR | 1 | Electrolux | EBP-163 | 1.2101e+17 | 3000258237 | NA | 0 | NA | 0 | NA | W
4616 | Dhamtari | Parkhanda | PHC | DELIVERY ROOM | Labour OT TABLE | 1 | Laxmi Surgical | NA | NA | 3000258238 | NA | 0 | NA | 0 | NA | W
4617 | Dhamtari | Parkhanda | PHC | DELIVERY ROOM | BABY WEIGHING SCALE | 1 | Docbel Braun | NA | NA | 3000258239 | NA | 0 | NA | 0 | NA | W
4618 | Dhamtari | Parkhanda | PHC | DELIVERY ROOM | AUTOCLAVE | 1 | SNI | NA | NA | 3000258240 | NA | 0 | NA | 0 | NA | W
4619 | Dhamtari | Parkhanda | PHC | DELIVERY ROOM | SUCTION APPARATUS | 1 | Balaji | Shiva | NA | 3000258241 | NA | 0 | NA | 0 | NA | W
4620 | Dhamtari | Parkhanda | PHC | DELIVERY ROOM | FOETAL DOPPLER | 1 | NA | Digital FOETAL DOPPLER | NA | 3000258242 | NA | 0 | NA | 0 | NA | NW
4621 | Dhamtari | Parkhanda | PHC | Store Room | SPHYGMOMANOMETER (MERCURIAL) | 1 | Namat Enterprise | NAMAT | 69241 | 3000258243 | NA | 0 | NA | 0 | NA | NW
4622 | Dhamtari | Parkhanda | PHC | Store Room | SUCTION APPARATUS | 1 | NA | Shiva | NA | 3000258244 | NA | 0 | NA | 0 | NA | NW
4623 | Dhamtari | Parkhanda | PHC | Store Room | ELECTRIC STERILIZER | 1 | NA | NA | NA | 3000258245 | NA | 0 | NA | 0 | NA | W
4624 | Dhamtari | Parkhanda | PHC | Store Medical | GLUCOMETER | 1 | Omran | HEA-230 | 2212COYOE54 | 3000258246 | 2015-07-15 | 1 | 2015-07-15 | 0 | NA | W
4625 | Dhamtari | Parkhanda | PHC | Store Medical | SPHYGMOMANOMETER (MERCURIAL) | 1 | Supreme | Lifeline | 90102003 | 3000258247 | NA | 0 | NA | 0 | NA | NW
4626 | Dhamtari | Parkhanda | PHC | Store Medical | NEEDLE DESTROYER | 1 | Sara Tech | S1R | NA | 3000258248 | NA | 1 | NA | 1 | NA | NW
4627 | Dhamtari | Bhatgaon | PHC | Injection Room | NEEDLE DESTROYER | 1 | saratech | S1R | 7504 | 3000258405 | NA | 0 | NA | 0 | NA | W
4628 | Dhamtari | Bhatgaon | PHC | Injection Room | ELECTRIC STERILIZER | 1 | Local | NA | NA | 3000258406 | NA | 0 | NA | 0 | NA | W
4629 | Dhamtari | Bhatgaon | PHC | Doctor's Room | SPHYGMOMANOMETER (MERCURIAL) | 1 | Life line | Beta | NA | 3000258407 | NA | 0 | NA | 0 | NA | W
4630 | Dhamtari | Bhatgaon | PHC | Doctor's Room | ADULT WEIGHING MACHINE | 1 | NA | Sanso | NA | 3000258408 | NA | 0 | NA | 0 | NA | W
4631 | Dhamtari | Bhatgaon | PHC | DELIVERY ROOM | BABY WEIGHING SCALE | 1 | Ramon surgical | Crown | NA | 3000258409 | NA | 0 | NA | 0 | NA | W
4632 | Dhamtari | Bhatgaon | PHC | DELIVERY ROOM | NEEDLE DESTROYER | 1 | saratech | S1R | NA | 3000258410 | NA | 0 | NA | 0 | NA | W
4633 | Dhamtari | Bhatgaon | PHC | DELIVERY ROOM | DELIVERY TABLE | 1 | Indian made | NA | NA | 3000258411 | NA | 0 | NA | 0 | NA | W
4634 | Dhamtari | Bhatgaon | PHC | DELIVERY ROOM | ELECTRIC STERILIZER | 1 | Local | NA | NA | 3000258412 | NA | 0 | NA | 0 | NA | W
4635 | Dhamtari | Bhatgaon | PHC | DELIVERY ROOM | FOETAL DOPPLER | 1 | Eurodopp | Foetal Dopler 01 | NA | 3000258421 | NA | 0 | NA | 0 | NA | W
4636 | Dhamtari | Bhatgaon | PHC | DELIVERY ROOM | SPHYGMOMANOMETER (MERCURIAL) | 1 | Omron | HEM 8712 | 20140200132VG1 | 3000258422 | NA | 0 | NA | 0 | NA | W
4637 | Dhamtari | Bhatgaon | PHC | DELIVERY ROOM | SUCTION APPARATUS | 1 | SHIva | NA | NA | 3000258423 | NA | 0 | NA | 0 | NA | W
4638 | Dhamtari | Bhatgaon | PHC | Pathology Lab. | MICROSCOPE (BINOCULAR) | 1 | Olympus | CH2 | 0 l0166 | 3000258432 | NA | 0 | NA | 0 | NA | W
4639 | Dhamtari | Bhatgaon | PHC | Pathology Lab. | GLUCOMETER | 1 | Omron | EA-230 | 2212 | 3000258433 | NA | 0 | NA | 0 | NA | W
4640 | Dhamtari | Bhatgaon | PHC | Opthalmology Dept. | SLIT LAMP | 1 | NA | NA | NA | 3000258414 | NA | 0 | NA | 0 | NA | W
4641 | Dhamtari | Bhatgaon | PHC | Store Room | GLUCOMETER | 1 | Omron | HEA-230 | 2212B260796 | 3000258413 | NA | 0 | NA | 0 | NA | NI
4642 | Dhamtari | Bhatgaon | PHC | Store Room | NEEDLE DESTROYER | 1 | microsil | ND-360 | NA | 3000258415 | NA | 0 | NA | 0 | NA | NW
4643 | Dhamtari | Bhatgaon | PHC | Store Room | SPHYGMOMANOMETER (MERCURIAL) | 1 | supreme surgico | Premier | 98135619 | 3000258416 | NA | 0 | NA | 0 | NA | NI
4644 | Dhamtari | Bhatgaon | PHC | Store Room | SPHYGMOMANOMETER (MERCURIAL) | 1 | Namatt | NA | 0 51900 | 3000258417 | NA | 0 | NA | 0 | NA | NW
4645 | Dhamtari | Bhatgaon | PHC | Store Room | SPHYGMOMANOMETER (MERCURIAL) | 1 | Elete sugi | pajoda | 280503 | 3000258418 | NA | 0 | NA | 0 | NA | NW
4646 | Dhamtari | Bhatgaon | PHC | Store Room | SUCTION APPARATUS | 1 | NA | Siwa | NA | 3000285419 | NA | 0 | NA | 0 | NA | NI
4647 | Dhamtari | Bhatgaon | PHC | Store Room | ADULT WEIGHING MACHINE | 1 | Local | NA | NA | 3000258420 | NA | 0 | NA | 0 | NA | NI
4648 | Dhamtari | Bhatgaon | PHC | OT | OT TABLE | 1 | NA | NA | NA | 3000258424 | NA | 0 | NA | 0 | NA | NI
4649 | Dhamtari | Bhatgaon | PHC | OT | AUTOCLAVE | 1 | NA | NA | NA | 3000258425 | NA | 0 | NA | 0 | NA | W
4650 | Dhamtari | Bhatgaon | PHC | OT | REFRIGERATOR | 1 | Godrej | NA | NA | 3000258426 | NA | 0 | NA | 0 | NA | W
4651 | Dhamtari | Bhatgaon | PHC | OT | AUTOCLAVE | 1 | NA | NA | NA | 3000258427 | NA | 0 | NA | 0 | NA | W
4652 | Dhamtari | Bhatgaon | PHC | OT | AUTOCLAVE | 1 | Local | NA | NA | 3000258428 | NA | 0 | NA | 0 | NA | W
4653 | Dhamtari | Bhatgaon | PHC | OT | ELECTRIC STERILIZER | 1 | NA | NA | NA | 3000258429 | NA | 0 | NA | 0 | NA | NW
4654 | Dhamtari | Bhatgaon | PHC | OT | ELECTRIC STERILIZER | 1 | NA | NA | NA | 3000258430 | NA | 0 | NA | 0 | NA | NW
4655 | Dhamtari | Bhatgaon | PHC | OT | SHADOWLESS OT LIGHT | 1 | NA | NA | NA | 3000258431 | NA | 0 | NA | 0 | NA | W
4656 | Dhamtari | District Hospital | DH | SNCU | BABY PHOTOTHERAPY UNIT | 1 | Medicare | NA | NA | 3000258542 | 2015-04-01 | 0 | NA | 0 | NA | W
4657 | Dhamtari | District Hospital | DH | SNCU | INFANT RADIANT WARMER | 1 | surgical aid pharma | meditrin | NA | 3000258543 | 2015-04-01 | 0 | NA | 0 | NA | W
4658 | Dhamtari | District Hospital | DH | SNCU | INFANT RADIANT WARMER | 1 | surgical aid pharma | meditrin | NA | 3000258544 | 2015-04-01 | 0 | NA | 0 | NA | W
4659 | Dhamtari | District Hospital | DH | SNCU | INFANT RADIANT WARMER | 1 | surgical aid pharma | meditrin | NA | 3000258545 | 2015-04-01 | 0 | NA | 0 | NA | W
4660 | Dhamtari | District Hospital | DH | SNCU | INFANT RADIANT WARMER | 1 | surgical aid pharma | meditrin | NA | 3000258546 | 2015-04-01 | 0 | NA | 0 | NA | W
4661 | Dhamtari | District Hospital | DH | SNCU | BABY PHOTOTHERAPY UNIT | 1 | NA | NA | NA | 3000258547 | 2012-12-01 | 0 | NA | 0 | NA | W
4662 | Dhamtari | District Hospital | DH | SNCU | BABY PHOTOTHERAPY UNIT | 1 | NA | NA | NA | 3000258548 | 2012-12-01 | 0 | NA | 0 | NA | W
4663 | Dhamtari | District Hospital | DH | SNCU | INFANT RADIANT WARMER | 1 | NA | meditrin | NA | 3000258549 | 2015-04-01 | 0 | NA | 0 | NA | W
4664 | Dhamtari | District Hospital | DH | SNCU | SUCTION APPARATUS | 1 | NA | NA | NA | 3000258550 | 2014-05-01 | 0 | NA | 0 | NA | W
4665 | Dhamtari | District Hospital | DH | SNCU | PULSE OXIMETER | 1 | Dutex ohmed | 3800 trutrak | NA | 3000258551 | 2013-04-01 | 0 | NA | 0 | NA | W
4666 | Dhamtari | District Hospital | DH | SNCU | APNEA MONITOR | 1 | NA | NA | NA | 3000258552 | 2014-03-01 | 0 | NA | 0 | NA | W
4667 | Dhamtari | District Hospital | DH | SNCU | OXYGEN CONCENTRATOR | 1 | philips | Ever F10 opI | 00 19362 | 3000258553 | NA | 0 | NA | 0 | NA | W
4668 | Dhamtari | District Hospital | DH | SNCU | REFRIGERATOR | 1 | LG | GL-254 VH3 | NA | 3000258554 | 2014-05-01 | 0 | NA | 0 | NA | W
4669 | Dhamtari | District Hospital | DH | SNCU | INFANT RADIANT WARMER | 1 | S.S.techno med | Tiana ww | NA | 3000258555 | 2015-04-01 | 0 | NA | 0 | NA | W
4670 | Dhamtari | District Hospital | DH | SNCU | INFANT RADIANT WARMER | 1 | S.S.techno med | Tiana ww | NA | 3000258556 | 2015-04-01 | 0 | NA | 0 | NA | W
4671 | Dhamtari | District Hospital | DH | SNCU | INFANT RADIANT WARMER | 1 | S.S.techno med | Tiana ww | NA | 3000258557 | 2015-04-01 | 0 | NA | 0 | NA | W
4672 | Dhamtari | District Hospital | DH | SNCU | INFANT RADIANT WARMER | 1 | S.S.techno med | Tiana ww | NA | 3000258558 | 2015-04-01 | 0 | NA | 0 | NA | W
4673 | Dhamtari | District Hospital | DH | SNCU | INFANT RADIANT WARMER | 1 | S.S.techno med | Tiana ww | NA | 3000258559 | 2015-04-01 | 0 | NA | 0 | NA | W
4674 | Dhamtari | District Hospital | DH | SNCU | INFANT RADIANT WARMER | 1 | S.S.techno med | Tiana ww | NA | 3000258560 | 2015-04-01 | 0 | NA | 0 | NA | W
4675 | Dhamtari | District Hospital | DH | SNCU | ELECTRIC STERILIZER | 1 | NA | Tiana ww | NA | 3000258561 | 2013-02-01 | 0 | NA | 0 | NA | W
4676 | Dhamtari | District Hospital | DH | SNCU | BABY PHOTOTHERAPY UNIT | 1 | Medicare | NA | NA | 3000258562 | 2012-12-01 | 0 | NA | 0 | NA | W
4677 | Dhamtari | District Hospital | DH | SNCU | BABY PHOTOTHERAPY UNIT | 1 | Medicare | NA | NA | 3000258563 | 2012-12-01 | 0 | NA | 0 | NA | W
4678 | Dhamtari | District Hospital | DH | SNCU | NEEDLE DESTROYER | 1 | microsil | NA | NA | 3000258564 | NA | 0 | NA | 0 | NA | W
4679 | Dhamtari | District Hospital | DH | SNCU | SYRINGE PUMP | 1 | UAB vilte chmeda | moog | A62112763 | 3000258565 | 2012-12-01 | 0 | NA | 0 | NA | W
4680 | Dhamtari | District Hospital | DH | SNCU | APNEA MONITOR | 1 | NA | NA | NA | 3000258566 | 2014-03-01 | 0 | NA | 0 | NA | W
4681 | Dhamtari | District Hospital | DH | SNCU | SYRINGE PUMP | 1 | Maes toos | MIP-100 | 1108124-024 | 3000258567 | 2014-03-01 | 0 | NA | 0 | NA | W
4682 | Dhamtari | District Hospital | DH | SNCU | SYRINGE PUMP | 1 | Maes toos | MIP-100 | 1108124-033 | 3000258568 | 2014-03-01 | 0 | NA | 0 | NA | W
4683 | Dhamtari | District Hospital | DH | SNCU | SYRINGE PUMP | 1 | Maes toos | MIP-100 | 1108124-036 | 3000258569 | 2014-03-01 | 0 | NA | 0 | NA | W
4684 | Dhamtari | District Hospital | DH | SNCU | SYRINGE PUMP | 1 | Maes toos | MIP-100 | 1108124-48 | 3000258570 | 2014-03-01 | 0 | NA | 0 | NA | W
4685 | Dhamtari | District Hospital | DH | SNCU | PULSE OXIMETER | 1 | Dutex ohmed | S/5 | 517388 | 3000258571 | 2014-03-01 | 0 | NA | 0 | NA | W
4686 | Dhamtari | District Hospital | DH | SNCU | PULSE OXIMETER | 1 | Akash medical equipment | Tery max | Tx03140899 | 3000258572 | 2014-03-01 | 0 | NA | 0 | NA | W
4687 | Dhamtari | District Hospital | DH | SNCU | light monitor power adaptor | 1 | dater ohmeda | Datex ohmeda | 1433938204 | 3000258573 | 2014-03-01 | 0 | NA | 0 | NA | W
4688 | Dhamtari | District Hospital | DH | SNCU | BABY WEIGHING SCALE | 1 | Ramon surgical | Crown | NA | 3000258574 | 2014-03-01 | 0 | NA | 0 | NA | W
4689 | Dhamtari | District Hospital | DH | SNCU | FUMIGATION MACHINE | 1 | NA | NA | NA | 3000258575 | 2014-05-01 | 0 | NA | 0 | NA | W
4690 | Dhamtari | District Hospital | DH | SNCU | BABY PHOTOTHERAPY UNIT | 1 | NA | NA | NA | 3000258576 | 2012-12-01 | 0 | NA | 0 | NA | W
4691 | Dhamtari | District Hospital | DH | SNCU | SYRINGE PUMP | 1 | UAB vilte chmeda | moog | A62112792 | 3000258577 | NA | 0 | NA | 0 | NA | W
4692 | Dhamtari | District Hospital | DH | SNCU | NEEDLE DESTROYER | 1 | microsil | NA | NA | 3000258578 | 2014-07-01 | 0 | NA | 0 | NA | W
4693 | Dhamtari | District Hospital | DH | SNCU | NEEDLE DESTROYER | 1 | microsil | NA | NA | 3000258579 | NA | 0 | NA | 0 | NA | W
4694 | Dhamtari | District Hospital | DH | SNCU | BABY WEIGHING SCALE | 1 | Ramon surgical | Crown | NA | 3000258580 | 2013-04-01 | 0 | NA | 0 | NA | W
4695 | Dhamtari | District Hospital | DH | SNCU | SYRINGE PUMP | 1 | UAB vilte chmeda | moog | A62112791 | 3000258581 | 2014-07-01 | 0 | NA | 0 | NA | W
4696 | Dhamtari | District Hospital | DH | SNCU | SYRINGE PUMP | 1 | UAB vilte chmeda | moog | A62112790 | 3000258582 | 2014-07-01 | 0 | NA | 0 | NA | W
4697 | Dhamtari | District Hospital | DH | SNCU | NEBULIZER | 1 | Devil biss health care | NA | 3LX6007863 | 3000258583 | NA | 0 | NA | 0 | NA | NW
4698 | Dhamtari | District Hospital | DH | SNCU | NEBULIZER | 1 | prolife | Tuu Rert | 46001 | 3000258584 | NA | 0 | NA | 0 | NA | NW
4699 | Dhamtari | District Hospital | DH | SNCU | Voltage Stablizer | 1 | V-guard | VNW 400 | NA | 3000258585 | NA | 0 | NA | 0 | NA | NW
4700 | Dhamtari | District Hospital | DH | SNCU | SUCTION APPARATUS | 1 | SHIva | NA | NA | 3000258586 | 2013-07-01 | 0 | NA | 0 | NA | NW
4701 | Dhamtari | District Hospital | DH | SNCU | BABY WEIGHING SCALE | 1 | NA | Crown | NA | 3000258587 | 2014-03-01 | 0 | NA | 0 | NA | W
4702 | Dhamtari | District Hospital | DH | SNCU | SUCTION APPARATUS | 1 | SHIva | NA | NA | 3000258588 | 2014-02-01 | 0 | NA | 0 | NA | NW
4703 | Dhamtari | District Hospital | DH | SNCU | SUCTION APPARATUS | 1 | SHIva | NA | NA | 3000258589 | 2014-02-01 | 0 | NA | 0 | NA | NW
4704 | Dhamtari | District Hospital | DH | SNCU | FUMIGATION MACHINE | 1 | NA | NA | NA | 3000258590 | 2014-02-01 | 0 | NA | 0 | NA | W
4705 | Dhamtari | District Hospital | DH | SNCU | BABY WEIGHING SCALE | 1 | NA | NA | NA | 3000258591 | 2014-03-01 | 0 | NA | 0 | NA | NW
4706 | Dhamtari | District Hospital | DH | SNCU | INFANT RADIANT WARMER | 1 | NA | meditrin | NA | 3000258592 | NA | 0 | NA | 0 | NA | NW
4707 | Dhamtari | District Hospital | DH | SNCU | INFANT RADIANT WARMER | 1 | NA | meditrin | NA | 3000258593 | NA | 0 | NA | 0 | NA | NW
4708 | Dhamtari | District Hospital | DH | SNCU | INFANT RADIANT WARMER | 1 | NA | NA | NA | 3000258594 | NA | 0 | NA | 0 | NA | NW
4709 | Dhamtari | District Hospital | DH | SNCU | INFANT RADIANT WARMER | 1 | NA | NA | NA | 3000258595 | NA | 0 | NA | 0 | NA | NW
4710 | Dhamtari | District Hospital | DH | SNCU | INFANT RADIANT WARMER | 1 | NA | NA | NA | 3000258596 | NA | 0 | NA | 0 | NA | NW
4711 | Dhamtari | District Hospital | DH | SNCU | NEBULIZER | 1 | pioneerlnsurgic | medimist | 1500320 | 3000258597 | NA | 0 | NA | 0 | NA | W
4712 | Dhamtari | District Hospital | DH | female surgical ward | NEEDLE DESTROYER | 1 | NA | NA | NA | 3000258598 | NA | 0 | NA | 0 | NA | W
4713 | Dhamtari | District Hospital | DH | female surgical ward | SPHYGMOMANOMETER (MERCURIAL) | 1 | supreme surgico | Premier | 8134113 | 3000258599 | 2013-05-01 | 0 | NA | 0 | NA | W
4714 | Dhamtari | District Hospital | DH | female surgical ward | REFRIGERATOR | 1 | NA | NA | NA | 3000258600 | NA | 0 | NA | 0 | NA | W
4715 | Dhamtari | District Hospital | DH | female surgical ward | SUCTION APPARATUS | 1 | NA | yoga +care | NA | 3000258601 | 2013-09-01 | 0 | NA | 0 | NA | W
4716 | Dhamtari | District Hospital | DH | male surgical ward | NEEDLE DESTROYER | 1 | NA | 3DN | NA | 3000258602 | 2011-08-01 | 0 | NA | 0 | NA | W
4717 | Dhamtari | District Hospital | DH | male surgical ward | SPHYGMOMANOMETER (MERCURIAL) | 1 | supreme surgico | NA | NA | 3000258603 | 2013-06-01 | 0 | NA | 0 | NA | W
4718 | Dhamtari | District Hospital | DH | male surgical ward | REFRIGERATOR | 1 | NA | NA | NA | 3000258604 | NA | 0 | NA | 0 | NA | W
4719 | Dhamtari | District Hospital | DH | male surgical ward | NEBULIZER | 1 | pioneerlnsurgic | medimist | 1500038 | 3000258605 | 2015-03-01 | 0 | NA | 0 | NA | W
4720 | Dhamtari | District Hospital | DH | male surgical ward | SUCTION APPARATUS | 1 | Vikrant Rnelus | Santo STML | 415104 | 3000258606 | NA | 0 | NA | 0 | NA | W
4721 | Dhamtari | District Hospital | DH | Pediatric Ward | NEEDLE DESTROYER | 1 | microsil | NA | NA | 3000258607 | 2015-05-01 | 0 | NA | 0 | NA | W
4722 | Dhamtari | District Hospital | DH | Pediatric Ward | SPHYGMOMANOMETER (MERCURIAL) | 1 | supreme surgico | NA | NA | 3000258608 | 33/2015 | 0 | NA | 0 | NA | W
4723 | Dhamtari | District Hospital | DH | Pediatric Ward | SUCTION APPARATUS | 1 | NA | NA | yoga care max | 3000258609 | 2015-04-01 | 0 | NA | 0 | NA | W
4724 | Dhamtari | District Hospital | DH | Pediatric Ward | NEBULIZER | 1 | pioneerlnsurgic | medimist | 1500037 | 3000258610 | 2015-03-01 | 0 | NA | 0 | NA | W
4725 | Dhamtari | District Hospital | DH | NRC | BABY WEIGHING SCALE | 1 | Detecto | MB130 | NA | 3000258611 | 2014-12-01 | 0 | NA | 0 | NA | W
4726 | Dhamtari | District Hospital | DH | DELIVERY ROOM | INFANT RADIANT WARMER | 1 | surgical aid pharma | meditrin | NA | 3000258612 | 1905-06-25 | 0 | NA | 0 | NA | W
4727 | Dhamtari | District Hospital | DH | DELIVERY ROOM | SUCTION APPARATUS | 1 | Vikrant Rnelus | Santushi | NA | 3000258613 | NA | 0 | NA | 0 | NA | W
4728 | Dhamtari | District Hospital | DH | DELIVERY ROOM | AUTOCLAVE | 1 | NA | NA | NA | 3000258614 | NA | 0 | NA | 0 | NA | W
4729 | Dhamtari | District Hospital | DH | DELIVERY ROOM | BABY WEIGHING SCALE | 1 | NA | Crown | NA | 3000258615 | NA | 0 | NA | 0 | NA | W
4730 | Dhamtari | District Hospital | DH | DELIVERY ROOM | ELECTRIC STERILIZER | 1 | NA | NA | NA | 3000258616 | NA | 0 | NA | 0 | NA | W
4731 | Dhamtari | District Hospital | DH | DELIVERY ROOM | SPHYGMOMANOMETER (MERCURIAL) | 1 | Diamond | Deluxe | NA | 3000258617 | NA | 0 | NA | 0 | NA | W
4732 | Dhamtari | District Hospital | DH | DELIVERY ROOM | NEEDLE DESTROYER | 1 | microsil | NA | NA | 3000258618 | NA | 0 | NA | 0 | NA | W
4733 | Dhamtari | District Hospital | DH | DELIVERY ROOM | SHADOWLESS OT LIGHT | 1 | NA | NA | NA | 3000258619 | NA | 0 | NA | 0 | NA | W
4734 | Dhamtari | District Hospital | DH | DELIVERY ROOM | SHADOWLESS OT LIGHT | 1 | NA | NA | NA | 3000258620 | NA | 0 | NA | 0 | NA | W
4735 | Dhamtari | District Hospital | DH | DELIVERY ROOM | SHADOWLESS OT LIGHT | 1 | NA | NA | NA | 3000258621 | NA | 0 | NA | 0 | NA | W
4736 | Dhamtari | District Hospital | DH | BLOOD BANK | Blood Bank REFRIGERATOR | 1 | Hein | HXC-603 | BE061EIT00B22A730013 | 3000258622 | NA | 0 | NA | 0 | NA | W
4737 | Dhamtari | District Hospital | DH | BLOOD BANK | INCUBATOR | 1 | NA | NA | NA | 3000258623 | NA | 0 | NA | 0 | NA | W
4738 | Dhamtari | District Hospital | DH | BLOOD BANK | VDRL ROTATOR | 1 | NA | NA | NA | 3000258624 | NA | 0 | NA | 0 | NA | W
4739 | Dhamtari | District Hospital | DH | BLOOD BANK | WATER BATH | 1 | NA | NA | NA | 3000258625 | NA | 0 | NA | 0 | NA | W
4740 | Dhamtari | District Hospital | DH | BLOOD BANK | REFRIGERATOR | 1 | NA | NA | NA | 3000258626 |  | 0 | NA | 0 | NA | W
4741 | Dhamtari | District Hospital | DH | Pathology Lab. | SUCTION APPARATUS | 1 | SHIva | NA | 1090103 | 3000258627 | NA | 0 | NA | 0 | NA | W
4742 | Dhamtari | District Hospital | DH | Pathology Lab. | INCUBATOR | 1 | NA | NA | NA | 3000258628 | 2012-12-01 | 0 | NA | 0 | NA | W
4743 | Dhamtari | District Hospital | DH | Pathology Lab. | REFRIGERATOR | 1 | Akai | NA | NA | 3000258629 | NA | 0 | NA | 0 | NA | W
4744 | Dhamtari | District Hospital | DH | Pathology Lab. | AUTOCLAVE | 1 | NA | NA | NA | 3000258630 | NA | 0 | NA | 0 | NA | W
4745 | Dhamtari | District Hospital | DH | Pathology Lab. | AUTO HAEMATOLOGY ANALYSER | 1 | Sysmax | Kx-21 | NA | 3000258631 | NA | 0 | NA | 0 | NA | NW
4746 | Dhamtari | District Hospital | DH | Pathology Lab. | Blood Bank REFRIGERATOR | 1 | haier | HXC-603 | BE06PIETo0B2A790017 | 3000258632 | 2010-12-01 | 0 | NA | 0 | NA | W
4747 | Dhamtari | District Hospital | DH | Pathology Lab. | MICROSCOPE (BINOCULAR) | 1 | Olympus | oH2OIBIMF | 7A19797 | 3000258633 | NA | 0 | NA | 0 | NA | W
4748 | Dhamtari | District Hospital | DH | Pathology Lab. | REFRIGERATOR | 1 | videocon | NA | NA | 3000258634 | NA | 0 | NA | 0 | NA | W
4749 | Dhamtari | District Hospital | DH | Pathology Lab. | BLOOD CELL COUNTER | 1 | lablife | NA | NA | 3000258635 | NA | 0 | NA | 0 | NA | W
4750 | Dhamtari | District Hospital | DH | Pathology Lab. | ELISA READER | 1 | thermoelectro corporation | premier EX | NA | 3000258636 | NA | 0 | NA | 0 | NA | W
4751 | Dhamtari | District Hospital | DH | BLOOD BANK | REFRIGERATOR | 1 | kelvinator | NA | NA | 3000258637 | NA | 0 | NA | 0 | NA | W
4752 | Dhamtari | District Hospital | DH | BLOOD BANK | CENTRIFUGE MACHINE | 1 | NA | NA | NA | 3000258638 | NA | 0 | NA | 0 | NA | W
4753 | Dhamtari | District Hospital | DH | BLOOD BANK | REFRIGERATOR | 1 | videocon | NA | NA | 3000258639 | NA | 0 | NA | 0 | NA | W
4754 | Dhamtari | District Hospital | DH | BLOOD BANK | NEEDLE DESTROYER | 1 | microsil | NA | NA | 3000258640 | NA | 0 | NA | 0 | NA | W
4755 | Dhamtari | District Hospital | DH | Minor OT | SHADOWLESS OT LIGHT | 1 | nA | NA | NA | 3000258751 | NA | 0 | NA | 0 | NA | W
4756 | Dhamtari | District Hospital | DH | Minor OT | SHADOWLESS OT LIGHT | 1 | nA | NA | NA | 3000258752 | NA | 0 | NA | 0 | NA | W
4757 | Dhamtari | District Hospital | DH | Minor OT | SHADOWLESS OT LIGHT | 1 | nA | NA | NA | 3000258753 | 2015-09-04 | 1 | NA | 0 | NA | W
4758 | Dhamtari | District Hospital | DH | Minor OT | SUCTION APPARATUS | 1 | Vikrant Rnelus | Santoshi | NA | 3000258754 | NA | 0 | NA | 0 | NA | W
4759 | Dhamtari | District Hospital | DH | Minor OT | SPHYGMOMANOMETER (MERCURIAL) | 1 | supreme surgico | premier | 8134124 | 3000258755 | NA | 0 | NA | 0 | NA | W
4760 | Dhamtari | District Hospital | DH | Minor OT | NEEDLE DESTROYER | 1 | microsil | NA | NA | 3000258756 | NA | 0 | NA | 0 | NA | W
4761 | Dhamtari | District Hospital | DH | Minor OT | ELECTRIC STERILIZER | 1 | nA | NA | NA | 3000258757 | NA | 0 | NA | 0 | NA | W
4762 | Dhamtari | District Hospital | DH | Minor OT | AUTOCLAVE | 1 | nA | NA | NA | 3000258758 | NA | 0 | NA | 0 | NA | W
4763 | Dhamtari | District Hospital | DH | Minor OT | DELIVERY TABLE | 1 | nA | NA | NA | 3000258759 | NA | 0 | NA | 0 | NA | W
4764 | Dhamtari | District Hospital | DH | Minor OT | DELIVERY TABLE | 1 | nA | NA | NA | 3000258760 | NA | 0 | NA | 0 | NA | W
4765 | Dhamtari | District Hospital | DH | Opthalmology Dept. | YAG LASER | 1 | appaswami | A4L-307 | 102 | 3000258761 | NA | 0 | NA | 0 | NA | W
4766 | Dhamtari | District Hospital | DH | Opthalmology Dept. | SPHYGMOMANOMETER (MERCURIAL) | 1 | Diamond | Deluxe | 0 6975 | 3000258762 | NA | 0 | NA | 0 | NA | W
4767 | Dhamtari | District Hospital | DH | Opthalmology Dept. | AUTO REFRACTOMETER | 1 | canon | RF-10M | NA | 3000258763 | NA | 0 | NA | 0 | NA | W
4768 | Dhamtari | District Hospital | DH | Opthalmology Dept. | EYE CHART VISION BOX | 1 | NA | NA | NA | 3000258764 | NA | 0 | NA | 0 | NA | W
4769 | Dhamtari | District Hospital | DH | Opthalmology Dept. | SLIT LAMP | 1 | appaswami | AjA-1125 | 1501130455 | 3000258765 | NA | 0 | NA | 0 | NA | W
4770 | Dhamtari | District Hospital | DH | Opthalmology Dept. | EYE CHART VISION BOX | 1 | nA | NA | NA | 3000258766 | NA | 0 | NA | 0 | NA | W
4771 | Dhamtari | District Hospital | DH | Opthalmology Dept. | AUTOCLAVE | 1 | nA | NA | NA | 3000258767 | NA | 0 | NA | 0 | NA | W
4772 | Dhamtari | District Hospital | DH | Opthalmology Dept. | PULSE OXIMETER | 1 | appaswami | AP901CTS | 345 | 3000258768 | NA | 0 | NA | 0 | NA | W
4773 | Dhamtari | District Hospital | DH | Opthalmology Dept. | MICROSCOPE (BINOCULAR) | 1 | molla wedel international | HIS | 661 | 3000258769 | NA | 0 | NA | 0 | NA | W
4774 | Dhamtari | District Hospital | DH | eye OT | NEEDLE DESTROYER | 1 | microsil | ND-360 | 3232 | 3000258770 | NA | 0 | NA | 0 | NA | W
4775 | Dhamtari | District Hospital | DH | eye OT | MICROSCOPE (BINOCULAR) | 1 | carl zeiss | OPMIL-FR | 461434 | 3000258771 | NA | 0 | NA | 0 | NA | W
4776 | Dhamtari | District Hospital | DH | eye OT | MICROSCOPE (BINOCULAR) | 1 | carl zeiss | OPMIL-FR | 6635322381 | 3000258772 | NA | 0 | NA | 0 | NA | W
4777 | Dhamtari | District Hospital | DH | eye OT | SHADOWLESS OT LIGHT | 1 | philips | philix M70 | NA | 3000258773 | NA | 0 | NA | 0 | NA | W
4778 | Dhamtari | District Hospital | DH | eye OT | SHADOWLESS OT LIGHT | 1 | philips | philix S50 | NA | 3000258774 | NA | 0 | NA | 0 | NA | W
4779 | Dhamtari | District Hospital | DH | eye OT | BOYLE'S APPARATUS | 1 | ME | Anesi-12minor | NA | 3000258775 | NA | 0 | NA | 0 | NA | W
4780 | Dhamtari | District Hospital | DH | eye OT | FUMIGATION MACHINE | 1 | Ft | Goley | NA | 3000258776 | NA | 0 | NA | 0 | NA | W
4781 | Dhamtari | District Hospital | DH | eye OT | REFRIGERATOR | 1 | videocon | Eunocool | S169 | 3000258777 | NA | 0 | NA | 0 | NA | W
4782 | Dhamtari | District Hospital | DH | eye OT | SPHYGMOMANOMETER (MERCURIAL) | 1 | Bhasin son | novaphon | 2872292-10 | 3000258778 | NA | 0 | NA | 0 | NA | W
4783 | Dhamtari | District Hospital | DH | eye OT | AUTOCLAVE | 1 | thermotech | TH-7008 | E-09-2004 | 3000258779 | NA | 0 | NA | 0 | NA | W
4784 | Dhamtari | District Hospital | DH | eye OT | A-SCAN BIOMETER | 1 | appaswami | AME-01A | 20820409H | 3000258780 | NA | 0 | NA | 0 | NA | W
4785 | Dhamtari | District Hospital | DH | eye OT | ELECTRIC STERILIZER | 1 | deepak enterprises | NA | NA | 3000258781 | NA | 0 | NA | 0 | NA | W
4786 | Dhamtari | District Hospital | DH | eye OT | YAG LASER | 1 | nA | NA | NA | 3000258782 | NA | 0 | NA | 0 | NA | W
4787 | Dhamtari | District Hospital | DH | eye OT | AUTOCLAVE | 1 | nA | NA | NA | 3000258783 | NA | 0 | NA | 0 | NA | W
4788 | Dhamtari | District Hospital | DH | eye OT | MICROSCOPE (BINOCULAR) | 1 | mallev weddel internationa | NA | NA | 3000258784 | NA | 0 | NA | 0 | NA | W
4789 | Dhamtari | District Hospital | DH | eye OT | SURGICAL DIATHERMY MACHINE | 1 | jigo | NA | NA | 3000258785 | NA | 0 | NA | 0 | NA | W
4790 | Dhamtari | District Hospital | DH | medicine room | REFRIGERATOR | 1 | videocon | NA | NA | 3000258786 | NA | 0 | NA | 0 | NA | W
4791 | Dhamtari | District Hospital | DH | Injection Room | NEEDLE DESTROYER | 1 | microsil | ND-360 | 54100103 | 3000258787 | NA | 0 | NA | 0 | NA | W
4792 | Dhamtari | District Hospital | DH | ICTC room | REFRIGERATOR | 1 | whirlpool | 260 elite | NA | 3000258788 | NA | 0 | NA | 0 | NA | W
4793 | Dhamtari | District Hospital | DH | Physiotherapy dept. | DIATHERMY MACHINE | 1 | Delta medical | DELTHERM400 | SWD2K6C5010-1 | 3000258789 | NA | 0 | NA | 0 | NA | W
4794 | Dhamtari | District Hospital | DH | Physiotherapy dept. | ULTRASOUND THERAPY UNIT | 1 | Delta medical | NA | US2k6050-4 | 3000258790 | NA | 0 | NA | 0 | NA | W
4795 | Dhamtari | District Hospital | DH | Physiotherapy dept. | INTERFERENTIAL THERAPY UNIT | 1 | technomed | electrodyne | 3091 | 3000258791 | NA | 0 | NA | 0 | NA | W
4796 | Dhamtari | District Hospital | DH | Physiotherapy dept. | INCUBATOR | 1 | Thrive | 717W | 34791 | 3000258792 | NA | 0 | NA | 0 | NA | W
4797 | Dhamtari | District Hospital | DH | Physiotherapy dept. | TENS | 1 | Delta medical | Major tens | MT2k60615-1 | 3000258793 | NA | 0 | NA | 0 | NA | W
4798 | Dhamtari | District Hospital | DH | Physiotherapy dept. | MUSCLE STIMULATOR | 1 | technomed | Electrism TD | TD-1753 | 3000258794 | NA | 0 | NA | 0 | NA | W
4799 | Dhamtari | District Hospital | DH | Physiotherapy dept. | TRACTION MACHINE | 1 | Delta medical | NA | AT2K605010-3 | 3000258795 | NA | 0 | NA | 0 | NA | W
4800 | Dhamtari | District Hospital | DH | Physiotherapy dept. | ADULT WEIGHING MACHINE | 1 | Ramon surgical | Crown | NA | 3000258796 | NA | 0 | NA | 0 | NA | W
4801 | Dhamtari | District Hospital | DH | Physiotherapy dept. | IR LAMP | 1 | nA | NA | NA | 3000258797 | NA | 0 | NA | 0 | NA | NW
4802 | Dhamtari | District Hospital | DH | Physiotherapy dept. | TRADE MILL | 1 | Fitness word | Fitness | NA | 3000258798 | NA | 0 | NA | 0 | NA | W
4803 | Dhamtari | District Hospital | DH | Physiotherapy dept. | Hydrocollator Unit | 1 | electro medical system | NA | NA | 3000258799 | NA | 0 | NA | 0 | NA | W
4804 | Dhamtari | District Hospital | DH | Physiotherapy dept. | WAX BATH | 1 | NA | NA | NA | 3000258800 | NA | 0 | NA | 0 | NA | W
4805 | Dhamtari | District Hospital | DH | Physiotherapy dept. | parallel bar | 1 | NA | NA | NA | 3000258801 | NA | 0 | NA | 0 | NA | W
4806 | Dhamtari | District Hospital | DH | Female Ward | NEBULIZER | 1 | pioneerlnsurgic | medimist | 1500319 | 3000258871 | 2015-03-01 | 0 | NA | 0 | NA | W
4807 | Dhamtari | District Hospital | DH | Female Ward | MULTIPARA PATIENT MONITOR | 1 | datex ohmeda | S/5 | 5173890 | 3000258872 | 2014-01-01 | 0 | NA | 0 | NA | W
4808 | Dhamtari | District Hospital | DH | Female Ward | CARDIOSCOPE | 1 | Apex | sternum | NA | 3000258873 | 2014-01-01 | 0 | NA | 0 | NA | W
4809 | Dhamtari | District Hospital | DH | Female Ward | DEFIBRILLATOR | 1 | medtronics | lifepack 20 | 3174337 | 3000258874 | 2014-01-01 | 0 | NA | 0 | NA | W
4810 | Dhamtari | District Hospital | DH | Female Ward | ADULT WEIGHING MACHINE | 1 | Ramon surgical | Crown | NA | 3000258875 | 2015-03-01 | 0 | NA | 0 | NA | W
4811 | Dhamtari | District Hospital | DH | NRC | BABY WEIGHING SCALE | 1 | Detecto | MB130 | C11006569 | 3000258876 | 2012-03-01 | 0 | NA | 0 | NA | W
4812 | Dhamtari | District Hospital | DH | NRC | BABY WEIGHING SCALE | 1 | Detecto | MB130 | c14014027 | 3000258877 | 2014-12-01 | 0 | NA | 0 | NA | W
4813 | Dhamtari | District Hospital | DH | DELIVERY ROOM | SPHYGMOMANOMETER (MERCURIAL) | 1 | Diamond | regular | 29424 | 3000258878 | 2015-02-01 | 0 | NA | 0 | NA | W
4814 | Dhamtari | District Hospital | DH | DELIVERY ROOM | BABY WEIGHING SCALE | 1 | Ramon surgical | Crown | NA | 3000258879 | 2015-03-01 | 0 | NA | 0 | NA | W
4815 | Dhamtari | District Hospital | DH | DELIVERY ROOM | ADULT WEIGHING MACHINE | 1 | Ramon surgical | Crown | NA | 3000258880 | 2015-03-01 | 0 | NA | 0 | NA | W
4816 | Dhamtari | District Hospital | DH | DELIVERY ROOM | SURGICAL DIATHERMY MACHINE | 1 | Ramon surgical | decent | NA | 3000258881 | 2007-11-01 | 0 | NA | 0 | NA | W
4817 | Dhamtari | District Hospital | DH | Pediatric Ward | SPHYGMOMANOMETER (MERCURIAL) | 1 | supreme surgico | premier | 913451 | 3000258882 | 2015-06-03 | 0 | NA | 0 | NA | W
4818 | Dhamtari | District Hospital | DH | Pediatric Ward | ADULT WEIGHING MACHINE | 1 | Ramon surgical | Crown | NA | 3000258883 | 2015-03-01 | 0 | NA | 0 | NA | W
4819 | Dhamtari | District Hospital | DH | Pediatric Ward | NEEDLE DESTROYER | 1 | microsil | ND-350 | 1410 | 3000258884 | 2015-05-01 | 0 | NA | 0 | NA | NW
4820 | Dhamtari | District Hospital | DH | Pediatric Ward | SPHYGMOMANOMETER (MERCURIAL) | 1 | supreme surgico | premier | 9813427 | 3000258885 | 2015-03-01 | 0 | NA | 0 | NA | W
4821 | Dhamtari | District Hospital | DH | Pediatric Ward | AUTOCLAVE | 1 | nA | NA | NA | 3000258886 | 2015-03-01 | 0 | NA | 0 | NA | W
4822 | Dhamtari | District Hospital | DH | male ward | SUCTION APPARATUS | 1 | Vikrant Rnelus | Santoshi | 03/119 | 3000258887 | NA | 0 | NA | 0 | NA | W
4823 | Dhamtari | District Hospital | DH | male ward | SPHYGMOMANOMETER (MERCURIAL) | 1 | supreme surgico | premier | 8135-011 | 3000258888 | 2015-03-01 | 0 | NA | 0 | NA | W
4824 | Dhamtari | District Hospital | DH | male ward | ADULT WEIGHING MACHINE | 1 | Ramon surgical | Crown | NA | 3000258889 | 2015-03-01 | 0 | NA | 0 | NA | W
4825 | Dhamtari | District Hospital | DH | Store Room | LARYNGOSCOPE | 1 | nA | KARL storZ | NA | 3000258890 | NA | 0 | NA | 0 | NA | W
4826 | Dhamtari | District Hospital | DH | GYAENOCOLOGICAL Dept. | ADULT WEIGHING MACHINE | 1 | Ramon surgical | Crown | NA | 3000258641 | NA | 0 | NA | 0 | NA | W
4827 | Dhamtari | District Hospital | DH | GYAENOCOLOGICAL Dept. | SPHYGMOMANOMETER (MERCURIAL) | 1 | supreme surgico | premier | 98134512 | 3000258642 | NA | 0 | NA | 0 | NA | W
4828 | Dhamtari | District Hospital | DH | GYAENOCOLOGICAL Dept. | ADULT WEIGHING MACHINE | 1 | Ramon surgical | Crown | NA | 3000258643 | NA | 0 | NA | 0 | NA | W
4829 | Dhamtari | District Hospital | DH | GYAENOCOLOGICAL Dept. | ECG RECORDER | 1 | philips | page writer trim 1 | US60923776 | 3000258644 | NA | 0 | NA | 0 | NA | W
4830 | Dhamtari | District Hospital | DH | GYAENOCOLOGICAL Dept. | ECG RECORDER | 1 | mindray | Bene-heart R3 | FK-45003227 | 3000258645 | NA | 0 | NA | 0 | NA | W
4831 | Dhamtari | District Hospital | DH | Pediatric Ward | ADULT WEIGHING MACHINE | 1 | NA | Crown | NA | 3000258646 | NA | 0 | NA | 0 | NA | W
4832 | Dhamtari | District Hospital | DH | Pediatric Ward | BABY WEIGHING SCALE | 1 | NA | crown | NA | 3000258647 | NA | 0 | NA | 0 | NA | W
4833 | Dhamtari | District Hospital | DH | ENT DEPARTMENT | BABY WEIGHING SCALE | 1 | nA | Crown | NA | 3000258648 | NA | 0 | NA | 0 | NA | NW
4834 | Dhamtari | District Hospital | DH | ENT DEPARTMENT | BABY WEIGHING SCALE | 1 | nA | Crown | NA | 3000258649 | NA | 0 | NA | 0 | NA | NW
4835 | Dhamtari | District Hospital | DH | X-RAY DEPT | X-RAY MACHINE | 1 | Siemens | Helio phase-D | 5483 | 3000258650 | NA | 0 | NA | 0 | NA | W
4836 | Dhamtari | District Hospital | DH | Major OT | LARYNGOSCOPE | 1 | NA | NA | NA | 3000258844 | 2014-04-01 | 0 | NA | 0 | NA | W
4837 | Dhamtari | District Hospital | DH | Major OT | LARYNGOSCOPE | 1 | NA | NA | NA | 3000258845 | 2014-04-01 | 0 | NA | 0 | NA | W
4838 | Dhamtari | District Hospital | DH | Major OT | LARYNGOSCOPE | 1 | NA | NA | NA | 3000258846 | 2014-04-01 | 0 | NA | 0 | NA | W
4839 | Dhamtari | District Hospital | DH | Major OT | LARYNGOSCOPE | 1 | NA | NA | NA | 300025887 | 2014-04-01 | 0 | NA | 0 | NA | W
4840 | Dhamtari | District Hospital | DH | Major OT | LARYNGOSCOPE | 1 | NA | NA | NA | 3000258848 | 2014-04-01 | 0 | NA | 0 | NA | W
4841 | Dhamtari | District Hospital | DH | Major OT | LARYNGOSCOPE | 1 | nA | NA | NA | 3000258849 | 2014-04-01 | 0 | NA | 0 | NA | W
4842 | Dhamtari | District Hospital | DH | Major OT | LARYNGOSCOPE | 1 | NA | NA | NA | 3000258850 | 2014-04-01 | 0 | NA | 0 | NA | W
4843 | Dhamtari | District Hospital | DH | Major OT | LARYNGOSCOPE | 1 | NA | NA | NA | 3000258851 | 2014-04-01 | 0 | NA | 0 | NA | W
4844 | Dhamtari | District Hospital | DH | Major OT | LARYNGOSCOPE | 1 | NA | NA | NA | 3000258852 | 2014-04-01 | 0 | NA | 0 | NA | W
4845 | Dhamtari | District Hospital | DH | Major OT | LARYNGOSCOPE | 1 | nA | NA | NA | 3000258853 | 2014-04-01 | 0 | NA | 0 | NA | W
4846 | Dhamtari | District Hospital | DH | Major OT | LARYNGOSCOPE | 1 | NA | NA | NA | 3000258854 | 2014-04-01 | 0 | NA | 0 | NA | W
4847 | Dhamtari | District Hospital | DH | Major OT | LARYNGOSCOPE | 1 | NA | NA | NA | 3000258855 | 2014-04-01 | 0 | NA | 0 | NA | W
4848 | Dhamtari | District Hospital | DH | Major OT | LARYNGOSCOPE | 1 | NA | NA | NA | 3000258856 | 2014-04-01 | 0 | NA | 0 | NA | W
4849 | Dhamtari | District Hospital | DH | Major OT | LARYNGOSCOPE | 1 | NA | NA | NA | 3000258857 | 2014-04-01 | 0 | NA | 0 | NA | W
4850 | Dhamtari | District Hospital | DH | Major OT | LARYNGOSCOPE | 1 | nA | NA | NA | 3000258858 | 2014-04-01 | 0 | NA | 0 | NA | W
4851 | Dhamtari | District Hospital | DH | Major OT | LARYNGOSCOPE | 1 | nA | NA | NA | 3000258859 | 2014-04-01 | 0 | NA | 0 | NA | W
4852 | Dhamtari | District Hospital | DH | Major OT | LARYNGOSCOPE | 1 | nA | NA | NA | 3000258860 | 2014-04-01 | 0 | NA | 0 | NA | NW
4853 | Dhamtari | District Hospital | DH | Major OT | LARYNGOSCOPE | 1 | nA | NA | NA | 3000258861 | 2014-04-01 | 0 | NA | 0 | NA | NW
4854 | Dhamtari | District Hospital | DH | Major OT | LARYNGOSCOPE | 1 | nA | NA | NA | 3000258862 | 2014-04-01 | 0 | NA | 0 | NA | W
4855 | Dhamtari | District Hospital | DH | Major OT | LARYNGOSCOPE | 1 | nA | NA | NA | 3000258863 | 2014-04-01 | 0 | NA | 0 | NA | W
4856 | Dhamtari | District Hospital | DH | Major OT | LARYNGOSCOPE | 1 | nA | NA | NA | 3000258864 | 2014-04-01 | 0 | NA | 0 | NA | W
4857 | Dhamtari | District Hospital | DH | Major OT | LARYNGOSCOPE | 1 | nA | NA | NA | 3000258865 | 2014-04-01 | 0 | NA | 0 | NA | W
4858 | Dhamtari | District Hospital | DH | Major OT | LARYNGOSCOPE | 1 |  | NA | NA | 3000258866 | 2014-04-01 | 0 | NA | 0 | NA | W
4859 | Dhamtari | District Hospital | DH | Major OT | SHADOWLESS OT LIGHT | 1 | Arko | NA | NA | 3000258867 | 2014-04-01 | 0 | NA | 0 | NA | W
4860 | Dhamtari | District Hospital | DH | Major OT | SHADOWLESS OT LIGHT | 1 | Arko | NA | NA | 3000258868 | 2014-04-01 | 0 | NA | 0 | NA | W
4861 | Dhamtari | District Hospital | DH | Major OT | Hydraulic OT TABLE | 1 | NA | NA | NA | 3000258869 | NA | 0 | NA | 0 | NA | W
4862 | Dhamtari | District Hospital | DH | Major OT | Voltage Stablizer | 1 | sri guard | SFE | 0 703 | 3000258870 | NA | 0 | NA | 0 | NA | W
4863 | Dhamtari | Dugli | PHC | Store Room | NEEDLE DESTROYER | 1 | saratech | S1R | 6656 | 3000258469 | NA | 0 | NA | 0 | NA | NI
4864 | Dhamtari | Dugli | PHC | Store Room | NEEDLE DESTROYER | 1 | saratech | S1R | 6659 | 3000258470 | NA | 0 | NA | 0 | NA | NI
4865 | Dhamtari | Dugli | PHC | Store Room | SUCTION APPARATUS | 1 | NA | shiva | NA | 3000258471 | NA | 0 | NA | 0 | NA | NW
4866 | Dhamtari | Dugli | PHC | Store Room | ADULT WEIGHING MACHINE | 1 | NA | Crown | NA | 3000258472 | NA | 0 | NA | 0 | NA | NW
4867 | Dhamtari | Dugli | PHC | Store Room | ADULT WEIGHING MACHINE | 1 | NA | NA | NA | 3000258473 | NA | 0 | NA | 0 | NA | NW
4868 | Dhamtari | Dugli | PHC | Store Room | Drill machine Bone cutter | 1 | NA | NA | NA | 3000258474 | NA | 0 | NA | 0 | NA | NW
4869 | Dhamtari | Dugli | PHC | Store Room | GLUCOMETER | 1 | SP chech | Gold | m01A3-BAA7045 | 3000258475 | NA | 0 | NA | 0 | NA | NI
4870 | Dhamtari | Dugli | PHC | Store Room | GLUCOMETER | 1 | B Brawn | Omnitest | G1iNFL00994 | 3000258476 | NA | 0 | NA | 0 | NA | NI
4871 | Dhamtari | Dugli | PHC | Store Room | GLUCOMETER | 1 | Acon | On call now | 102A0009722 | 3000258477 | NA | 0 | NA | 0 | NA | NI
4872 | Dhamtari | Dugli | PHC | Store Room | GLUCOMETER | 1 | B Brawn | Omnitest | G1iNFL00962 | 3000258478 | NA | 0 | NA | 0 | NA | NI
4873 | Dhamtari | Dugli | PHC | DELIVERY ROOM | BABY WEIGHING SCALE | 1 | Ramon surgical | Crown | NA | 3000258479 | NA | 0 | NA | 0 | NA | W
4874 | Dhamtari | Dugli | PHC | DELIVERY ROOM | DELIVERY TABLE | 1 | nA | NA | NA | 3000258480 | NA | 0 | NA | 0 | NA | W
4875 | Dhamtari | Dugli | PHC | DELIVERY ROOM | BABY WEIGHING SCALE | 1 | Ramon surgical | Crown | NA | 3000258481 | NA | 0 | NA | 0 | NA | W
4876 | Dhamtari | Dugli | PHC | DELIVERY ROOM | SUCTION APPARATUS | 1 | nA | shiva | NA | 3000258482 | NA | 0 | NA | 0 | NA | W
4877 | Dhamtari | Dugli | PHC | DELIVERY ROOM | SUCTION APPARATUS | 1 | nA | 7B | 000 63 | 3000258483 | NA | 0 | NA | 0 | NA | W
4878 | Dhamtari | Dugli | PHC | Opthalmology Dept. | SLIT LAMP | 1 | nA | NA | NA | 3000258484 | NA | 0 | NA | 0 | NA | W
4879 | Dhamtari | Dugli | PHC | Opthalmology Dept. | SPHYGMOMANOMETER (MERCURIAL) | 1 | Diamond | regular | 29461 | 3000258485 | NA | 0 | NA | 0 | NA | W
4880 | Dhamtari | Dugli | PHC | Opthalmology Dept. | ADULT WEIGHING MACHINE | 1 | nA | krups | NA | 3000258486 | NA | 0 | NA | 0 | NA | W
4881 | Dhamtari | Dugli | PHC | Opthalmology Dept. | TONOMETER | 1 | Local | NA | NA | 3000258487 | NA | 0 | NA | 0 | NA | W
4882 | Dhamtari | Dugli | PHC | Doctor's Room | SPHYGMOMANOMETER (MERCURIAL) | 1 | Life line | beta | 10924 | 3000258488 | NA | 0 | NA | 0 | NA | W
4883 | Dhamtari | Dugli | PHC | Doctor's Room | SPHYGMOMANOMETER (MERCURIAL) | 1 | omron | HEM-7120 | 2014061-3601VG1 | 3000258489 | NA | 0 | NA | 0 | NA | W
4884 | Dhamtari | Dugli | PHC | Doctor's Room | BABY WEIGHING SCALE | 1 | Ramon surgical | Crown | NA | 3000258490 | NA | 0 | NA | 0 | NA | W
4885 | Dhamtari | Dugli | PHC | Doctor's Room | ADULT WEIGHING MACHINE | 1 | Ramon surgical | Crown | NA | 3000258491 | NA | 0 | NA | 0 | NA | W
4886 | Dhamtari | Dugli | PHC | Injection Room | NEEDLE DESTROYER | 1 | saratech | S1R | 6658 | 3000258492 | NA | 0 | NA | 0 | NA | W
4887 | Dhamtari | Dugli | PHC | Pathology Lab. | REFRIGERATOR | 1 | Godrej | Edge 5x GDE | 12030333399 | 3000258493 | NA | 0 | NA | 0 | NA | W
4888 | Dhamtari | Dugli | PHC | Pathology Lab. | MICROSCOPE (BINOCULAR) | 1 | labomed | vision 2000 | 1291 | 3000258494 | 13/11/2009 | 0 | NA | 0 | NA | W
4889 | Dhamtari | Dugli | PHC | Pathology Lab. | CENTRIFUGE MACHINE | 1 | coslab | NA | NA | 3000258495 | NA | 0 | NA | 0 | NA | W
4890 | Dhamtari | Dugli | PHC | Pathology Lab. | GLUCOMETER | 1 | standard diagnosis | SD chek Gold | MoyA3BAA6783 | 3000258496 | NA | 0 | NA | 0 | NA | W
4891 | Dhamtari | Dugli | PHC | Pathology Lab. | GLUCOMETER | 1 | life scan | one touch | SAFKXNHC | 3000258497 | NA | 0 | NA | 0 | NA | W
4892 | Dhamtari | Dugli | PHC | Pathology Lab. | COLORIMETER | 1 | Local | NA | NA | 3000258498 | NA | 0 | NA | 0 | NA | W
4893 | Dhamtari | Dugli | PHC | Pathology Lab. | COLORIMETER | 1 | beacon | Octa-1 | 16387 | 3000258499 | NA | 0 | NA | 0 | NA | W
4894 | Dhamtari | Dugli | PHC | Pathology Lab. | VDRL ROTATOR | 1 | NA | NA | NA | 30002584500 | NA | 0 | NA | 0 | NA | W
4895 | Dhamtari | Dugli | PHC | Pathology Lab. | MICROSCOPE (MONOCULAR) | 1 | Olympus | NA | 89655 | 3000258501 | NA | 0 | NA | 0 | NA | NW
4896 | Dhamtari | Dugli | PHC | Pathology Lab. | MICROSCOPE (MONOCULAR) | 1 | radical | RMH 4BKL | 2249 | 3000258502 | NA | 0 | NA | 0 | NA | NW
4897 | Dhamtari | Nagari | CHC | Injection Room | NEEDLE DESTROYER | 1 | nA | microsil | NA | 3000101771 | NA | 0 | NA | 0 | NA | W
4898 | Dhamtari | Nagari | CHC | Vaccination Room | Voltage Stablizer | 1 | servoken | NA | NA | 3000101773 | 2014 | 0 | NA | 0 | NA | W
4899 | Dhamtari | Nagari | CHC | Vaccination Room | Voltage Stablizer | 1 | servoken | NA | NA | 3000101774 | 2014 | 0 | NA | 0 | NA | W
4900 | Dhamtari | Nagari | CHC | Vaccination Room | Voltage Stablizer | 1 | servoken | NA | NA | 3000101775 | 2014 | 0 | NA | 0 | NA | W
4901 | Dhamtari | Nagari | CHC | DELIVERY ROOM | INFANT RADIANT WARMER | 1 | phoenix | ocw 100 | 6327 | 3000101776 | 2015-08-01 | 0 | NA | 0 | NA | W
4902 | Dhamtari | Nagari | CHC | DELIVERY ROOM | INFANT RADIANT WARMER | 1 | phoenix | ocw 100 | 6329 | 3000101777 | 2015-08-01 | 0 | NA | 0 | NA | W
4903 | Dhamtari | Nagari | CHC | DELIVERY ROOM | INFANT RADIANT WARMER | 1 | phoenix | ocw 100 | 6328 | 3000101778 | 2015-08-01 | 0 | NA | 0 | NA | W
4904 | Dhamtari | Nagari | CHC | DELIVERY ROOM | BABY PHOTOTHERAPY UNIT | 1 | phoenix | LEDPT 100 | 1895 | 3000101779 | 2015-08-01 | 0 | NA | 0 | NA | W
4905 | Dhamtari | Nagari | CHC | DELIVERY ROOM | BABY WEIGHING SCALE | 1 | Essae | BS 250 | 25014131332 | 3000101780 | 2015-08-01 | 0 | NA | 0 | NA | W
4906 | Dhamtari | Nagari | CHC | DELIVERY ROOM | SUCTION APPARATUS | 1 | SHIva | NA | NA | 3000101781 | NA | 0 | NA | 0 | NA | W
4907 | Dhamtari | Nagari | CHC | DELIVERY ROOM | BABY WEIGHING SCALE | 1 | NA | Crown | NA | 3000101782 | 2009-03-01 | 0 | NA | 0 | NA | W
4908 | Dhamtari | Nagari | CHC | DELIVERY ROOM | SUCTION APPARATUS | 1 | SHIva | NA | NA | 3000101783 | NA | 0 | NA | 0 | NA | W
4909 | Dhamtari | Nagari | CHC | DELIVERY ROOM | ELECTRIC STERILIZER | 1 | Atlas surgical | NA | 0 9F9101 | 3000101784 | 2009-08-01 | 0 | NA | 0 | NA | W
4910 | Dhamtari | Nagari | CHC | X-RAY DEPT | X-RAY MACHINE | 1 | Siemens | THX-1-125180 | 0 4C122 | 3000101785 | 2015-02-02 | 0 | NA | 0 | NA | W
4911 | Dhamtari | Nagari | CHC | Pathology Lab. | CENTRIFUGE MACHINE | 1 | remi | R-8C | 5250 | 3000101786 | 2014 | 0 | NA | 0 | NA | W
4912 | Dhamtari | Nagari | CHC | Pathology Lab. | INCUBATOR | 1 | nA | NA | NA | 3000101787 | NA | 0 | NA | 0 | NA | W
4913 | Dhamtari | Nagari | CHC | Pathology Lab. | PHYSICAL BALANCE | 1 | nA | NA | NA | 3000101788 | 2009-05-01 | 0 | NA | 0 | NA | W
4914 | Dhamtari | Nagari | CHC | Pathology Lab. | MICROSCOPE (MONOCULAR) | 1 | magnus | NA | NA | 3000101789 | 2009-06-01 | 0 | NA | 0 | NA | W
4915 | Dhamtari | Nagari | CHC | Pathology Lab. | MICROSCOPE (BINOCULAR) | 1 | punjab Scientifics | vision 2000 | 6634 | 3000101790 | 2014-05-01 | 0 | NA | 0 | NA | W
4916 | Dhamtari | Nagari | CHC | Pathology Lab. | MICROSCOPE (BINOCULAR) | 1 | nA | Max | NA | 3000101791 | 2014-05-01 | 0 | NA | 0 | NA | NW
4917 | Dhamtari | Nagari | CHC | Pathology Lab. | PHOTO COLORIMETER | 1 | Electronic India | 313 | 9903123 | 3000101792 | 2008-12-01 | 0 | NA | 0 | NA | W
4918 | Dhamtari | Nagari | CHC | Pathology Lab. | CHEMICAL BALANCE | 1 | K-ROY | Deluxe | NA | 3000101793 | NA | 0 | NA | 0 | NA | W
4919 | Dhamtari | Nagari | CHC | Pathology Lab. | CENTRIFUGE MACHINE (4 Tubes) | 1 | nA | NA | NA | 3000101794 | NA | 0 | NA | 0 | NA | W
4920 | Dhamtari | Nagari | CHC | Pathology Lab. | NEEDLE DESTROYER | 1 | nA | BIM | NA | 3000101795 | NA | 0 | NA | 0 | NA | W
4921 | Dhamtari | Nagari | CHC | Pathology Lab. | VDRL ROTATOR | 1 | nA | NA | NA | 3000101796 | 2008-07-01 | 0 | NA | 0 | NA | W
4922 | Dhamtari | Nagari | CHC | Pathology Lab. | REFRIGERATOR | 1 | LG | NA | NA | 3000101797 | NA | 0 | NA | 0 | NA | W
4923 | Dhamtari | Nagari | CHC | BLOOD BANK | Blood Bank REFRIGERATOR | 1 | medi tech | MTPF01 | M786525337 | 3000101798 | NA | 0 | NA | 0 | NA | W
4924 | Dhamtari | Nagari | CHC | BLOOD BANK | MICROSCOPE (MONOCULAR) | 1 | punjab Scientifics | P20 | 09-600 | 3000101799 | 2014-03-01 | 0 | NA | 0 | NA | NW
4925 | Dhamtari | Nagari | CHC | BLOOD BANK | VDRL ROTATOR | 1 | NA | NA | NA | 3000101800 | 2008-07-01 | 0 | NA | 0 | NA | W
4926 | Dhamtari | Nagari | CHC | BLOOD BANK | MICROSCOPE (MONOCULAR) | 1 | SEW india | KRS IV | 5526 | 3000101801 | NA | 0 | NA | 0 | NA | NW
4927 | Dhamtari | Nagari | CHC | BLOOD BANK | MICROSCOPE (BINOCULAR) | 1 | NA | NA | NA | 3000101802 | 2015-05-01 | 0 | NA | 0 | NA | W
4928 | Dhamtari | Nagari | CHC | BLOOD BANK | INFANT RADIANT WARMER | 1 | meditrin | NA | NA | 3000101803 | 2007-05-01 | 0 | NA | 0 | NA | NW
4929 | Dhamtari | Nagari | CHC | Store Room | ADULT WEIGHING MACHINE | 1 | NA | NA | NA | 3000101804 | 2007-05-01 | 0 | NA | 0 | NA | NW
4930 | Dhamtari | Nagari | CHC | Store Room | INCUBATOR | 1 | meditrin | NA | NA | 3000101805 | 2007-05-01 | 0 | NA | 0 | NA | NW
4931 | Dhamtari | Nagari | CHC | ICTC room | CENTRIFUGE MACHINE (6 Tubes) | 1 | NA | NA | NA | 3000101806 | NA | 0 | NA | 0 | NA | W
4932 | Dhamtari | Nagari | CHC | ICTC room | NEEDLE DESTROYER | 1 | York Scientific | NA | NA | 3000101807 | NA | 0 | NA | 0 | NA | W
4933 | Dhamtari | Nagari | CHC | ICTC room | REFRIGERATOR | 1 | videocon | NA | NA | 3000101808 | NA | 0 | NA | 0 | NA | W
4934 | Dhamtari | Nagari | CHC | ICTC room | INCUBATOR | 1 | NA | NA | NA | 3000101819 | NA | 0 | NA | 0 | NA | W
4935 | Dhamtari | Nagari | CHC | Opthalmology Dept. | EYE CHART VISION BOX | 1 | nA | Devine | NA | 3000101810 | 2015-08-01 | 0 | NA | 0 | NA | W
4936 | Dhamtari | Nagari | CHC | Opthalmology Dept. | ADULT WEIGHING MACHINE | 1 | NA | NA | NA | 3000101811 | 2015-03-01 | 0 | NA | 0 | NA | W
4937 | Dhamtari | Nagari | CHC | Opthalmology Dept. | SLIT LAMP | 1 | NA | DEE-1220 | 2015-26 | 3000101812 | NA | 0 | NA | 0 | NA | W
4938 | Dhamtari | Nagari | CHC | Opthalmology Dept. | SLIT LAMP | 1 | nA | NA | NA | 3000101813 | NA | 0 | NA | 0 | NA | W
4939 | Dhamtari | Nagari | CHC | NRC | BABY WEIGHING SCALE | 1 | nA | Crown | NA | 3000101814 | 2014-03-01 | 0 | NA | 0 | NA | W
4940 | Dhamtari | Nagari | CHC | NRC | ADULT WEIGHING MACHINE | 1 | omega | Ofw | 74050 | 3000101815 | 2014-03-01 | 0 | NA | 0 | NA | W
4941 | Dhamtari | Nagari | CHC | NRC | ADULT WEIGHING MACHINE | 1 | omega | OFW | 73999 | 3000101816 | 2014-03-01 | 0 | NA | 0 | NA | W
4942 | Dhamtari | Megha | PHC | OPD | SPHYGMOMANOMETER (MERCURIAL) | 1 | life line | beta portable | NA | 3000104889 | NA | 0 | NA | 0 | NA | W
4943 | Dhamtari | Megha | PHC | OPD | SPHYGMOMANOMETER (MERCURIAL) | 1 | Diamond | regular | 20369 | 3000104893 | NA | 0 | NA | 0 | NA | W
4944 | Dhamtari | Megha | PHC | Injection Room | NEBULIZER | 1 | Dispo-safe | DS84 | 122079856 | 3000104890 | NA | 0 | NA | 0 | NA | W
4945 | Dhamtari | Megha | PHC | Injection Room | NEEDLE DESTROYER | 1 | saratech | S1R | 6671 | 3000104891 | NA | 0 | NA | 0 | NA | W
4946 | Dhamtari | Megha | PHC | DELIVERY ROOM | ELECTRIC STERILIZER | 1 | Atlas surgical | NA | 0 9F9721 | 3000104892 | NA | 0 | NA | 0 | NA | W
4947 | Dhamtari | Megha | PHC | DELIVERY ROOM | Heart moniter | 1 | easy care | ECFDT-106 | OTCELO3121 | 3000104894 | 2014-04-01 | 0 | NA | 0 | NA | W
4948 | Dhamtari | Megha | PHC | DELIVERY ROOM | BABY WEIGHING SCALE | 1 | crown | NA | NA | 3000104897 | 2015-03-01 | 1 | 2016-03-01 | 0 | NA | W
4949 | Dhamtari | Megha | PHC | Store Room | SUCTION APPARATUS | 1 | NA | NA | NA | 3000104896 | 2015-07-01 | 1 | 2016-07-01 | 0 | NA | W
4950 | Dhamtari | Megha | PHC | Store Room | AUTOCLAVE | 1 | NA | NA | NA | 3000104895 | NA | 0 | NA | 0 | NA | W
4951 | Dhamtari | Megha | PHC | Pathology Lab. | ADULT WEIGHING MACHINE | 1 | Putex | NA | NA | 3000104900 | 2015-01-01 | 1 | 2016-01-01 | 0 | NA | W
4952 | Dhamtari | Megha | PHC | Pathology Lab. | MICROSCOPE (MONOCULAR) | 1 | uni lab | GE-40 | 26506 | 3000104898 | 25/5/2007 | 0 | NA | 0 | NA | W
4953 | Dhamtari | Megha | PHC | Pathology Lab. | REFRIGERATOR | 1 | LG | GL-195 | 501NRBZ193189 | 3000104899 | 14/3/2015 | 1 | 14/3/2016 | 0 | NA | W
4954 | Dhamtari | Hasda | PHC | DELIVERY ROOM | SUCTION APPARATUS | 1 | NA | NA | NA | 3000104928 | NA | 0 | NA | 0 | NA | W
4955 | Dhamtari | Hasda | PHC | DELIVERY ROOM | BABY WEIGHING SCALE | 1 | ER | Crown | NA | 3000104929 | NA | 0 | NA | 0 | NA | W
4956 | Dhamtari | Hasda | PHC | DELIVERY ROOM | DELIVERY TABLE | 1 | NA | NA | NA | 3000104930 | NA | 0 | NA | 0 | NA | W
4957 | Dhamtari | Hasda | PHC | DELIVERY ROOM | SPHYGMOMANOMETER (MERCURIAL) | 1 | Diamond | deluxe | 56327 | 3000104931 | NA | 0 | NA | 0 | NA | W
4958 | Dhamtari | Hasda | PHC | OT | ELECTRIC STERILIZER | 1 | NA | NA | NA | 3000104932 | NA | 0 | NA | 0 | NA | W
4959 | Dhamtari | Hasda | PHC | Injection Room | NEEDLE DESTROYER | 1 | MS | NA | NA | 3000104933 | NA | 0 | NA | 0 | NA | W
4960 | Dhamtari | Hasda | PHC | Injection Room | NEEDLE DESTROYER | 1 | saratech | S1R | 6881 | 3000104934 | NA | 0 | NA | 0 | NA | W
4961 | Dhamtari | Hasda | PHC | Injection Room | NEBULIZER | 1 | infinity medi equipment | MCN-5600A | 201101-1 | 3000104935 | NA | 0 | NA | 0 | NA | W
4962 | Dhamtari | Hasda | PHC | Injection Room | GLUCOMETER | 1 | life scan | one touch | SAGJCE53 | 3000104936 | NA | 0 | NA | 0 | NA | W
4963 | Dhamtari | Hasda | PHC | Injection Room | GLUCOMETER | 1 | B-brawn | omnitest | GIINFI01186 | 3000104937 | NA | 0 | NA | 0 | NA | NW
4964 | Dhamtari | Hasda | PHC | Injection Room | ADULT WEIGHING MACHINE | 1 | crown | NA | NA | 3000104938 | NA | 0 | NA | 0 | NA | W
4965 | Dhamtari | Hasda | PHC | Pharmacy Dept. | GLUCOMETER | 1 | omron | HEA-230 | 2212B280513 | 3000104939 | NA | 0 | NA | 0 | NA | W
4966 | Dhamtari | Hasda | PHC | Pharmacy Dept. | NEEDLE DESTROYER | 1 | MS | NA | NA | 3000104940 | NA | 0 | NA | 0 | NA | W
4967 | Dhamtari | Hasda | PHC | Pharmacy Dept. | ADULT WEIGHING MACHINE | 1 | NA | NA | NA | 3000104941 | NA | 0 | NA | 0 | NA | W
4968 | Dhamtari | Hasda | PHC | Pharmacy Dept. | BABY WEIGHING SCALE | 1 | Suvarna | Baby live | NA | 3000104942 | NA | 0 | NA | 0 | NA | W
4969 | Dhamtari | Hasda | PHC | OPD | SPHYGMOMANOMETER (MERCURIAL) | 1 | Anita industry | pioneer | 361094 | 3000104943 | NA | 0 | NA | 0 | NA | W
4970 | Dhamtari | MAGARLOD | CHC | X-RAY DEPT | X-RAY MACHINE | 1 | ADONIS | NA | 90518 | 3000104776 | NA | 0 | NA | 0 | NA | W
4971 | Dhamtari | MAGARLOD | CHC | X-RAY DEPT | BABY WEIGHING SCALE (Digital) | 1 | ESSAE | 100109/10/497 | 25014131706 | 3000104777 | NA | 0 | NA | 0 | NA | W
4972 | Dhamtari | MAGARLOD | CHC | X-RAY DEPT | X-RAY MACHINE | 1 | SIEMENS | PTEOPHOSD | 3380 | 3000104778 | NA | 0 | NA | 0 | NA | W
4973 | Dhamtari | MAGARLOD | CHC | BLOOD BANK | MICROSCOPE (BINOCULAR) | 1 | LABOMED | VISION 2000 | 1144 | 3000104779 | NA | 0 | NA | 0 | NA | W
4974 | Dhamtari | MAGARLOD | CHC | BLOOD BANK | VDRL ROTATOR | 1 | RE | NA | NA | 3000104780 | NA | 0 | NA | 0 | NA | W
4975 | Dhamtari | MAGARLOD | CHC | OT | OXYGEN CONCENTRATOR | 1 | BPL | OG4203 | 130/0080 | 3000104781 | NA | 0 | NA | 0 | NA | W
4976 | Dhamtari | MAGARLOD | CHC | OT | SHADOWLESS LAMP | 1 | SURGICARD | SGE400DW | 703 | 3000104782 | NA | 0 | NA | 0 | NA | W
4977 | Dhamtari | MAGARLOD | CHC | OT | Gym table | 1 |  | NA | NA | 3000104783 | NA | 0 | NA | 0 | NA | W
4978 | Dhamtari | MAGARLOD | CHC | OT | Blood Pressure Monitor | 1 | DIAMOND | REGULAR | 1601 | 3000104784 | NA | 0 | NA | 0 | NA | W
4979 | Dhamtari | MAGARLOD | CHC | OT | BABY WEIGHING SCALE | 1 | DOCBEL | BRAUN | NA | 3000104785 | NA | 0 | NA | 0 | NA | W
4980 | Dhamtari | MAGARLOD | CHC | OT | ELECTRIC STERILIZER | 1 |  | NA | NA | 3000104786 | NA | 0 | NA | 0 | NA | W
4981 | Dhamtari | MAGARLOD | CHC | OT | SUCTION APPARATUS (foot operated) | 1 |  | PREMIUM | NA | 3000104787 | NA | 0 | NA | 0 | NA | W
4982 | Dhamtari | MAGARLOD | CHC | OT | ELECTRIC STERILIZER | 1 |  | NA | NA | 3000104788 | NA | 0 | NA | 0 | NA | W
4983 | Dhamtari | MAGARLOD | CHC | OT | INFANT RADIANT WARMER | 1 | MEDITRIN | NA | NA | 3000104789 | NA | 0 | NA | 0 | NA | W
4984 | Dhamtari | MAGARLOD | CHC | OT | INFANT RADIANT WARMER | 1 |  | NA | NA | 3000104790 | NA | 0 | NA | 0 | NA | W
4985 | Dhamtari | MAGARLOD | CHC | DELIVERY ROOM | FOETAL DOPPLER | 1 | EASY CARE | FCFDT106 | DTCEL03124 | 3000104791 | NA | 0 | NA | 0 | NA | W
4986 | Dhamtari | MAGARLOD | CHC | DELIVERY ROOM | ELECTRIC STERILIZER | 1 | YORCO | STERIMAX | OG-1029 | 3000104792 | NA | 0 | NA | 0 | NA | NW
4987 | Dhamtari | MAGARLOD | CHC | DELIVERY ROOM | SUCTION APPARATUS | 1 | SURGICON | CPS-1 | S1/202/07 | 3000104793 | 2014-02-01 | 0 | NA | 0 | NA | NW
4988 | Dhamtari | MAGARLOD | CHC | DELIVERY ROOM | Resasita unit close | 1 | MEDITRIN | NA |  | 3000104794 | NA | 0 | NA | 0 | NA | NW
4989 | Dhamtari | MAGARLOD | CHC | DELIVERY ROOM | DELIVERY TABLE | 1 | NA | NA |  | 3000104795 | NA | 0 | NA | 0 | NA | W
4990 | Dhamtari | MAGARLOD | CHC | OT | AUTOCLAVE | 1 | NA | NA |  | 3000104796 | NA | 0 | NA | 0 | NA | W
4991 | Dhamtari | MAGARLOD | CHC | OT | AUTOCLAVE | 1 | NA | NA |  | 3000104797 | NA | 0 | NA | 0 | NA | NW
4992 | Dhamtari | MAGARLOD | CHC | OT | ELECTRIC STERILIZER | 1 | NA | NA | 62 | 3000104798 | NA | 0 | NA | 0 | NA | W
4993 | Dhamtari | MAGARLOD | CHC | OT | SUCTION APPARATUS (foot operated) | 1 | NA | PREMIUM |  | 3000104799 | NA | 0 | NA | 0 | NA | W
4994 | Dhamtari | MAGARLOD | CHC | OT | OT TABLE | 1 | NA | NA |  | 3000104800 | NA | 0 | NA | 0 | NA | W
4995 | Dhamtari | MAGARLOD | CHC | OT | OT TABLE | 1 | NA | NA |  | 3000104801 | NA | 0 | NA | 0 | NA | W
4996 | Dhamtari | MAGARLOD | CHC | OT | SHADOWLESS LAMP | 1 | NA | NA |  | 3000104802 | NA | 0 | NA | 0 | NA | W
4997 | Dhamtari | MAGARLOD | CHC | OT | Mobile SHADOWLESS OT LIGHT | 1 | NA | NA |  | 3000104803 | NA | 0 | NA | 0 | NA | W
4998 | Dhamtari | MAGARLOD | CHC | OT | SPHYGMOMANOMETER (MERCURIAL) | 1 | DIAMOND | REGULAR | 1600 | 3000104804 | NA | 0 | NA | 0 | NA | W
4999 | Dhamtari | MAGARLOD | CHC | OT | SHADOWLESS LAMP | 1 |  |  |  | 3000104805 | NA | 0 | NA | 0 | NA | NW
5000 | Dhamtari | MAGARLOD | CHC | OT | ELECTRIC STERILIZER | 1 |  |  |  | 3000104806 | NA | 0 | NA | 0 | NA | W
5001 | Dhamtari | MAGARLOD | CHC | OT | BOYLE'S APPARATUS | 1 |  | ANAESIS-158 | 8449 | 3000104807 | NA | 0 | NA | 0 | NA | NW
5002 | Dhamtari | MAGARLOD | CHC | Injection Room | SPHYGMOMANOMETER (MERCURIAL) | 1 | SURGICON |  | 981345 | 3000104808 | NA | 0 | NA | 0 | NA | W
5003 | Dhamtari | MAGARLOD | CHC | Injection Room | SPHYGMOMANOMETER (MERCURIAL) | 1 | DIAMOND |  | 50450 | 3000104809 | NA | 0 | NA | 0 | NA | W
5004 | Dhamtari | MAGARLOD | CHC | Injection Room | NEBULIZER | 1 | EASY CARE | EC7020 | 201443201 0003589 | 3000104810 | NA | 0 | NA | 0 | NA | W
5005 | Dhamtari | MAGARLOD | CHC | Injection Room | GLUCOMETER | 1 | LIFESCAN | ONE TOUCH | SAGBDJQ7 | 3000104811 | NA | 0 | NA | 0 | NA | W
5006 | Dhamtari | MAGARLOD | CHC | Injection Room | NEEDLE DESTROYER | 1 | MICROSIL |  | 8572/03 | 3000104812 | NA | 0 | NA | 0 | NA | W
5007 | Dhamtari | MAGARLOD | CHC | Doctor's Room | ADULT WEIGHING MACHINE | 1 | RAMON SURGICAL | CROWN |  | 3000104813 | NA | 0 | NA | 0 | NA | W
5008 | Dhamtari | MAGARLOD | CHC | Doctor's Room | SPHYGMOMANOMETER (DIGITAL) | 1 | OMRON | HEM 7111 | 20120205471VGI | 3000104814 | NA | 0 | NA | 0 | NA | W
5009 | Dhamtari | MAGARLOD | CHC | Pathology Lab. | CENTRIFUGE MACHINE | 1 | REMI | R-8C | DHLC5778 | 3000104815 | NA | 0 | NA | 0 | NA | W
5010 | Dhamtari | MAGARLOD | CHC | Pathology Lab. | GLUCOMETER | 1 | MEDSOURCE | OZOCHECK | 10024B002851 | 3000104816 | NA | 0 | NA | 0 | NA | W
5011 | Dhamtari | MAGARLOD | CHC | Pathology Lab. | MICROSCOPE (BINOCULAR) | 1 | WESNOX OPTIK | HL-55/66 | 63721 | 3000104817 | NA | 0 | NA | 0 | NA | W
5012 | Dhamtari | MAGARLOD | CHC | Pathology Lab. | ADULT WEIGHING MACHINE | 1 | KOHINOOR |  |  | 3000104818 | NA | 0 | NA | 0 | NA | NW
5013 | Dhamtari | MAGARLOD | CHC | Store Room | COLORIMETER | 1 | SIMTRONICS |  |  | 3000104819 | NA | 0 | NA | 0 | NA | W
5014 | Dhamtari | MAGARLOD | CHC | Store Room | VDRL ROTATOR | 1 | KE |  |  | 3000104820 | NA | 0 | NA | 0 | NA | NW
5015 | Dhamtari | MAGARLOD | CHC | Store Room | VDRL ROTATOR | 1 |  |  |  | 3000104821 | NA | 0 | NA | 0 | NA | NW
5016 | Dhamtari | MAGARLOD | CHC | Store Room | BLOOD COLLECTION MONITOR | 1 | ROY | LCB | E-12174 | 3000104822 | NA | 0 | NA | 0 | NA | NW
5017 | Dhamtari | MAGARLOD | CHC | Store Room | NEEDLE DESTROYER | 1 | SARATECH | 100VA/60VA | 6673 | 3000104823 | NA | 0 | NA | 0 | NA | NW
5018 | Dhamtari | MAGARLOD | CHC | Store Room | ELECTRO PHORESIS APPARATUS | 1 | SYSTRONICS | 610 | 1485 | 3000104824 | NA | 0 | NA | 0 | NA | W
5019 | Dhamtari | MAGARLOD | CHC | Store Room | Mechanical stage | 1 | UNILAB |  |  | 3000104825 | NA | 0 | NA | 0 | NA | NW
5020 | Dhamtari | MAGARLOD | CHC | Store Room | COLORIMETER | 1 | BEACON | OCTA1 | 7442 | 3000104826 | NA | 0 | NA | 0 | NA | NW
5021 | Dhamtari | MAGARLOD | CHC | Store Room | COLORIMETER | 1 | SIMTRONICS |  |  | 3000104827 | NA | 0 | NA | 0 | NA | NW
5022 | Dhamtari | MAGARLOD | CHC | Store Room | ELECTRO PHORESIS APPARATUS | 1 | K-RAY | K-14 DELUXE | K-4298 | 3000104828 | NA | 0 | NA | 0 | NA | NW
5023 | Dhamtari | MAGARLOD | CHC | Store Room | GLUCOMETER | 1 | ACON | ON CALL NOW | 102A001B271 | 3000104829 | NA | 0 | NA | 0 | NA | W
5024 | Dhamtari | MAGARLOD | CHC | Store Room | GLUCOMETER | 1 | B-BRAUN | OMNI TEST | GIINFI01138 | 3000104830 | NA | 0 | NA | 0 | NA | W
5025 | Dhamtari | MAGARLOD | CHC | Store Room | GLUCOMETER | 1 | B-BRAUN |  | 1193 | 3000104831 | NA | 0 | NA | 0 | NA | W
5026 | Dhamtari | MAGARLOD | CHC | Store Room | ELECTROLYTE ANALYSER | 1 | SANCO |  | 6940-214 | 3000104871 | NA | 0 | NA | 0 | NA | NW
5027 | Dhamtari | MAGARLOD | CHC | Store Room | VDRL ROTATOR | 1 | KE |  |  | 3000104872 | NA | 0 | NA | 0 | NA | NW
5028 | Dhamtari | MAGARLOD | CHC | Store Room | MICROSCOPE (MONOCULAR) | 1 | MAGNUS | MLX | UNICEFR-5908 | 3000104873 | NA | 0 | NA | 0 | NA | NW
5029 | Dhamtari | MAGARLOD | CHC | Store Room | ECG RECORDER | 1 | BPL | CARDIAT108T | JMA2L29445 | 3000104832 | NA | 0 | NA | 0 | NA | NW
5030 | Dhamtari | MAGARLOD | CHC | Store Room | ADULT WEIGHING MACHINE | 1 | KRUPS | COUNTESSN | L180582 | 3000104833 | 2015-07-01 | 1 | 2016-07-01 | 0 | NA | NI
5031 | Dhamtari | MAGARLOD | CHC | Store Room | ADULT WEIGHING MACHINE | 1 | KRUPS |  |  | 3000104834 | 2015-07-01 | 1 | 2016-07-01 | 0 | NA | NI
5032 | Dhamtari | MAGARLOD | CHC | Store Room | ADULT WEIGHING MACHINE | 1 | KRUPS |  |  | 3000104835 | 2015-07-01 | 1 | 2016-07-01 | 0 | NA | NI
5033 | Dhamtari | MAGARLOD | CHC | Store Room | ADULT WEIGHING MACHINE | 1 | KRUPS |  |  | 3000104836 | 2015-07-01 | 1 | 2016-07-01 | 0 | NA | NI
5034 | Dhamtari | MAGARLOD | CHC | Store Room | ADULT WEIGHING MACHINE | 1 | KRUPS |  |  | 3000104837 | 2015-07-01 | 1 | 2016-07-01 | 0 | NA | NI
5035 | Dhamtari | MAGARLOD | CHC | Store Room | ADULT WEIGHING MACHINE | 1 | KRUPS |  |  | 3000104838 | 2015-07-01 | 1 | 2016-07-01 | 0 | NA | NI
5036 | Dhamtari | MAGARLOD | CHC | Store Room | ADULT WEIGHING MACHINE | 1 | KRUPS |  |  | 3000104839 | 2015-07-01 | 1 | 2016-07-01 | 0 | NA | NI
5037 | Dhamtari | MAGARLOD | CHC | Store Room | ADULT WEIGHING MACHINE | 1 | KRUPS |  |  | 3000104840 | 2015-07-01 | 1 | 2016-07-01 | 0 | NA | NI
5038 | Dhamtari | MAGARLOD | CHC | Store Room | ADULT WEIGHING MACHINE | 1 | KRUPS |  |  | 3000104841 | 2015-07-01 | 1 | 2016-07-01 | 0 | NA | NI
5039 | Dhamtari | MAGARLOD | CHC | Store Room | BABY WEIGHING SCALE | 1 | DOCBEL | BRAUN |  | 3000104842 | 2015-04-01 | 1 | 2016-04-01 | 0 | NA | NI
5040 | Dhamtari | MAGARLOD | CHC | Store Room | REFRIGERATOR | 1 | LG |  | 701NLQF001-092 | 3000104843 | NA | 0 | NA | 0 | NA | NI
5041 | Dhamtari | MAGARLOD | CHC | Store Room | SUCTION APPARATUS (foot operated) | 1 |  |  |  | 3000104844 | 2015-07-01 | 1 | 2016-07-01 | 0 | NA | NI
5042 | Dhamtari | MAGARLOD | CHC | Store Room | SUCTION APPARATUS (foot operated) | 1 |  |  |  | 3000104845 | 2015-07-01 | 1 | 2016-07-01 | 0 | NA | NI
5043 | Dhamtari | MAGARLOD | CHC | Store Room | SUCTION APPARATUS (foot operated) | 1 |  |  |  | 3000104846 | 2015-07-01 | 1 | 2016-07-01 | 0 | NA | NI
5044 | Dhamtari | MAGARLOD | CHC | Store Room | SUCTION APPARATUS (foot operated) | 1 |  |  |  | 3000104847 | 2015-07-01 | 1 | 2016-07-01 | 0 | NA | NI
5045 | Dhamtari | MAGARLOD | CHC | Store Room | SUCTION APPARATUS (foot operated) | 1 |  |  |  | 3000104848 | 2015-07-01 | 1 | 2016-07-01 | 0 | NA | NI
5046 | Dhamtari | MAGARLOD | CHC | Store Room | SUCTION APPARATUS (foot operated) | 1 |  |  |  | 3000104849 | 2015-07-01 | 1 | 2016-07-01 | 0 | NA | NI
5047 | Dhamtari | MAGARLOD | CHC | Store Room | SUCTION APPARATUS (foot operated) | 1 |  |  |  | 3000104850 | 2015-07-01 | 1 | 2016-07-01 | 0 | NA | NI
5048 | Dhamtari | MAGARLOD | CHC | Store Room | GLUCOMETER | 1 | OMRON | HEA-230 G-AP | 2212B260784 | 3000104851 | 2015-07-01 | 1 | 2016-07-01 | 0 | NA | NI
5049 | Dhamtari | MAGARLOD | CHC | Store Room | GLUCOMETER | 1 | OMRON | HEA-230 G-AP | 2212B260785 | 3000104852 | 2015-07-01 | 1 | 2016-07-01 | 0 | NA | NI
5050 | Dhamtari | MAGARLOD | CHC | Store Room | GLUCOMETER | 1 | OMRON | HEA-230 G-AP | 2212B260791 | 3000104853 | 2015-07-01 | 1 | 2016-07-01 | 0 | NA | NI
5051 | Dhamtari | MAGARLOD | CHC | Store Room | GLUCOMETER | 1 | OMRON | HEA-230 G-AP | 2212B260798 | 3000104854 | 2015-07-01 | 1 | 2016-07-01 | 0 | NA | NI
5052 | Dhamtari | MAGARLOD | CHC | Store Room | GLUCOMETER | 1 | OMRON | HEA-230 G-AP | 2212B260787 | 3000104855 | 2015-07-01 | 1 | 2016-07-01 | 0 | NA | NI
5053 | Dhamtari | MAGARLOD | CHC | Store Room | GLUCOMETER | 1 | OMRON | HEA-230 G-AP | 2212B260792 | 3000104856 | 2015-07-01 | 1 | 2016-07-01 | 0 | NA | NI
5054 | Dhamtari | MAGARLOD | CHC | Store Room | GLUCOMETER | 1 | B-BRAUN | OMNITEST E2 | GIINFI01085 | 3000104857 | 2015-07-01 | 1 | 2016-07-01 | 0 | NA | NI
5055 | Dhamtari | MAGARLOD | CHC | Store Room | GLUCOMETER | 1 | OMRON | OMNITEST E2 | 1193 | 3000104858 | 2015-07-01 | 1 | 2016-07-01 | 0 | NA | NI
5056 | Dhamtari | MAGARLOD | CHC | Store Room | SUCTION APPARATUS (foot operated) | 1 |  |  |  | 3000104859 | 2015-07-01 | 1 | 2016-07-01 | 0 | NA | NI
5057 | Dhamtari | MAGARLOD | CHC | Store Room | SUCTION APPARATUS (foot operated) | 1 |  |  |  | 3000104860 | 2015-07-01 | 1 | 2016-07-01 | 0 | NA | NI
5058 | Dhamtari | MAGARLOD | CHC | Store Room | NEEDLE DESTROYER | 1 | MICROSIL |  | 8570/03 | 3000104861 | 2013-07-01 | 0 | NA | 0 | NA | NI
5059 | Dhamtari | MAGARLOD | CHC | Store Room | NEEDLE DESTROYER | 1 | MICROSIL | ND 360 | 1520 | 3000104862 | 2013-07-01 | 0 | NA | 0 | NA | NI
5060 | Dhamtari | MAGARLOD | CHC | Store Room | NEEDLE DESTROYER | 1 | SARATECH | 100VA/60VA | 6882 | 3000104863 | 2014-05-01 | 0 | NA | 0 | NA | NI
5061 | Dhamtari | MAGARLOD | CHC | Store Room | NEEDLE DESTROYER | 1 | SARATECH | 100VA/60VA | 6876 | 3000104864 | 2014-05-01 | 0 | NA | 0 | NA | NI
5062 | Dhamtari | MAGARLOD | CHC | Store Room | NEEDLE DESTROYER | 1 | SARATECH | 100VA/60VA | 6875 | 3000104865 | 2014-05-01 | 0 | NA | 0 | NA | NI
5063 | Dhamtari | MAGARLOD | CHC | Store Room | NEEDLE DESTROYER | 1 | SARATECH | 100VA/60VA | 6877 | 3000104866 | 2014-05-01 | 0 | NA | 0 | NA | NI
5064 | Dhamtari | MAGARLOD | CHC | Store Room | NEEDLE DESTROYER | 1 | SARATECH | 100VA/60VA | 6878 | 3000104867 | 2014-05-01 | 0 | NA | 0 | NA | NI
5065 | Dhamtari | MAGARLOD | CHC | Store Room | AUTOCLAVE | 1 |  |  |  | 3000104868 | NA | 0 | NA | 0 | NA | NI
5066 | Dhamtari | MAGARLOD | CHC | Store Room | BONE CUTTER | 1 |  |  |  | 3000104869 | NA | 0 | NA | 0 | NA | NI
5067 | Dhamtari | MAGARLOD | CHC | Store Room | ELECTRIC STERILIZER | 1 |  |  |  | 3000104870 | NA | 0 | NA | 0 | NA | NI
5068 | Dhamtari | MAGARLOD | CHC | Store Room | MICROSCOPE (BINOCULAR) | 1 | ZEISS | PRIMO STAR | 176045 | 3000104874 | NA | 0 | NA | 0 | NA | NW
5069 | Dhamtari | MAGARLOD | CHC | Store Room | MICROSCOPE (BINOCULAR) | 1 |  |  |  | 3000104875 | NA | 0 | NA | 0 | NA | NW
5070 | Dhamtari | MAGARLOD | CHC | Store Room | MICROSCOPE (MONOCULAR) | 1 | WARSZAWA | P2O | 98121 | 3000104876 | NA | 0 | NA | 0 | NA | NW
5071 | Dhamtari | MAGARLOD | CHC | Store Room | GLUCOMETER | 1 | MICROGEM | ACCUSURE | 425511347000209B | 3000104877 | NA | 0 | NA | 0 | NA | W
5072 | Dhamtari | MAGARLOD | CHC | BLOOD BANK | GLUCOMETER | 1 | NEMPRO CARE | 6267C0 | MT00120-55 | 3000104878 | NA | 0 | NA | 0 | NA | W
5073 | Dhamtari | MAGARLOD | CHC | BLOOD BANK | Blood Bank REFRIGERATOR | 1 | MEDITECH | MTPF01 | M786525325 | 3000104771 | NA | 0 | NA | 0 | NA | W
5074 | Dhamtari | MAGARLOD | CHC | BLOOD BANK | REFRIGERATOR | 1 | LG | GR2211GDC |  | 3000104772 | NA | 0 | NA | 0 | NA | W
5075 | Dhamtari | MAGARLOD | CHC | BLOOD BANK | HOT AIR OVEN | 1 | M.B. INSTRUMENT |  |  | 3000104773 | NA | 0 | NA | 0 | NA | NW
5076 | Dhamtari | MAGARLOD | CHC | BLOOD BANK | CENTRIFUGE MACHINE | 1 |  |  |  | 3000104774 | NA | 0 | NA | 0 | NA | NW
5077 | Dhamtari | MAGARLOD | CHC | Ayush Dept. | Blood Bank REFRIGERATOR | 1 | YORCO | YSI572 | 90418 | 3000104775 | NA | 0 | NA | 0 | NA | W
5078 | Dhamtari | MAGARLOD | CHC | Ayush Dept. | Induction cooker | 1 | MAHARAJA | INSTA(IC202) |  | 3000104888 | NA | 0 | NA | 0 | NA | NW
5079 | Dhamtari | MAGARLOD | CHC | Ayush Dept. | SPHYGMOMANOMETER ANEROID | 1 | MEDITECH | PROLIX | 10120105 | 3000104879 | NA | 0 | NA | 0 | NA | W
5080 | Dhamtari | MAGARLOD | CHC | Ayush Dept. | ADULT WEIGHING MACHINE | 1 | KOHINOOR |  |  | 3000104880 | NA | 0 | NA | 0 | NA | W
5081 | Dhamtari | MAGARLOD | CHC | Ayush Dept. | Surwang swedan yantra | 1 |  |  |  | 3000104881 | NA | 0 | NA | 0 | NA | NW
5082 | Dhamtari | MAGARLOD | CHC | Ayush Dept. | Tap swedan yantra | 1 |  |  |  | 3000104882 | NA | 0 | NA | 0 | NA | W
5083 | Dhamtari | MAGARLOD | CHC | Ayush Dept. | Tap swedan yantra | 1 |  |  |  | 3000104883 | NA | 0 | NA | 0 | NA | W
5084 | Dhamtari | MAGARLOD | CHC | Ayush Dept. | Shirro chharak yantra | 1 |  |  |  | 3000104884 | NA | 0 | NA | 0 | NA | W
5085 | Dhamtari | MAGARLOD | CHC | Ayush Dept. | ADULT WEIGHING MACHINE | 1 | PHOENIX | SMART 5G | P331092 | 3000104885 | NA | 0 | NA | 0 | NA | W
5086 | Dhamtari | MAGARLOD | CHC | Ayush Dept. | Sthanik swedan induction cooker | 1 | PRESTIGE |  |  | 3000104886 | NA | 0 | NA | 0 | NA | W
5087 | Dhamtari | MAGARLOD | CHC | Store Room | Surwang swedan yantra(boilor) | 1 |  |  |  | 3000104887 | NA | 0 | NA | 0 | NA | NW
5088 | Dhamtari | Gujra | CHC | Store Room | ECG RECORDER | 1 | BPL | Cardiat 108T | JMA2129459 | 3000258333 | 2008-04-01 | 0 | NA | 0 | NA | NW
5089 | Dhamtari | Gujra | CHC | Store Room | Air ELECTRIC STERILIZER Machine | 1 | na | NA | NA | 3000258334 | 2008-04-01 | 0 | NA | 0 | NA | NW
5090 | Dhamtari | Gujra | CHC | Store Room | Air ELECTRIC STERILIZER Machine | 1 | NA | NA | NA | 3000258335 | 2008-04-01 | 0 | NA | 0 | NA | NW
5091 | Dhamtari | Gujra | CHC | Store Room | COLORIMETER | 1 | Simtronics | SIM | NA | 3000258336 | 2008-04-01 | 0 | NA | 0 | NA | NW
5092 | Dhamtari | Gujra | CHC | Store Room | SUCTION APPARATUS (foot operated) | 1 | NA | SHIVA | NA | 3000258337 | NA | 0 | NA | 0 | NA | NI
5093 | Dhamtari | Gujra | CHC | Store Room | BABY WEIGHING SCALE | 1 | SWARNA | NA | NA | 3000258338 | NA | 0 | NA | 0 | NA | NI
5094 | Dhamtari | Gujra | CHC | Store Room | BABY WEIGHING SCALE | 1 | SWARNA | NA | NA | 3000258339 | NA | 0 | NA | 0 | NA | NI
5095 | Dhamtari | Gujra | CHC | Store Room | ADULT WEIGHING MACHINE | 1 | dr. beliram | KOHINOOR | NA | 3000258340 | NA | 0 | NA | 0 | NA | NI
5096 | Dhamtari | Gujra | CHC | Store Room | ADULT WEIGHING MACHINE | 1 | dr. beliram | KOHINOOR | NA | 3000258341 | NA | 0 | NA | 0 | NA | NI
5097 | Dhamtari | Gujra | CHC | Store Room | FREEZE | 1 | SAMSUNG | RA23 | 03924ZAQ602155F | 3000258342 | 2009 | 0 | NA | 0 | NA | W
5098 | Dhamtari | Gujra | CHC | Store Room | X-RAY MACHINE 50 mA | 1 | elpro | NA | NA | 3000258343 | NA | 0 | NA | 0 | NA | W
5099 | Dhamtari | Gujra | CHC | Pathology Lab. | MICROSCOPE (BINOCULAR) | 1 | Labomed | VISION 2000 | 873 | 3000258344 | NA | 0 | NA | 0 | NA | W
5100 | Dhamtari | Gujra | CHC | Pathology Lab. | ELECTROPHORESIS | 1 | K-ROY | Delux | K-4287 | 3000258345 | NA | 0 | NA | 0 | NA | W
5101 | Dhamtari | Gujra | CHC | Pathology Lab. | GLUCOMETER | 1 | MICROGENE | ACCUSURE | 4255113470001880 | 3000258346 | NA | 0 | NA | 0 | NA | W
5102 | Dhamtari | Gujra | CHC | Pathology Lab. | GLUCOMETER | 1 | OMRON | HEA230 | 2212C040E59 | 3000258347 | 2015-05-01 | 1 | 2016-05-01 | 0 | NA | W
5103 | Dhamtari | Gujra | CHC | Pathology Lab. | GLUCOMETER | 1 | OMRON | HEA230 | 2212C040E56 | 3000258348 | 2015-05-15 | 1 | 2016-05-01 | 0 | NA | W
5104 | Dhamtari | Gujra | CHC | Pathology Lab. | MICRO PIPETTE | 1 | VERTEX | NA | NA | 3000258349 | NA | 0 | NA | 0 | NA | W
5105 | Dhamtari | Gujra | CHC | OPD | SPHYGMOMANOMETER (MERCURIAL) | 1 | ELITE SURGICAL | PAGODA | 285600 | 3000258350 | NA | 0 | NA | 0 | NA | W
5106 | Dhamtari | Gujra | CHC | Injection Room | ADULT WEIGHING MACHINE | 1 | dr. beliram | KOHINOOR | NA | 3000258351 | NA | 0 | NA | 0 | NA | W
5107 | Dhamtari | Gujra | CHC | Injection Room | NEEDLE DESTROYER | 1 | SARATECH | S1R | NA | 3000258352 | NA | 0 | NA | 0 | NA | W
5108 | Dhamtari | Gujra | CHC | Injection Room | BABY WEIGHING SCALE | 1 |  | CROWN | NA | 3000258353 | NA | 0 | NA | 0 | NA | W
5109 | Dhamtari | Gujra | CHC | Dental Dept. | DENTAL CHAIR | 1 | CHESA MEDICAL | NA | NA | 3000258354 | NA | 0 | NA | 0 | NA | W
5110 | Dhamtari | Gujra | CHC | Nursing Duty Room | SPHYGMOMANOMETER (MERCURIAL) | 1 | SUPREME SURGICAL | PREMIER | 981346 | 3000258355 | NA | 0 | NA | 0 | NA | W
5111 | Dhamtari | Gujra | CHC | Nursing Duty Room | NEEDLE DESTROYER | 1 | SARATECH | S1R | NA | 3000258356 | NA | 0 | NA | 0 | NA | W
5112 | Dhamtari | Gujra | CHC | Nursing Duty Room | SPHYGMOMANOMETER | 1 | DIamond | REGULAR | 16743 | 3000258357 | NA | 0 | NA | 0 | NA | NW
5113 | Dhamtari | Gujra | CHC | Nursing Duty Room | SPHYGMOMANOMETER | 1 | DIamond | REGULAR | 13899 | 3000258358 | NA | 0 | NA | 0 | NA | NW
5114 | Dhamtari | Gujra | CHC | Nursing Duty Room | SPHYGMOMANOMETER | 1 | POPULAR | PROLIX | 10120133 | 3000258359 | NA | 0 | NA | 0 | NA | W
5115 | Dhamtari | Gujra | CHC | Nursing Duty Room | SPHYGMOMANOMETER | 1 | SUPREME SURGICAL | PREMIER | 90B5646 | 3000258360 | NA | 0 | NA | 0 | NA | W
5116 | Dhamtari | Gujra | CHC | Opthalmology Dept. | OPHTHALMOSCOPE | 1 | HEINE | MINI2000 | D171119 | 3000258361 | NA | 0 | NA | 0 | NA | W
5117 | Dhamtari | Gujra | CHC | Minor OT | OT TABLE (Hydrolic) | 1 | NA | NA | NA | 3000258362 | NA | 0 | NA | 0 | NA | W
5118 | Dhamtari | Gujra | CHC | Minor OT | AUTOCLAVE (CYLENDRICAL) | 1 | NA | ALERT | NA | 3000258363 | NA | 0 | NA | 0 | NA | W
5119 | Dhamtari | Gujra | CHC | Minor OT | SUCTION APPARATUS | 1 | NA | SHIVA | NA | 3000258364 | NA | 0 | NA | 0 | NA | W
5120 | Dhamtari | Gujra | CHC | Minor OT | NEEDLE DESTROYER | 1 | SARATECH | S1R | 7170 | 3000258365 | NA | 0 | NA | 0 | NA | W
5121 | Dhamtari | Gujra | CHC | DELIVERY ROOM | Labour OT TABLE | 1 | NA | NA | NA | 3000258366 | NA | 0 | NA | 0 | NA | W
5122 | Dhamtari | Gujra | CHC | DELIVERY ROOM | BABY WEIGHING SCALE | 1 | RAMAN SURGICAL | CROWN | NA | 3000258367 | NA | 0 | NA | 0 | NA | W
5123 | Dhamtari | Gujra | CHC | DELIVERY ROOM | BLOOD PRESSURE MONITOR | 1 | SUPREME SURGICAL | PREMIER | 98192045 | 3000258368 | NA | 0 | NA | 0 | NA | W
5124 | Dhamtari | Gujra | CHC | DELIVERY ROOM | NEEDLE DESTROYER | 1 | SARATECH | S1R | NA | 3000258369 | NA | 0 | NA | 0 | NA | W
5125 | Dhamtari | Gujra | CHC | DELIVERY ROOM | INSTRUMENT ELECTRIC STERILIZER | 1 | NA | NA | NA | 3000258370 | NA | 0 | NA | 0 | NA | W
5126 | Dhamtari | Gujra | CHC | DELIVERY ROOM | NEBULIZER | 1 | MEDICARE | NEWSPEED NEB | 63005357 | 3000258371 | NA | 0 | NA | 0 | NA | W
5127 | Dhamtari | Gujra | CHC | DELIVERY ROOM | FOOT SUCTION APPARATUS | 1 | NA | SHIVA | NA | 3000258372 | NA | 0 | NA | 0 | NA | W
5128 | Dhamtari | Gujra | CHC | DELIVERY ROOM | SUCTION APPARATUS | 1 | NA | NA | NA | 3000258373 | NA | 0 | NA | 0 | NA | W
5129 | Dhamtari | Gujra | CHC | DELIVERY ROOM | NEEDLE DESTROYER | 1 | SARATECH | S1R | NA | 3000258374 | NA | 0 | NA | 0 | NA | W
5130 | Dhamtari | Gujra | CHC | DELIVERY ROOM | FOETAL DOPPLER | 1 | NA | LCP | NA | 3000258375 | NA | 0 | NA | 0 | NA | W
5131 | Dhamtari | Gujra | CHC | Store Room | MOBILE SHADOWLESS OT LIGHT 4 DOME | 1 | NA | NA | NA | 3000258376 | NA | 0 | NA | 0 | NA | NW
5132 | Dhamtari | Gujra | CHC | Store Room | CEILING SHADOWLESS OT LIGHT 7 DOME | 1 |  |  | NA | 3000258377 | NA | 0 | NA | 0 | NA | NW
5133 | Dhamtari | Gujra | CHC | Store Room | NEEDLE DESTROYER | 1 | MICROSIL | ND360 | 4004 | 3000258378 | NA | 0 | NA | 0 | NA | NW
5134 | Dhamtari | Gujra | CHC | Store Room | NEEDLE DESTROYER | 1 | SARATECH | S1R | 6955 | 3000258379 | NA | 0 | NA | 0 | NA | NW
5135 | Dhamtari | Gujra | CHC | Store Room | NEEDLE DESTROYER | 1 | SARATECH | S1R | NA | 3000258380 | NA | 0 | NA | 0 | NA | NW
5136 | Dhamtari | Gujra | CHC | Store Room | BABY WEIGHING SCALE | 1 | dr. beliram | KOHINOOR | NA | 3000258381 | NA | 0 | NA | 0 | NA | NW
5137 | Dhamtari | Gujra | CHC | Store Room | BABY WEIGHING SCALE | 1 | DOCBEL BROWN | NA | NA | 3000258382 | NA | 0 | NA | 0 | NA | NW
5138 | Dhamtari | Gujra | CHC | Store Room | NEEDLE DESTROYER | 1 | SARATECH | S1R | 6827 | 3000258383 | NA | 0 | NA | 0 | NA | NW
5139 | Dhamtari | Gujra | CHC | Store Room | NEEDLE DESTROYER | 1 | SARATECH | S1R | NA | 3000258384 | NA | 0 | NA | 0 | NA | NW
5140 | Dhamtari | Gujra | CHC | Store Room | INSTRUMENT ELECTRIC STERILIZER | 1 | ATLAS | 1KW | NA | 3000258385 | NA |  | NA | 0 | NA | NW
5141 | Dhamtari | Gujra | CHC | Store Room | AUTOCLAVE (CYLENDRICAL 20 LTRS) | 1 | NA | NA | NA | 3000258386 | NA | 0 | NA | 0 | NA | NW
5142 | Dhamtari | Gujra | CHC | Store Room | AUTOCLAVE (CYLENDRICAL 20 LTRS) | 1 | NA | NA | NA | 3000258387 | NA | 0 | NA | 0 | NA | NW
5143 | Dhamtari | Gujra | CHC | Store Room | AUTOCLAVE (CYLENDRICAL 20 LTRS) | 1 | NA | NA | NA | 3000258388 | NA | 0 | NA | 0 | NA | NW
5144 | Dhamtari | Gujra | CHC | Store Room | AUTOCLAVE (CYLENDRICAL 20 LTRS) | 1 | NA | NA | NA | 3000258389 | NA |  | NA | 0 | NA | NW
5145 | Dhamtari | Gujra | CHC | Store Room | AUTOCLAVE (CYLENDRICAL 20 LTRS) | 1 | NA | NA | NA | 3000258390 | NA | 0 | NA | 0 | NA | NW
5146 | Dhamtari | Gujra | CHC | Store Room | CENTRIFUGE MACHINE (4 Tubes) | 1 | COSLAB | NA | NA | 3000258391 | NA | 0 | NA | 0 | NA | NW
5147 | Dhamtari | Gujra | CHC | Store Room | CENTRIFUGE MACHINE (4 Tubes) | 1 | COSLAB | NA | NA | 3000258392 | NA | 0 | NA | 0 | NA | NW
5148 | Dhamtari | Gujra | CHC | Store Room | CENTRIFUGE MACHINE (6 Tubes) | 1 | COSLAB | NA | NA | 3000258393 | NA | 0 | NA | 0 | NA | NW
5149 | Dhamtari | Gujra | CHC | Store Room | AUTOCLAVE | 1 | UDAY | NA | NA | 3000258394 | NA | 0 | NA | 0 | NA | NW
5150 | Dhamtari | Gujra | CHC | Store Room | AUTOCLAVE | 1 | UDAY | NA | NA | 3000258395 | NA | 0 | NA | 0 | NA | NW
5151 | Dhamtari | Gujra | CHC | Store Room | AUTOCLAVE | 1 | UDAY | NA | NA | 3000258396 | NA | 0 | NA | 0 | NA | NW
5152 | Dhamtari | Gujra | CHC | Store Room | VDRL ROTATOR | 1 | COSLAB | NA | NA | 3000258397 | NA | 0 | NA | 0 | NA | NW
5153 | Dhamtari | Gujra | CHC | Store Room | VDRL ROTATOR | 1 | COSLAB | NA | NA | 3000258398 | NA | 0 | NA | 0 | NA | NW
5154 | Dhamtari | Gujra | CHC | Store Room | VDRL ROTATOR | 1 | COSLAB | NA | NA | 3000258399 | NA | 0 | NA | 0 | NA | NW
5155 | Dhamtari | Gujra | CHC | Store Room | VDRL ROTATOR | 1 | COSLAB | NA | NA | 3000258400 | NA | 0 | NA | 0 | NA | NW
5156 | Dhamtari | Gujra | CHC | Store Room | BABY WEIGHING SCALE | 1 | RAMAN SURGICAL | CROWN | NA | 3000258401 | NA | 0 | NA | 0 | NA | NW
5157 | Dhamtari | Gujra | CHC | Store Room | BABY WEIGHING SCALE | 1 | Ramon surgical | CROWN | NA | 3000258402 | NA | 0 | NA | 0 | NA | NW
5158 | Dhamtari | Gujra | CHC | Store Room | FOOT SUCTION APPARATUS | 1 | NA | SHIVA | NA | 3000258403 | NA | 0 | NA | 0 | NA | NW
5159 | Dhamtari | Gujra | CHC | Store Room | AUTOCLAVE (BIG) | 1 | NA | NA | NA | 3000258404 | NA | 0 | NA | 0 | NA | NW
5160 | Dhamtari | AKALADONGARI | PHC | DELIVERY ROOM | ELECTRIC STERILIZER | 1 | NA | NA | NA | 3000258532 | NA | 0 | NA | 0 | NA | W
5161 | Dhamtari | AKALADONGARI | PHC | DELIVERY ROOM | Labour OT TABLE | 1 | LOCAL MAKE | NA | NA | 3000258533 | NA | 0 | NA | 0 | NA | W
5162 | Dhamtari | AKALADONGARI | PHC | DELIVERY ROOM | SUCTION APPARATUS | 1 | NA | SHIVA | NA | 3000258534 | NA | 0 | NA | 0 | NA | W
5163 | Dhamtari | AKALADONGARI | PHC | DELIVERY ROOM | ADULT WEIGHING MACHINE | 1 | NA | KOHINORR | NA | 3000258535 | NA | 0 | NA | 0 | NA | W
5164 | Dhamtari | AKALADONGARI | PHC | Store Room | ADULT WEIGHING MACHINE | 1 | NA | NA | NA | 3000258536 | NA | 0 | NA | 0 | NA | W
5165 | Dhamtari | AKALADONGARI | PHC | Store Room | ADULT WEIGHING MACHINE | 1 | NA | NA | NA | 3000258537 | NA | 0 | NA | 0 | NA | W
5166 | Dhamtari | AKALADONGARI | PHC | Store Room | SLIT LAMP | 1 | NA | NA | NA | 3000258538 | NA | 0 | NA | 0 | NA | W
5167 | Dhamtari | AKALADONGARI | PHC | Store Room | SUCTION APPARATUS | 1 | SHIVA | NA | NA | 3000258539 | NA | 0 | NA | 0 | NA | W
5168 | Dhamtari | AKALADONGARI | PHC | Store Room | SUCTION APPARATUS | 1 | SHIVA | NA | NA | 3000258540 | NA | 0 | NA | 0 | NA | W
5169 | Dhamtari | AKALADONGARI | PHC | Store Room | SUCTION APPARATUS | 1 | SHIVA | NA | NA | 3000258541 | NA | 0 | NA | 0 | NA | W
5170 | Dhamtari | Kandel | PHC | Injection Room | NEEDLE DESTROYER | 1 | SARATECH | sir | 6974 | 3000258196 | NA | 0 | NA | 0 | NA | W
5171 | Dhamtari | Kandel | PHC | Injection Room | NEEDLE DESTROYER | 1 | microsil | ND-360 | 2383 | 3000258197 | NA | 0 | NA | 0 | NA | W
5172 | Dhamtari | Kandel | PHC | Injection Room | FREEZE | 1 | LG | LG-195RL | 2030RUJO2950 | 3000258198 | NA | 0 | NA | 0 | NA | W
5173 | Dhamtari | Kandel | PHC | Opthalmology Dept. | SLIT LAMP | 1 | NA | NA | NA | 3000258199 | NA | 1 | NA | 0 | NA | W
5174 | Dhamtari | Kandel | PHC | Opthalmology Dept. | ADULT WEIGHING MACHINE | 1 | KRUPS | NA | NA | 3000258200 | NA | 0 | NA | 0 | NA | W
5175 | Dhamtari | Kandel | PHC | DELIVERY ROOM | SUCTION APPARATUS | 1 | SHIVA | NA | NA | 3000258201 | NA | 0 | NA | 0 | NA | NW
5176 | Dhamtari | Kandel | PHC | DELIVERY ROOM | FOETAL DOPPLER | 1 | NA | EURA DOPP | NA | 3000258202 | NA | 0 | NA | 0 | NA | W
5177 | Dhamtari | Kandel | PHC | DELIVERY ROOM | BABY WEIGHING SCALE | 1 | SUVARVA | NA | NA | 3000258203 | NA | 0 | NA | 0 | NA | W
5178 | Dhamtari | Kandel | PHC | DELIVERY ROOM | NEEDLE DESTROYER | 1 | SARATECH | SIR | 7505 | 3000258204 | NA | 0 | NA | 0 | NA | W
5179 | Dhamtari | Kandel | PHC | DELIVERY ROOM | NEEDLE DESTROYER | 1 | SARATECH | SIR | 7503 | 3000258205 | NA | 0 | NA | 0 | NA | W
5180 | Dhamtari | Kandel | PHC | DELIVERY ROOM | Labour OT TABLE | 1 | NA | NA | NA | 3000258206 | NA | 0 | NA | 0 | NA | W
5181 | Dhamtari | Kandel | PHC | DELIVERY ROOM | BABY WEIGHING SCALE | 1 | CROWN | NA | NA | 3000258207 | NA | 0 | NA | 0 | NA | W
5182 | Dhamtari | Kandel | PHC | DELIVERY ROOM | ADULT WEIGHING MACHINE | 1 | NA | NA | NA | 3000258208 | NA | 0 | NA | 0 | NA | NI
5183 | Dhamtari | Kandel | PHC | Store Room | SPHYGMOMANOMETER (MERCURIAL) | 1 | OMEGA | GOLD2000 | NA | 3000258209 | NA | 0 | NA | 0 | NA | NW
5184 | Dhamtari | Kandel | PHC | Store Room | BABY WEIGHING SCALE | 1 | SUVARVA | NA | NA | 3000258210 | NA | 0 | NA | 0 | NA | NI
5185 | Dhamtari | Kandel | PHC | Pathology Lab. | MICROSCOPE (BINOCULAR) | 1 | LABOMED | VISION 2000 | ACO480 | 3000258211 | NA | 0 | NA | 0 | NA | W
5186 | Dhamtari | Kandel | PHC | Pathology Lab. | ELECTRIC STERILIZER | 1 | NA | NA | NA | 3000258212 | NA | 0 | NA | 0 | NA | NW
5187 | Dhamtari | Kandel | PHC | Pathology Lab. | ELECTRIC STERILIZER | 1 | NA | NA | NA | 3000258213 | NA | 0 | NA | 0 | NA | NW
5188 | Dhamtari | Kandel | PHC | Pathology Lab. | ELECTRIC STERILIZER | 1 | NA | NA | NA | 3000258214 | NA | 0 | NA | 0 | NA | NW
5189 | Dhamtari | Kandel | PHC | Pathology Lab. | ECG RECORDER | 1 | CLIRTY ECG | ECG50 | 1CHA110600864 | 3000258215 | NA | 0 | NA | 0 | NA | NW
5190 | Dhamtari | Kandel | PHC | Pathology Lab. | SPHYGMOMANOMETER (MERCURIAL) | 1 | microsil | MICA | NA | 3000258216 | NA | 0 | NA | 0 | NA | NW
5191 | Dhamtari | Kandel | PHC | Pathology Lab. | SPHYGMOMANOMETER (MERCURIAL) | 1 | microsil | SMARTCARE | NA | 3000258217 | NA | 0 | NA | 0 | NA | NW
5192 | Dhamtari | Kandel | PHC | Pathology Lab. | SPHYGMOMANOMETER (MERCURIAL) | 1 | SEPREME | GOLD2000 | 98109095 | 3000258218 | NA | 0 | NA | 0 | NA | NW
5193 | Dhamtari | Kandel | PHC | Pathology Lab. | ADULT WEIGHING MACHINE | 1 | NA | KRUPS | NA | 3000258219 | NA | 0 | NA | 0 | NA | NI
5194 | Dhamtari | Kandel | PHC | Pathology Lab. | AUTOCLAVE | 1 | NA | NA | NA | 3000258220 | NA | 0 | NA | 0 | NA | NW
5195 | Dhamtari | Kandel | PHC | Pathology Lab. | COLORIMETER | 1 | NA | NA | NA | 3000258221 | NA | 0 | NA | 0 | NA | NW
5196 | Dhamtari | Kandel | PHC | Pathology Lab. | GLUCOMETER | 1 | OMRON | HEA230 | 2212B260786 | 3000258222 | NA | 0 | NA | 0 | NA | W
5197 | Dhamtari | Kandel | PHC | Pathology Lab. | MICROSCOPE (BINOCULAR) | 1 | Labomed | VISION 2000 | 53427 | 3000258223 | NA | 0 | NA | 0 | NA | NW
5198 | Dhamtari | Kandel | PHC | Doctor's Room | SPHYGMOMANOMETER (MERCURIAL) | 1 | DIAMOND | REGULAR | 44464 | 3000258224 | NA | 0 | NA | 0 | NA | W
5199 | Dhamtari | Bhakhara | PHC | DELIVERY ROOM | Labour OT TABLE | 1 | DEE DEE EUTERPN | NA | NA | 3000258145 | NA | 0 | NA | 0 | NA | W
5200 | Dhamtari | Bhakhara | PHC | DELIVERY ROOM | Labour OT TABLE | 1 | NA | NA | NA | 3000258146 | NA | 0 | NA | 0 | NA | W
5201 | Dhamtari | Bhakhara | PHC | DELIVERY ROOM | NEEDLE DESTROYER | 1 | microsil | ND 360 | 252906/07 | 3000258147 | NA | 0 | NA | 0 | NA | W
5202 | Dhamtari | Bhakhara | PHC | DELIVERY ROOM | ELECTRIC STERILIZER | 1 | ATLAS | NA | 09F9703 | 3000258148 | NA | 0 | NA | 0 | NA | W
5203 | Dhamtari | Bhakhara | PHC | DELIVERY ROOM | ADULT WEIGHING MACHINE | 1 | dr. beliram | KRUPS | NA | 3000258149 | NA | 0 | NA | 0 | NA | W
5204 | Dhamtari | Bhakhara | PHC | DELIVERY ROOM | FOETAL DOPPLER | 1 | OMRON | hem-8712 | 2014050-9063vg1 | 3000258150 | NA | 0 | NA | 0 | NA | W
5205 | Dhamtari | Bhakhara | PHC | DELIVERY ROOM | BABY WEIGHING SCALE | 1 | ramansurgical | CROWN | NA | 3000258151 | NA | 0 | NA | 0 | NA | W
5206 | Dhamtari | Bhakhara | PHC | DELIVERY ROOM | SUCTION APPARATUS | 1 | SHIVA | NA | NA | 3000258152 | NA | 0 | NA | 0 | NA | W
5207 | Dhamtari | Bhakhara | PHC | Minor OT | NEEDLE DESTROYER | 1 | saratech | SIR | 7575 | 3000258153 | NA | 0 | NA | 0 | NA | W
5208 | Dhamtari | Bhakhara | PHC | Minor OT | NEEDLE DESTROYER | 1 | MS | N | NA | 3000258154 | NA | 0 | NA | 0 | NA | W
5209 | Dhamtari | Bhakhara | PHC | Minor OT | ELECTRIC STERILIZER | 1 | ATLAS | N | 09F9280 | 3000258155 | NA | 0 | NA | 0 | NA | W
5210 | Dhamtari | Bhakhara | PHC | Minor OT | AUTOCLAVE | 1 | NA | NA | NA | 3000258156 | NA | 0 | NA | 0 | NA | W
5211 | Dhamtari | Bhakhara | PHC | Minor OT | NEEDLE DESTROYER | 1 | MS | NA | NA | 3000258157 | NA | 0 | NA | 0 | NA | W
5212 | Dhamtari | Bhakhara | PHC | Doctor's Room | BABY WEIGHING SCALE | 1 | Ramon surgical | CROWN | NA | 3000258158 | NA | 0 | NA | 0 | NA | W
5213 | Dhamtari | Bhakhara | PHC | Store Room | ADULT WEIGHING MACHINE | 1 | NA | HEALTH SCAL | NA | 3000258159 | NA | 0 | NA | 0 | NA | W
5214 | Dhamtari | Bhakhara | PHC | Store Room | DEEP FREEZER | 1 | HAIR | R1349 | BED4G4E269OB2AB20143 | 3000258160 | NA | 0 | NA | 0 | NA | W
5215 | Dhamtari | Bhakhara | PHC | Doctor's Room | GLUCOMETER | 1 | OMRON | HEA-230 | 2212CO40E50 | 3000258161 | NA | 0 | NA | 0 | NA | W
5216 | Dhamtari | Bhakhara | PHC | Doctor's Room | ADULT WEIGHING MACHINE | 1 | NA | DS-03 | 0314TRN | 3000258162 | NA | 0 | NA | 0 | NA | W
5217 | Dhamtari | Bhakhara | PHC | Doctor's Room | ADULT WEIGHING MACHINE | 1 | NA | NA | NA | 3000258163 | NA | 0 | NA | 0 | NA | W
5218 | Dhamtari | Bhakhara | PHC | Doctor's Room | SPHYGMOMANOMETER (DIGITAL) | 1 | OMRON | hem-8712 | 20140509068VGI | 3000258164 | NA | 0 | NA | 0 | NA | W
5219 | Dhamtari | Bhakhara | PHC | Opthalmology Dept. | SLIT LAMP | 1 | NA | NA | NA | 3000258165 | NA | 0 | NA | 0 | NA | W
5220 | Dhamtari | Bhakhara | PHC | Opthalmology Dept. | OPHTHALMOSCOPE | 1 | WELCH ALLYN | NA | NA | 3000258166 | NA | 0 | NA | 0 | NA | W
5221 | Dhamtari | Bhakhara | PHC | Opthalmology Dept. | TONOMETER | 1 | MEHTA SURGICAL | BI-RO | NA | 3000258167 | NA | 0 | NA | 0 | NA | W
5222 | Dhamtari | Bhakhara | PHC | Opthalmology Dept. | NEEDLE DESTROYER | 1 | NA | NA | 6880 | 3000258168 | NA | 0 | NA | 0 | NA | W
5223 | Dhamtari | KACHANA | PHC | DELIVERY ROOM | OXYGEN CONCENTRATOR | 1 | ASPEN | OC2PHIS | MZJ5070756 | 3000258129 | NA | 0 | NA | 0 | NA | W
5224 | Dhamtari | KACHANA | PHC | DELIVERY ROOM | ELECTRIC STERILIZER | 1 | NA | NA | NA | 3000258130 | NA | 0 | NA | 0 | NA | W
5225 | Dhamtari | KACHANA | PHC | DELIVERY ROOM | BABY WEIGHING SCALE | 1 | SUVARNA | NA | NA | 3000258131 | NA | 0 | NA | 0 | NA | W
5226 | Dhamtari | KACHANA | PHC | DELIVERY ROOM | SUCTION APPARATUS | 1 | SHIVA | NA | NA | 3000258132 | NA | 0 | NA | 0 | NA | W
5227 | Dhamtari | KACHANA | PHC | DELIVERY ROOM | SPHYGMOMANOMETER (MERCURIAL) | 1 | SUPREME SURGICAL | GOLD | 98109116 | 3000258133 | NA | 0 | NA | 0 | NA | W
5228 | Dhamtari | KACHANA | PHC | DELIVERY ROOM | OT TABLE (Hydraulic) | 1 | NA | NA | NA | 3000258134 | NA | 0 | NA | 0 | NA | W
5229 | Dhamtari | KACHANA | PHC | DELIVERY ROOM | SUCTION APPARATUS | 1 | SHIVA | NA | NA | 3000258135 | NA | 0 | NA | 0 | NA | NW
5230 | Dhamtari | KACHANA | PHC | Pathology Lab. | ELECTRIC STERILIZER | 1 | NA | NA | NA | 3000258136 | NA | 0 | NA | 0 | NA | W
5231 | Dhamtari | KACHANA | PHC | IR ROOM | GLUCOMETER | 1 | SMART CARE | TD4116 | 411611247-002094A | 3000258137 | NA | 0 | NA | 0 | NA | W
5232 | Dhamtari | KACHANA | PHC | IR ROOM | NEEDLE DESTROYER | 1 | microsil | ND-360 | 2445 | 3000258138 | 2015-08-08 | 0 | NA | 0 | NA | W
5233 | Dhamtari | KACHANA | PHC | Store Room | ADULT WEIGHING MACHINE | 1 | NA | MECHANICAL HS | NA | 3000258139 | NA | 0 | NA | 0 | NA | NI
5234 | Dhamtari | KACHANA | PHC | Store Room | ADULT WEIGHING MACHINE | 1 | NA | MECHANICAL HS | NA | 3000258140 | NA | 0 | NA | 0 | NA | NI
5235 | Dhamtari | KACHANA | PHC | Doctor's Room | FOETAL DOPPLER | 1 | DEE DEE EUTERPN | NA | 2704126 | 3000258141 | NA | 0 | NA | 0 | NA | W
5236 | Dhamtari | KACHANA | PHC | Doctor's Room | ADULT WEIGHING MACHINE | 1 | VENUS | NA | NA | 3000258142 | NA | 0 | NA | 0 | NA | W
5237 | Dhamtari | KACHANA | PHC | Doctor's Room | SPHYGMOMANOMETER (MERCURIAL) | 1 | NAMAT | NA | NA | 3000258143 | NA | 0 | NA | 0 | NA | W
5238 | Dhamtari | KACHANA | PHC | Doctor's Room | ADULT WEIGHING MACHINE | 1 | ROMAN SURGICAL | CROWN | NA | 3000258144 | NA | 0 | NA | 0 | NA | W
5239 | Dhamtari | KARELI BADI | PHC | OPD | SPHYGMOMANOMETER (MERCURIAL) | 1 | SMART CARE | SCH-108 | NA | 3000104901 | NA | 0 | NA | 0 | NA | W
5240 | Dhamtari | KARELI BADI | PHC | OPD | BABY WEIGHING SCALE | 1 | Suvarana | NA | NA | 3000104902 | NA | 0 | NA | 0 | NA | W
5241 | Dhamtari | KARELI BADI | PHC | OPD | NEBULIZER | 1 | SMART CARE | NA | NA | 3000104903 | NA | 0 | NA | 0 | NA | W
5242 | Dhamtari | KARELI BADI | PHC | OPD | ADULT WEIGHING MACHINE | 1 | NA | NA | 404 | 3000104904 | NA | 0 | NA | 0 | NA | W
5243 | Dhamtari | KARELI BADI | PHC | OPD | SPHYGMOMANOMETER (MERCURIAL) | 1 | LIFE LENE | Betaportable | 10942 | 3000104920 | NA | 0 | NA | 0 | NA | W
5244 | Dhamtari | KARELI BADI | PHC | DELIVERY ROOM | OXYGEN CONCENTRATOR | 1 | BPL | og4203 | Axth3c9529 | 3000104905 | NA | 0 | NA | 0 | NA | W
5245 | Dhamtari | KARELI BADI | PHC | DELIVERY ROOM | SUCTION APPARATUS | 1 | Shiva | Bio plus | NA | 3000104906 | NA | 0 | NA | 0 | NA | W
5246 | Dhamtari | KARELI BADI | PHC | DELIVERY ROOM | Labour OT TABLE | 1 | NA | NA | NA | 3000104907 | NA | 0 | NA | 0 | NA | W
5247 | Dhamtari | KARELI BADI | PHC | DELIVERY ROOM | SPHYGMOMANOMETER (MERCURIAL) | 1 | LIFE LENE | Standard | 111836 | 3000104908 | NA | 0 | NA | 0 | NA | W
5248 | Dhamtari | KARELI BADI | PHC | DELIVERY ROOM | BABY WEIGHING SCALE | 1 | Crown | NA | NA | 3000104909 | NA | 0 | NA | 0 | NA | W
5249 | Dhamtari | KARELI BADI | PHC | DELIVERY ROOM | ELECTRIC STERILIZER | 1 | NA | NA | NA | 3000104910 | NA | 0 | NA | 0 | NA | W
5250 | Dhamtari | KARELI BADI | PHC | DELIVERY ROOM | FOETAL DOPPLER | 1 | EASY CARE | Ecfdt-106 | GTCELOO-103 | 3000104911 | NA | 0 | NA | 0 | NA | W
5251 | Dhamtari | KARELI BADI | PHC | DELIVERY ROOM | FOETAL DOPPLER | 1 | Crown | SD-Dopp | 5611 | 3000104912 | NA | 0 | NA | 0 | NA | NW
5252 | Dhamtari | KARELI BADI | PHC | Vaccination Room | REFRIGERATOR | 1 | LG | LG-195CLGE4 | 501NRKA053789 | 3000104913 | NA | 0 | NA | 0 | NA | W
5253 | Dhamtari | KARELI BADI | PHC | Injection Room | NEEDLE DESTROYER | 1 | microsil | ND-360 | 2516 | 3000104914 | NA | 0 | NA | 0 | NA | W
5254 | Dhamtari | KARELI BADI | PHC | Injection Room | ADULT WEIGHING MACHINE | 1 | Victoria | NA | NA | 3000104915 | NA | 0 | NA | 0 | NA | W
5255 | Dhamtari | KARELI BADI | PHC | Injection Room | ADULT WEIGHING MACHINE | 1 | Samso | NA | NA | 3000104916 | NA | 0 | NA | 0 | NA | W
5256 | Dhamtari | KARELI BADI | PHC | Store Room | SPHYGMOMANOMETER (MERCURIAL) | 1 | SMART CARE | Sch100 | NA | 3000104917 | Na | 0 | NA | 0 | NA | W
5257 | Dhamtari | KARELI BADI | PHC | Store Room | GLUCOMETER | 1 | Onron | HEA-230 | 221B260-2781 | 3000104918 | NA | 0 | NA | 0 | NA | W
5258 | Dhamtari | KARELI BADI | PHC | Store Room | GLUCOMETER | 1 | Onron | HEA-230 | 221B260-783 | 3000104919 | NA | 0 | NA | 0 | NA | W
5259 | Dhamtari | KARELI BADI | PHC | Store Room | SUCTION APPARATUS | 1 | shiva | NA | NA | 3000104921 | NA | 0 | NA | 0 | NA | W
5260 | Dhamtari | KARELI BADI | PHC | Store Room | NEEDLE DESTROYER | 1 | microsil | ND360 | 3096 | 3000104922 | NA | 0 | NA | 0 | NA | W
5261 | Dhamtari | KARELI BADI | PHC | Store Room | NEEDLE DESTROYER | 1 | microsil | ND360 | 2517 | 3000104923 | NA | 0 | NA | 0 | NA | W
5262 | Dhamtari | KARELI BADI | PHC | Store Room | NEEDLE DESTROYER | 1 | microsil | ND360 | 3089 | 3000104924 | NA | 0 | NA | 0 | NA | W
5263 | Dhamtari | KARELI BADI | PHC | Store Room | NEEDLE DESTROYER | 1 | microsil | ND360 | 3090 | 3000104925 | NA | 0 | NA | 0 | NA | W
5264 | Dhamtari | KARELI BADI | PHC | Store Room | NEEDLE DESTROYER | 1 | microsil | ND360 | 2515 | 3000104926 | NA | 0 | NA | 0 | NA | W
5265 | Dhamtari | KARELI BADI | PHC | Store Room | SUCTION APPARATUS | 1 | Bharat inter prise | Bio plus | 1-281 | 3000104927 | NA | 0 | NA | 0 | NA | W
5266 | Dhamtari | Gamgoan | PHC | DELIVERY ROOM | NEEDLE DESTROYER | 1 | saratech | Sir | 7560 | 3000258073 | NA | 0 | NA | 0 | NA | W
5267 | Dhamtari | Gamgoan | PHC | DELIVERY ROOM | ELECTRIC STERILIZER | 1 | NA | NA | NA | 3000258074 | NA | 0 | NA | 0 | NA | W
5268 | Dhamtari | Gamgoan | PHC | DELIVERY ROOM | BABY WEIGHING SCALE | 1 | Nisha | NA | NA | 3000258075 | NA | 0 | NA | 0 | NA | W
5269 | Dhamtari | Gamgoan | PHC | DELIVERY ROOM | SUCTION APPARATUS | 1 | ASPEN | NA | NA | 3000258076 | NA | 0 | NA | 0 | NA | W
5270 | Dhamtari | Gamgoan | PHC | DELIVERY ROOM | OXYGEN CONCENTRATOR | 1 | ASPEN | OC2PHIS | M220100-52252 | 3000258077 | NA | 0 | NA | 0 | NA | W
5271 | Dhamtari | Gamgoan | PHC | DELIVERY ROOM | AUTOCLAVE | 1 | SNI | NA | NA | 3000258078 | NA | 0 | NA | 0 | NA | W
5272 | Dhamtari | Gamgoan | PHC | DELIVERY ROOM | FOETAL DOPPLER | 1 | NA | NA | 270412-A | 3000258079 | NA | 0 | NA | 0 | NA | W
5273 | Dhamtari | Gamgoan | PHC | OT | OT TABLE (Hydraulic) | 1 | NA | NA | NA | 3000258080 | NA | 0 | NA | 0 | NA | W
5274 | Dhamtari | Gamgoan | PHC | OT | ELECTRIC STERILIZER | 1 | KATL | NA | PZRMZ6 | 3000258081 | NA | 0 | NA | 0 | NA | W
5275 | Dhamtari | Gamgoan | PHC | OT | NEEDLE DESTROYER | 1 | saratech | SIR | 7561 | 3000258082 | NA | 0 | NA | 0 | NA | W
5276 | Dhamtari | Gamgoan | PHC | OT | DEEP FREEZER | 1 | Hair | R1349 | BG04GOE0100B296 | 3000258083 | NA | 0 | NA | 0 | NA | W
5277 | Dhamtari | Gamgoan | PHC | Pathology Lab. | VDRL ROTATOR | 1 | Coslab | NA | NA | 3000258084 | NA | 0 | NA | 0 | NA | NW
5278 | Dhamtari | Gamgoan | PHC | Pathology Lab. | GLUCOMETER | 1 | Rochica | ACCUCHEK active | GU02362119 | 3000258085 | NA | 0 | NA | 0 | NA | W
5279 | Dhamtari | Gamgoan | PHC | Pathology Lab. | PHYSICAL BALANCE | 1 | Kroy | NA | NA | 3000258086 | NA | 0 | NA | 0 | NA | NW
5280 | Dhamtari | Gamgoan | PHC | Pathology Lab. | ELECTRIC STERILIZER | 1 | Atlus | NA | 09F9185 | 3000258087 | NA | 0 | NA | 0 | NA | W
5281 | Dhamtari | Gamgoan | PHC | Pathology Lab. | GLUCOMETER | 1 | OMron | HEA230 | 2212C040E53 | 3000258088 | NA | 0 | NA | 0 | NA | W
5282 | Dhamtari | Gamgoan | PHC | Pathology Lab. | GLUCOMETER | 1 | Taidoc | SMARTCARE | 4116112470020730 | 3000258089 | NA | 0 | NA | 0 | NA | W
5283 | Dhamtari | Gamgoan | PHC | Pathology Lab. | GLUCOMETER | 1 | Morpen | Bg_02 | 422621148000347c | 3000258090 | NA | 0 | NA | 0 | NA | W
5284 | Dhamtari | Gamgoan | PHC | Injection Room | NEEDLE DESTROYER | 1 | saratech | SIR | 7568 | 3000258091 | NA | 0 | NA | 0 | NA | W
5285 | Dhamtari | Gamgoan | PHC | Injection Room | ADULT WEIGHING MACHINE | 1 | Crown | NA | NA | 3000258092 | NA | 0 | NA | 0 | NA | W
5286 | Dhamtari | Gamgoan | PHC | Pharmacy Dept. | FREEZE | 1 | LG | LG-195RL4 | 305NrER1113332 | 3000258093 | NA | 0 | NA | 0 | NA | W
5287 | Dhamtari | Gamgoan | PHC | Pharmacy Dept. | BABY WEIGHING SCALE | 1 | Suvarna | NA | NA | 3000258094 | NA | 0 | NA | 0 | NA | W
5288 | Dhamtari | Gamgoan | phc | Pharmacy Dept. | SPHYGMOMANOMETER (DIGITAL) | 1 | SMART CARE | Scm201 | j210908997 | 3000258095 | NA | 0 | NA | 0 | NA | NW
5289 | Dhamtari | Gamgoan | phc | Pharmacy Dept. | SPHYGMOMANOMETER (MERCURIAL) | 1 | SMART CARE | Sch00b | NA | 3000258096 | NA | 0 | NA | 0 | NA | NW
5290 | Dhamtari | Gamgoan | phc | Pharmacy Dept. | ADULT WEIGHING MACHINE | 1 | dr. beliram | Krups | NA | 3000258097 | NA | 0 | NA | 0 | NA | NW
5291 | Dhamtari | Gamgoan | phc | Pharmacy Dept. | ELECTRIC STERILIZER | 1 | NA | NA | NA | 3000258098 | NA | 0 | NA | 0 | NA | NW
5292 | Dhamtari | Gamgoan | phc | Doctor's Room | SPHYGMOMANOMETER (MERCURIAL) | 1 | Dimond | Delux | 3313 | 3000258099 | NA | 0 | NA | 0 | NA | W
5293 | Dhamtari | Gamgoan | phc | Doctor's Room | SPHYGMOMANOMETER (MERCURIAL) | 1 | DIamond | Delux | 35917 | 3000258100 | NA | 0 | NA | 0 | NA | W
5294 | Dhamtari | Gamgoan | phc | Store Room | NEEDLE DESTROYER | 1 | saratech | SIR | NA | 3000258101 | NA | 0 | NA | 0 | NA | NW
5295 | Dhamtari | Gamgoan | phc | Store Room | NEEDLE DESTROYER | 1 | saratech | SIR | NA | 3000258102 | NA | 0 | NA | 0 | NA | NW
5296 | Dhamtari | Gamgoan | phc | Store Room | SUCTION APPARATUS | 1 | Shiva | NA | NA | 3000258103 | NA | 0 | NA | 0 | NA | NW
5297 | Dhamtari | Gamgoan | phc | Store Room | OT TABLE (Hydraulic) | 1 | NA | NA | NA | 3000258104 | NA | 0 | NA | 0 | NA | NW
5298 | Dhamtari | Gamgoan | phc | Store Room | ELECTRIC STERILIZER | 1 | NA | NA | NA | 3000258105 | NA | 0 | NA | 0 | NA | NW
5299 | Dhamtari | Gamgoan | phc | Store Room | ELECTRIC STERILIZER | 1 | NA | NA | NA | 3000258107 | NA | 0 | NA | 0 | NA | NW
5300 | Dhamtari | Gamgoan | phc | Store Room | ELECTRIC STERILIZER | 1 | NA | NA | NA | 3000258108 | NA | 0 | NA | 0 | NA | NW
5301 | Dhamtari | Gamgoan | phc | Store Room | BABY WEIGHING SCALE | 1 | ramansurgical | Crown | NA | 3000258110 | NA | 0 | NA | 0 | NA | NI
5302 | Dhamtari | Gamgoan | phc | Store Room | BABY WEIGHING SCALE | 1 | ramansurgical | Crown | NA | 3000258111 | NA | 0 | NA | 0 | NA | NI
5303 | Dhamtari | Gamgoan | phc | Store Room | BABY WEIGHING SCALE | 1 | ramansurgical | Crown | NA | 3000258112 | NA | 0 | NA | 0 | NA | NI
5304 | Dhamtari | Gamgoan | phc | Store Room | BABY WEIGHING SCALE | 1 | ramansurgical | Crown | NA | 3000258113 | NA | 0 | NA | 0 | NA | NI
5305 | Dhamtari | Gamgoan | phc | Store Room | BABY WEIGHING SCALE | 1 | ramansurgical | Crown | NA | 3000258114 | NA | 0 | NA | 0 | NA | NI
5306 | Dhamtari | Gamgoan | phc | Store Room | BABY WEIGHING SCALE | 1 | ramansurgical | Crown | NA | 3000258115 | NA | 0 | NA | 0 | NA | NI
5307 | Dhamtari | Gamgoan | phc | Store Room | BABY WEIGHING SCALE | 1 | ramansurgical | Crown | NA | 3000258116 | NA | 0 | NA | 0 | NA | NI
5308 | Dhamtari | Gamgoan | phc | Store Room | BABY WEIGHING SCALE | 1 | ramansurgical | Crown | NA | 3000258117 | NA | 0 | NA | 0 | NA | NI
5309 | Dhamtari | Gamgoan | phc | Store Room | BABY WEIGHING SCALE | 1 | ramansurgical | Crown | NA | 3000258118 | NA | 0 | NA | 0 | NA | NI
5310 | Dhamtari | Gamgoan | phc | Store Room | BABY WEIGHING SCALE | 1 | ramansurgical | Crown | NA | 3000258119 | NA | 0 | NA | 0 | NA | NI
5311 | Dhamtari | Gamgoan | phc | Store Room | BABY WEIGHING SCALE | 1 | ramansurgical | Crown | NA | 3000258120 | NA | 0 | NA | 0 | NA | NI
5312 | Dhamtari | Gamgoan | phc | Store Room | BABY WEIGHING SCALE | 1 | ramansurgical | Crown | NA | 3000258121 | NA | 0 | NA | 0 | NA | NI
5313 | Dhamtari | Gamgoan | phc | Store Room | ADULT WEIGHING MACHINE | 1 | NA | NA | NA | 3000258122 | NA | 0 | NA | 0 | NA | NI
5314 | Dhamtari | Gamgoan | phc | Store Room | ELECTRIC STERILIZER | 1 | NA | NA | NA | 3000258123 | NA | 0 | NA | 0 | NA | NW
5315 | Dhamtari | Gamgoan | phc | Store Room | ELECTRIC STERILIZER | 1 | NA | NA | NA | 3000258124 | NA | 0 | NA | 0 | NA | NW
5316 | Dhamtari | Gamgoan | phc | Store Room | GLUCOMETER | 1 | Omron | HEA230 | 2212c040e-49 | 3000258125 | NA | 0 | NA | 0 | NA | NI
5317 | Dhamtari | Gamgoan | phc | Store Room | NEEDLE DESTROYER | 1 | SW | NA | NA | 3000258127 | NA | 0 | NA | 0 | NA | NI
5318 | Dhamtari | Gamgoan | phc | Store Room | NEEDLE DESTROYER | 1 | SW | NA | NA | 3000258128 | NA | 0 | NA | 0 | NA | NI
5319 | Dhamtari | BORAI | phc | Injection Room | ELECTRIC STERILIZER | 1 | NA | NA | NA | 3000101894 | 2010-03-01 | 0 | NA | 0 | NA | W
5320 | Dhamtari | BORAI | phc | Store Room | BABY WEIGHING SCALE | 1 | bhaseen helth | SUUARNA | NA | 3000101895 | 2015-05-15 | 0 | NA | 0 | NA | W
5321 | Dhamtari | BORAI | phc | Store Room | AUTOCLAVE | 1 | NA | NA | NA | 3000101896 | 2015-10-11 | 0 | NA | 0 | NA | NW
5322 | Dhamtari | BORAI | phc | Store Room | Voltage Stablizer | 1 | NA | SERVOCON | NA | 3000101897 | 2015-03-14 | 0 | NA | 0 | NA | W
5323 | Dhamtari | BORAI | phc | Store Room | SUCTION APPARATUS | 1 | Shiva | NA | NA | 3000101898 | 2015-01-15 | 0 | NA | 0 | NA | W
5324 | Dhamtari | BORAI | phc | Store Room | GLUCOMETER | 1 | NA | OMRON | NA | 3000101899 | 2015-06-15 | 0 | NA | 0 | NA | W
5325 | Dhamtari | BORAI | phc | OPD | ADULT WEIGHING MACHINE | 1 | NA | N | NA | 3000101900 | 2015-05-15 | 0 | NA | 0 | NA | W
5326 | Dhamtari | BORAI | phc | OPD | REFRIGERATOR | 1 | LG | GL1955L4/2011 | NA | 3000101901 | 2015-04-12 | 0 | NA | 0 | NA | W
5327 | Dhamtari | BORAI | phc | Opthalmology Dept. | SLIT LAMP | 1 | NA | NA | NA | 3000101902 | 2015-01-11 | 0 | NA | 0 | NA | W
5328 | Dhamtari | BORAI | phc | Opthalmology Dept. | VISION DRUM | 1 | NA | NA | NA | 3000101903 | 2015-01-11 | 0 | NA | 0 | NA | W
5329 | Dhamtari | BORAI | phc | OPD | SPHYGMOMANOMETER (MERCURIAL) | 1 | OMAGA | OMAGA2000 | 197 | 3000101904 | 2015-02-14 | 0 | NA | 0 | NA | W
5330 | Dhamtari | BORAI | phc | OPD | SPHYGMOMANOMETER (MERCURIAL) | 1 | DIamond | REGULER | 37423 | 3000101905 | 2015-09-10 | 0 | NA | 0 | NA | NW
5331 | Dhamtari | CHAtod | phc | DELIVERY ROOM | Labour OT TABLE | 1 | DD INTER PRICESS | NA | NA | 3000258011 | 2015-08-11 | 0 | NA | 0 | NA | W
5332 | Dhamtari | CHAtod | phc | DELIVERY ROOM | BABY WEIGHING SCALE | 1 | DOCBEL | NA | NA | 3000258012 | 2015-08-11 | 0 | NA | 0 | NA | W
5333 | Dhamtari | CHAtod | phc | DELIVERY ROOM | SUCTION APPARATUS | 1 | Shiva | NA | NA | 3000258013 | 2015-04-15 | 1 | 2015-04-16 | 0 | NA | W
5334 | Dhamtari | CHAtod | phc | DELIVERY ROOM | SPHYGMOMANOMETER (MERCURIAL) | 1 | NA | NA | NA | 3000258014 | 2015-08-13 | 0 | NA | 0 | NA | W
5335 | Dhamtari | CHAtod | phc | DELIVERY ROOM | OXYGEN CONCENTRATOR | 1 | ASPEN | OG PLUS | MZJ507755 | 3000258015 | 2015-03-12 | 0 | NA | 0 | NA | W
5336 | Dhamtari | CHAtod | phc | DELIVERY ROOM | ADULT WEIGHING MACHINE | 1 | NA | NA | NA | 3000258016 | 2015-04-14 | 0 | NA | 0 | NA | W
5337 | Dhamtari | CHAtod | phc | Injection Room | NEEDLE DESTROYER | 1 | saratech | SIR | 6015 | 3000258017 | 2011-01-01 | 0 | NA | 0 | NA | W
5338 | Dhamtari | CHAtod | phc | Injection Room | NEEDLE DESTROYER | 1 | NS | NA | NA | 3000258018 | 2015-06-15 | 1 | 2015-01-16 | 0 | NA | W
5339 | Dhamtari | CHAtod | phc | Injection Room | NEBULIZER | 1 | Omron | COMAIR | 6089921 | 3000258030 | 2015-07-11 | 0 | NA | 0 | NA | W
5340 | Dhamtari | CHAtod | phc | Injection Room | GLUCOMETER | 1 | Morpen | GLUMETER BG03AUTO | NA | 3000258019 | 2015-03-14 | 0 | NA | 0 | NA | W
5341 | Dhamtari | CHAtod | phc | OPD | SPHYGMOMANOMETER (MERCURIAL) | 1 | MEDITECH | INFI | 13MO273 | 3000258020 | 2015-11-13 | 0 | NA | 0 | NA | W
5342 | Dhamtari | CHAtod | phc | OPD | ADULT WEIGHING MACHINE | 1 | NA | Krups | NA | 3000258021 | 20/14 | 0 | NA | 0 | NA | W
5343 | Dhamtari | CHAtod | phc | DELIVERY ROOM | FOETAL DOPPLER | 1 | DD INTER PRICESS | NA | NA | 3000258022 | 2015-03-12 | 0 | NA | 0 | NA | W
5344 | Dhamtari | CHAtod | phc | Store Room | GLUCOMETER | 1 | Omron | HEA230 | 2212C040E44 | 3000258023 | 2015-06-15 | 1 | 2015-06-16 | 0 | NA | W
5345 | Dhamtari | CHAtod | phc | Store Room | ADULT WEIGHING MACHINE | 1 | NA | NA | NA | 3000258024 | 2015-06-15 | 1 | 2015-06-16 | 0 | NA | W
5346 | Dhamtari | CHAtod | phc | Store Room | ADULT WEIGHING MACHINE | 1 | NA | NA | NA | 3000258025 | 2015-04-14 | 0 | 2015-04-16 | 0 | NA | W
5347 | Dhamtari | CHAtod | phc | Store Room | BABY WEIGHING SCALE | 1 | SALTER | NA | 240010 | 3000258026 | 2015-08-11 | 0 | NA | 0 | NA | W
5348 | Dhamtari | CHAtod | phc | Store Room | NEEDLE DESTROYER | 1 | NS | NA | NA | 3000258027 | 2015-06-15 | 1 | 2015-06-16 | 0 | NA | W
5349 | Dhamtari | CHAtod | phc | Store Room | NEEDLE DESTROYER | 1 | NS | NA | NA | 3000258028 | 2015-06-15 | 1 | 2015-06-16 | 0 | NA | W
5350 | Dhamtari | CHAtod | phc | Store Room | NEEDLE DESTROYER | 1 | NS | NA | NA | 3000258029 | 2015-06-15 | 1 | 2015-06-16 | 0 | NA | W
5351 | Dhamtari | CHAtod | phc | Store Room | SPHYGMOMANOMETER (MERCURIAL) | 1 | MEDITECH | INFI | 13M048 | 3000258031 | 2015-07-13 | 0 | NA | 0 | NA | NW
5352 | Dhamtari | CHAtod | phc | Store Room | SUCTION APPARATUS | 1 | NA | NA | NA | 3000258032 | 2015-04-11 | 0 | NA | 0 | NA | NW
5353 | Dhamtari | CHAtod | phc | Store Room | BABY WEIGHING SCALE | 1 | OMAGA | OTW | 74096 | 3000258033 | 2015-04-11 | 0 | NA | 0 | NA | NW
5354 | Dhamtari | CHAtod | phc | Store Room | ELECTRIC STERILIZER | 1 | NA | NA | NA | 3000258034 | 2015-04-11 | 0 | NA | 0 | NA | NW
5355 | Dhamtari | KUKRAIL | phc | OPD | SPHYGMOMANOMETER (MERCURIAL) | 1 | SUPREME SURGICAL | GOLD SUPREME | 98109127 | 3000101961 | 2015-01-14 | 0 | NA | 0 | NA | W
5356 | Dhamtari | KUKRAIL | phc | OPD | SPHYGMOMANOMETER (MERCURIAL) | 1 | ANITA INDUSTRIES | NA | 372244 | 3000101962 | 2015-01-14 | 0 | NA | 0 | NA | W
5357 | Dhamtari | KUKRAIL | phc | IPD | SUCTION APPARATUS | 1 | NA | NA | NA | 3000101963 | 2015-02-13 | 0 | NA | 0 | NA | W
5358 | Dhamtari | KUKRAIL | phc | IPD | NEBULIZER | 1 | OMRON | OMRO NE-C25 | 743093 | 3000101964 | 2015-04-15 | 0 | NA | 0 | NA | W
5359 | Dhamtari | KUKRAIL | phc | IPD | FOETAL DOPPLER | 1 | VCOMIN TECHANOLOGY LTD | FD-2000 | FD2D140912205 | 3000101965 | 2015-04-15 | 0 | NA | 0 | NA | W
5360 | Dhamtari | KUKRAIL | phc | Opthalmology Dept. | VISION DRUM | 1 | NA | NA | NA | 3000101966 | 2015-04-15 | 0 | NA | 0 | NA | W
5361 | Dhamtari | KUKRAIL | phc | Opthalmology Dept. | REFRIGERATOR | 1 | VIDIOCON | VK203 | NA | 3000101967 | 2015-08-15 | 0 | NA | 0 | NA | W
5362 | Dhamtari | KUKRAIL | phc | DELIVERY ROOM | ELECTRIC STERILIZER | 1 | ATLAS | NA | 09F9728 | 3000101968 | NA | 0 | NA | 0 | NA | W
5363 | Dhamtari | KUKRAIL | phc | DELIVERY ROOM | NEEDLE DESTROYER | 1 | NA | NA | NA | 3000101969 | 2015-01-14 | 0 | NA | 0 | NA | W
5364 | Dhamtari | KUKRAIL | phc | DELIVERY ROOM | INFANT RADIANT WARMER | 1 | NA | NA | NA | 3000101970 | 2015-06-15 | 0 | NA | 0 | NA | W
5365 | Dhamtari | KUKRAIL | phc | DELIVERY ROOM | BABY WEIGHING SCALE | 1 | CROWN | NA | NA | 3000101971 | 2015-05-15 | 0 | NA | 0 | NA | W
5366 | Dhamtari | KUKRAIL | phc | DELIVERY ROOM | BABY WEIGHING SCALE | 1 | NA | KRUIPS | NA | 3000101972 | 2015-05-15 | 0 | NA | 0 | NA | W
5367 | Dhamtari | KUKRAIL | phc | DELIVERY ROOM | GLUCOMETER | 1 | NA | OMRONHEA230 | 221213060619 | 3000101973 | 2015-06-15 | 0 | NA | 0 | NA | W
5368 | Dhamtari | KUKRAIL | phc | DELIVERY ROOM | GLUCOMETER | 1 | LIFE SCAN | ONE TOUCH | SAGVP6XG | 3000101974 | 2015-04-15 | 0 | NA | 0 | NA | W
5369 | Dhamtari | ITAWARI BAZAR | Uphc | DELIVERY ROOM | AUTOCLAVE | 1 | NA | NA | NA | 3000101975 | 2015-02-14 | 0 | NA | 0 | NA | W
5370 | Dhamtari | ITAWARI BAZAR | Uphc | DELIVERY ROOM | SHADOWLESS OT LIGHT | 1 | NA | NA | NA | 3000101976 | 2015-04-14 | 0 | NA | 0 | NA | NW
5371 | Dhamtari | ITAWARI BAZAR | Uphc | DELIVERY ROOM | SUCTION APPARATUS | 1 | Shiva | NA | NA | 3000101977 | 2015-02-14 | 0 | NA | 0 | NA | W
5372 | Dhamtari | ITAWARI BAZAR | Uphc | DELIVERY ROOM | INFANT RADIANT WARMER | 1 | NA | MEDITRON | NA | 3000101978 | 2015-12-13 | 0 | NA | 0 | NA | W
5373 | Dhamtari | ITAWARI BAZAR | Uphc | DELIVERY ROOM | BABY WEIGHING SCALE | 1 | CROWN | NA | NA | 3000101979 | 2015-03-13 | 0 | NA | 0 | NA | W
5374 | Dhamtari | ITAWARI BAZAR | Uphc | DELIVERY ROOM | NEEDLE DESTROYER | 1 | NA | BIN | NA | 3000101980 | 2015-04-14 | 0 | NA | 0 | NA | W
5375 | Dhamtari | ITAWARI BAZAR | Uphc | DELIVERY ROOM | ELECTRIC STERILIZER | 1 | NA | ND-360 | NA | 3000101981 | 2015-11-12 | 0 | NA | 0 | NA | W
5376 | Dhamtari | ITAWARI BAZAR | Uphc | DELIVERY ROOM | SUCTION APPARATUS | 1 | Shiva | NA | NA | 3000101982 | 2015-06-13 | 0 | NA | 0 | NA | W
5377 | Dhamtari | ITAWARI BAZAR | Uphc | PNC ROOM | BABY WEIGHING SCALE | 1 | CROWN | NA | NA | 3000101983 | 2015-03-13 | 0 | NA | 0 | NA | W
5378 | Dhamtari | ITAWARI BAZAR | Uphc | PNC ROOM | NEEDLE DESTROYER | 1 | microsil | BPN | NA | 3000101984 | 2015-10-14 | 0 | NA | 0 | NA | W
5379 | Dhamtari | ITAWARI BAZAR | Uphc | OPD | SPHYGMOMANOMETER (MERCURIAL) | 1 | DIamond | Delux | 31386 | 3000101985 | 2015-04-14 | 0 | NA | 0 | NA | W
5380 | Dhamtari | ITAWARI BAZAR | Uphc | OPD | SPHYGMOMANOMETER (MERCURIAL) | 1 | DIamond | Delux | 66213 | 3000101986 | 2015-04-14 | 0 | NA | 0 | NA | W
5381 | Dhamtari | ITAWARI BAZAR | Uphc | OPD | REFRIGERATOR | 1 | LG | NA | NA | 3000101987 | 2015-12-12 | 0 | NA | 0 | NA | W
5382 | Dhamtari | ITAWARI BAZAR | Uphc | Pathology Lab. | MICROSCOPE (BINOCULAR) | 1 | Labomed | VISION 2000 | 141275974 | 3000101988 | 2015-03-15 | 0 | NA | 0 | NA | W
5383 | Dhamtari | ITAWARI BAZAR | Uphc | Pathology Lab. | CENTRIFUGE MACHINE (4 Tubes) | 1 | Rochica | ACCUCHEK active | 59106900346 | 3000101989 | 2015-05-14 | 0 | NA | 0 | NA | W
5384 | Dhamtari | ITAWARI BAZAR | Uphc | Pathology Lab. | GLUCOMETER | 1 | Rochica | NA | NA | 3000101990 | 2015-03-15 | 0 | NA | 0 | NA | W
5385 | Dhamtari | KARAGUON | phc | DELIVERY ROOM | INFANT RADIANT WARMER | 1 | Infancy care system | INFI | NA | 3000101823 | 2015-01-15 | 0 | NA | 0 | NA | W
5386 | Dhamtari | KARAGUON | phc | DELIVERY ROOM | SUCTION APPARATUS | 1 | NA | NA | NA | 3000101824 | NA | 0 | NA | 0 | NA | W
5387 | Dhamtari | KARAGUON | phc | DELIVERY ROOM | NEBULIZER | 1 | Ishan | mcn-5600c | NA | 3000101825 | NA | 0 | NA | 0 | NA | W
5388 | Dhamtari | KARAGUON | phc | DELIVERY ROOM | NEEDLE DESTROYER | 1 | NA | Bio plus | NA | 3000101826 | NA | 0 | NA | 0 | NA | W
5389 | Dhamtari | KARAGUON | phc | DELIVERY ROOM | FOETAL DOPPLER | 1 | VCOMIN TECHANOLOGY LTD | FD-2000 | FD2131012637 | 3000101827 | 2015-08-14 | 0 | NA | 0 | NA | W
5390 | Dhamtari | KARAGUON | phc | DELIVERY ROOM | BABY WEIGHING SCALE | 1 | NA | CROWN | NA | 3000101828 | NA | 0 | NA | 0 | NA | W
5391 | Dhamtari | KARAGUON | phc | DELIVERY ROOM | ELECTRIC STERILIZER | 1 | NA | NA | NA | 3000101829 | NA | 0 | NA | 0 | NA | W
5392 | Dhamtari | KARAGUON | phc | DELIVERY ROOM | ADULT WEIGHING MACHINE | 1 | NA | SAMSO | NA | 3000101830 | NA | 0 | NA | 0 | NA | W
5393 | Dhamtari | KARAGUON | phc | OT | ELECTRIC STERILIZER | 1 | NA | NA | NA | 3000101831 | NA | 0 | NA | 0 | NA | W
5394 | Dhamtari | KARAGUON | phc | OT | NEEDLE DESTROYER | 1 | NA | Bio plus | NA | 3000101832 | NA | 0 | NA | 0 | NA | W
5395 | Dhamtari | KARAGUON | phc | OT | SUCTION APPARATUS | 1 | NA | N | NA | 3000101833 | NA | 0 | NA | 0 | NA | W
5396 | Dhamtari | KARAGUON | phc | Pathology Lab. | NEEDLE DESTROYER | 1 | NA | Bio plus | NA | 3000101834 | NA | 0 | NA | 0 | NA | W
5397 | Dhamtari | KARAGUON | phc | Pathology Lab. | MICROSCOPE (BINOCULAR) | 1 | PUNJAB | VISION 2000 | 956 | 3000101835 | 2002-11-01 | 0 | NA | 0 | NA | W
5398 | Dhamtari | KARAGUON | phc | Pathology Lab. | CENTRIFUGE MACHINE (4 Tubes) | 1 | NA | NA | NA | 3000101836 | 2015-08-12 | 0 | NA | 0 | NA | W
5399 | Dhamtari | KARAGUON | phc | Pathology Lab. | ADULT WEIGHING MACHINE | 1 | NA | CROWN | NA | 3000101837 | NA | 0 | NA | 0 | NA | W
5400 | Dhamtari | KARAGUON | phc | Pathology Lab. | GLUCOMETER | 1 | LIFE SCAN | ONE TOUCH | SAFFROF6 | 3000101838 | NA | 0 | NA | 0 | NA | W
5401 | Dhamtari | KARAGUON | phc | Store Room | CENTRIFUGE MACHINE (4 Tubes) | 1 | NA | NA | NA | 3000101839 | 2015-08-12 | 0 | NA | 0 | NA | W
5402 | Dhamtari | KARAGUON | phc | Store Room | PHOTO COLORIMETER | 1 | SINFRO NICS | NA | NA | 3000101840 | NA | 0 | NA | 0 | NA | NW
5403 | Dhamtari | KARAGUON | phc | Store Room | ELECTRIC STERILIZER | 1 | HSCZ | ELICON | NA | 3000101841 | 2015-01-14 | 0 | NA | 0 | NA | NW
5404 | Dhamtari | KARAGUON | phc | Store Room | MICROSCOPE (BINOCULAR) | 1 | ADUANAL | RMH-4BKL | 22560 | 3000101842 | NA | 0 | NA | 0 | NA | NW
5405 | Dhamtari | KARAGUON | phc | Store Room | PHYSICAL BALANCE | 1 | NA | NA | NA | 3000101843 | NA | 0 | NA | 0 | NA | W
5406 | Dhamtari | KARAGUON | phc | Opthalmology Dept. | SLIT LAMP | 1 | NA | NA | NA | 3000101844 | NA | 0 | NA | 0 | NA | W
5407 | Dhamtari | KARAGUON | phc | Opthalmology Dept. | VISION DRUM | 1 | NA | NA | NA | 3000101845 | NA | 0 | NA | 0 | NA | W
5408 | Dhamtari | KARAGUON | phc | Store Room | AUTOCLAVE | 1 | NA | NA | NA | 3000101846 | NA | 0 | NA | 0 | NA | NW
5409 | Dhamtari | KARAGUON | phc | Store Room | AUTOCLAVE | 1 | NA | NA | NA | 3000101847 | NA | 0 | NA | 0 | NA | NW
5410 | Dhamtari | KARAGUON | phc | Store Room | AUTOCLAVE | 1 | NA | NA | NA | 3000101848 | NA | 0 | NA | 0 | NA | NW
5411 | Dhamtari | KARAGUON | phc | Store Room | ELECTRIC STERILIZER | 1 | NA | NA | NA | 3000101849 | NA | 0 | NA | 0 | NA | NW
5412 | Dhamtari | KARAGUON | phc | Store Room | ELECTRIC STERILIZER | 1 | NA | NA | NA | 3000101850 | NA | 0 | NA | 0 | NA | NW
5413 | Dhamtari | KARAGUON | phc | Store Room | ELECTRIC STERILIZER | 1 | NA | NA | NA | 3000101851 | NA | 0 | NA | 0 | NA | NW
5414 | Dhamtari | KARAGUON | phc | Store Room | ELECTRIC STERILIZER | 1 | NA | NA | NA | 3000101852 | NA | 0 | NA | 0 | NA | NW
5415 | Dhamtari | KARAGUON | phc | Store Room | SUCTION APPARATUS | 1 | NA | NA | NA | 3000101853 | NA | 0 | NA | 0 | NA | NW
5416 | Dhamtari | KARAGUON | phc | Store Room | AUTOCLAVE | 1 | NA | NA | NA | 3000101854 | NA | 0 | NA | 0 | NA | NW
5417 | Dhamtari | KARAGUON | phc | Store Room | ADULT WEIGHING MACHINE | 1 | NA | COHINOOR | NA | 3000101855 | 2015-05-15 | 0 | NA | 0 | NA | NW
5418 | Dhamtari | KARAGUON | phc | Store Room | ADULT WEIGHING MACHINE | 1 | NA | CROWN | NA | 3000101856 | NA | 0 | NA | 0 | NA | NW
5419 | Dhamtari | KARAGUON | phc | Store Room | ADULT WEIGHING MACHINE | 1 | NA | CROWN | NA | 3000101857 | NA | 0 | NA | 0 | NA | NW
5420 | Dhamtari | KARAGUON | phc | Store Room | ADULT WEIGHING MACHINE | 1 | NA | NA | NA | 3000101858 | 2015-05-15 | 0 | NA | 0 | NA | NW
5421 | Dhamtari | KARAGUON | phc | Injection Room | NEEDLE DESTROYER | 1 | NA | NA | NA | 3000101859 | NA | 0 | NA | 0 | NA | W
5422 | Dhamtari | KARAGUON | phc | Injection Room | REFRIGERATOR | 1 | GODRES | GN818542012 | NA | 3000101860 | NA | 0 | NA | 0 | NA | W
5423 | Dhamtari | KARAGUON | phc | Store Room | ELECTRIC STERILIZER | 1 | NA | NA | NA | 3000101861 | NA | 0 | NA | 0 | NA | W
5424 | Dhamtari | KARAGUON | phc | Store Room | ELECTRIC STERILIZER | 1 | NA | NA | NA | 3000101862 | NA | 0 | NA | 0 | NA | W
5425 | Dhamtari | KARAGUON | phc | Store Room | GLUCOMETER | 1 | ACON LABORATRY | ON CALL NOW | 102A008260 | 3000101863 | 2015-05-15 | 0 | NA | 0 | NA | W
5426 | Dhamtari | KARAGUON | phc | Store Room | GLUCOMETER | 1 | OMRON | HEA230 | 2212B609058 | 3000101864 | NA | 0 | NA | 0 | NA | W
5427 | Dhamtari | KARAGUON | phc | Store Room | SPHYGMOMANOMETER (MERCURIAL) | 1 | SUPREME SURGICAL | GOLD SUPREME | 8110078 | 3000101865 | 2015-08-14 | 0 | NA | 0 | NA | NW
5428 | Dhamtari | KARAGUON | phc | Store Room | PHOTO COLORIMETER | 1 | SURGI SINTRONICS | NA | NA | 3000101866 | NA | 0 | NA | 0 | NA | W
5429 | Dhamtari | KARAGUON | phc | Doctor's Room | SPHYGMOMANOMETER (MERCURIAL) | 1 | mico surgical | Delux | 30442 | 3000101867 | 2015-08-14 | 0 | NA | 0 | NA | W
5430 | Dhamtari | KARAGUON | phc | Doctor's Room | SPHYGMOMANOMETER (MERCURIAL) | 1 | ANITA INDUSTRIES | PIONICS | 372262 | 30001011868 | 2015-08-14 | 0 | NA | 0 | NA | W
5431 | Dhamtari | Kharenga | phc | DELIVERY ROOM | ELECTRIC STERILIZER | 1 | NA | NA | NA | 3000258169 | NA | 0 | NA | 0 | NA | W
5432 | Dhamtari | Kharenga | phc | DELIVERY ROOM | BABY WEIGHING SCALE | 1 | Ramon surgical | CROWN | NA | 3000258170 | NA | 0 | NA | 0 | NA | W
5433 | Dhamtari | Kharenga | phc | DELIVERY ROOM | FOETAL DOPPLER | 1 | NA | EURA DOPP | NA | 3000258171 | NA | 0 | NA | 0 | NA | NW
5434 | Dhamtari | Kharenga | phc | DELIVERY ROOM | SUCTION APPARATUS | 1 | Shiva | NA | NA | 3000258172 | NA | 0 | NA | 0 | NA | NW
5435 | Dhamtari | Kharenga | phc | DELIVERY ROOM | Labour OT TABLE | 1 | NA | NA | NA | 3000258173 | NA | 0 | NA | 0 | NA | W
5436 | Dhamtari | Kharenga | phc | DELIVERY ROOM | Room Heator | 1 | TIME | NA | NA | 3000258174 | NA | 0 | NA | 0 | NA | W
5437 | Dhamtari | Kharenga | phc | Dressing Room | AUTOCLAVE | 1 | SMZ | NA | NA | 3000258175 | NA | 0 | NA | 0 | NA | NW
5438 | Dhamtari | Kharenga | phc | Dressing Room | AUTOCLAVE | 1 | NA | NA | NA | 3000258176 | NA | 0 | NA | 0 | NA | NW
5439 | Dhamtari | Kharenga | phc | Store Room | ADULT WEIGHING MACHINE | 1 | NA | NA | NA | 3000258177 | NA | 0 | NA | 0 | NA | NI
5440 | Dhamtari | Kharenga | phc | Store Room | ADULT WEIGHING MACHINE | 1 | NA | NA | NA | 3000258178 | NA | 0 | NA | 0 | NA | NW
5441 | Dhamtari | Kharenga | phc | Store Room | SPHYGMOMANOMETER (MERCURIAL) | 1 | SUPREME SURGICAL | PREMIUM | 981358 | 3000258179 | NA | 0 | NA | 0 | NA | NW
5442 | Dhamtari | Kharenga | phc | Store Room | SPHYGMOMANOMETER (MERCURIAL) | 1 | SUPREME SURGICAL | PAGODA | 280530 | 3000258180 | NA | 0 | NA | 0 | NA | NW
5443 | Dhamtari | Kharenga | phc | Store Room | SPHYGMOMANOMETER (MERCURIAL) | 1 | SUPREME SURGICAL | GOLD | 98109099 | 3000258181 | NA | 0 | NA | 0 | NA | NW
5444 | Dhamtari | Kharenga | phc | Store Room | SPHYGMOMANOMETER (MERCURIAL) | 1 | SUPREME SURGICAL | GOLD | 98102063 | 3000258182 | NA | 0 | NA | 0 | NA | NW
5445 | Dhamtari | Kharenga | phc | Store Room | ELECTRIC STERILIZER | 1 | NA | NA | NA | 3000258183 | NA | 0 | NA | 0 | NA | NW
5446 | Dhamtari | Kharenga | phc | Store Room | ELECTRIC STERILIZER | 1 | LOCAL MAKE | NA | NA | 3000258184 | NA | 0 | NA | 0 | NA | NW
5447 | Dhamtari | Kharenga | phc | Store Room | ELECTRIC STERILIZER | 1 | LOCAL MAKE | NA | NA | 3000258185 | NA | 0 | NA | 0 | NA | NW
5448 | Dhamtari | Kharenga | phc | Store Room | ELECTRIC STERILIZER | 1 | LOCAL MAKE | NA | NA | 3000258186 | NA | 0 | NA | 0 | NA | NW
5449 | Dhamtari | Kharenga | phc | Store Room | ELECTRIC STERILIZER | 1 | LOCAL MAKE | NA | NA | 3000258187 | NA | 0 | NA | 0 | NA | NW
5450 | Dhamtari | Kharenga | phc | Store Room | BABY WEIGHING SCALE | 1 | DUCBEL | NA | NA | 3000258188 | NA | 0 | NA | 0 | NA | NI
5451 | Dhamtari | Kharenga | phc | Store Room | BABY WEIGHING SCALE | 1 | DUCBEL | NA | NA | 3000258189 | NA | 0 | NA | 0 | NA | NI
5452 | Dhamtari | Kharenga | phc | Store Room | GLUCOMETER | 1 | OMRON | HEA230 | 2212C040E60 | 3000258190 | NA | 0 | NA | 0 | NA | W
5453 | Dhamtari | Kharenga | phc | Injection Room | ADULT WEIGHING MACHINE | 1 | SUVARANA | NA | NA | 3000258191 | NA | 0 | NA | 0 | NA | W
5454 | Dhamtari | Kharenga | phc | Injection Room | NEEDLE DESTROYER | 1 | saratech | SIR | NA | 3000258192 | NA | 0 | NA | 0 | NA | W
5455 | Dhamtari | Kharenga | phc | Pharmacy Dept. | FREEZE | 1 | SAMSUNG | RA19AHTR3 | R0054PAB600443N | 3000258193 | NA | 0 | NA | 0 | NA | W
5456 | Dhamtari | Kharenga | phc | Pharmacy Dept. | GLUCOMETER | 1 | OMRON | HEA230 | 2212C040E57 | 3000258194 | NA | 0 | NA | 0 | NA | W
5457 | Dhamtari | Kharenga | phc | Doctor's Room | SPHYGMOMANOMETER (MERCURIAL) | 1 | NOVA | STVP | 13064552 | 3000258195 | NA | 0 | NA | 0 | NA | W
5458 | Dhamtari | Sankara | phc | Injection Room | NEEDLE DESTROYER | 1 | microsil | NA | NA | 3000101938 | 2015-07-15 | 0 | NA | 0 | NA | W
5459 | Dhamtari | Sankara | phc | Injection Room | NEBULIZER | 1 | NA | BBN011 | 1026 | 3000101939 | 2024 | 0 | NA | 0 | NA | W
5460 | Dhamtari | Sankara | phc | Injection Room | ADULT WEIGHING MACHINE | 1 | NA | NA | NA | 3000101940 | 2015-08-14 | 0 | NA | 0 | NA | W
5461 | Dhamtari | Sankara | phc | RMA'S Room | SPHYGMOMANOMETER (MERCURIAL) | 1 | POPULAR | PROLICS | 10120123 | 3000101941 | 2015-04-13 | 0 | NA | 0 | NA | W
5462 | Dhamtari | Sankara | phc | RMA'S Room | BABY WEIGHING SCALE | 1 | CROWN | NA | NA | 3000101942 | 2015-04-13 | 0 | NA | 0 | NA | W
5463 | Dhamtari | Sankara | phc | RMA'S Room | ADULT WEIGHING MACHINE | 1 | NA | NA | NA | 3000101943 | 2015-03-14 | 0 | NA | 0 | NA | NW
5464 | Dhamtari | Sankara | phc | Doctor's Room | SPHYGMOMANOMETER (MERCURIAL) | 1 | DIamond | Delux | 77336 | 3000101944 | 2015-04-13 | 0 | NA | 0 | NA | W
5465 | Dhamtari | Sankara | phc | Doctor's Room | ADULT WEIGHING MACHINE | 1 | NA | NA | NA | 3000101945 | 2015-03-14 | 0 | NA | 0 | NA | W
5466 | Dhamtari | Sankara | phc | Cold chain | ELECTRIC STERILIZER | 1 | ZHGEJIANG CHINI | CHM3 | TND1 | 3000101946 | 2015-04-14 | 0 | NA | 0 | NA | W
5467 | Dhamtari | Sankara | phc | Pathology Lab. | REFRIGERATOR | 1 | electro lux | ebe203 | NA | 3000101947 | 2015-04-14 | 0 | NA | 0 | NA | W
5468 | Dhamtari | Sankara | phc | Pathology Lab. | MICROSCOPE (BINOCULAR) | 1 | Labomed | VISION 2000 | 131964418 | 3000101948 | 2015-04-14 | 0 | NA | 0 | NA | W
5469 | Dhamtari | Sankara | phc | OPD | AUTOCLAVE | 1 | NA | NA | NA | 3000101949 | 2015-04-14 | 0 | NA | 0 | NA | W
5470 | Dhamtari | Sankara | phc | OPD | AUTOCLAVE | 1 | NA | NA | NA | 3000101950 | 2015-04-14 | 0 | NA | 0 | NA | W
5471 | Dhamtari | Sankara | phc | DELIVERY ROOM | SPHYGMOMANOMETER (MERCURIAL) | 1 | DIamond | REGULAR | 20424 | 3000101951 | 2015-04-14 | 0 | NA | 0 | NA | W
5472 | Dhamtari | Sankara | phc | DELIVERY ROOM | FUMIGATION MACHINE | 1 | NA | NA | NA | 3000101952 | 2015-04-14 | 0 | NA | 0 | NA | W
5473 | Dhamtari | Sankara | phc | DELIVERY ROOM | SUCTION APPARATUS | 1 | NA | SHIVA | NA | 3000101953 | 2015-07-15 | 0 | NA | 0 | NA | W
5474 | Dhamtari | Sankara | phc | DELIVERY ROOM | BABY WEIGHING SCALE | 1 | ESSAE | BS-250 | 25014131690 | 3000101954 | 2015-04-14 | 0 | NA | 0 | NA | W
5475 | Dhamtari | Sankara | phc | Store Room | SUCTION APPARATUS | 1 | NA | NA | NA | 3000101955 | NA | 0 | NA | 0 | NA | NW
5476 | Dhamtari | Sankara | phc | Store Room | ELECTRIC STERILIZER | 1 | NA | NA | NA | 3000101956 | NA | 0 | NA | 0 | NA | NW
5477 | Dhamtari | Sankara | phc | Store Room | SPHYGMOMANOMETER (MERCURIAL) | 1 | SUPREME SURGICAL | AIR | 98121962 | 3000101957 | NA | 0 | NA | 0 | NA | NW
5478 | Dhamtari | Sankara | phc | Store Room | SPHYGMOMANOMETER (MERCURIAL) | 1 | DIamond | Delux | 16473 | 3000101958 | NA | 0 | NA | 0 | NA | NW
5479 | Dhamtari | Sankara | phc | Store Room | SPHYGMOMANOMETER (MERCURIAL) | 1 | NA | LIFE LINE | NA | 3000101959 | NA | 0 | NA | 0 | NA | NW
5480 | Dhamtari | Sankara | phc | Store Room | ADULT WEIGHING MACHINE | 1 | COHINOOR | NA | NA | 3000101960 | NA | 0 | NA | 0 | NA | NW
5481 | Dhamtari | Nari | PHC | OPD | SPHYGMOMANOMETER (MERCURIAL) | 1 | meditech | Infi | 13m066 | 3000104944 | NA | 0 | NA | 0 | NA | W
5482 | Dhamtari | Nari | PHC | OPD | SPHYGMOMANOMETER (MERCURIAL) | 1 | omron | HEM7120 | 20150218817VG | 3000104945 | NA | 0 | NA | 0 | NA | W
5483 | Dhamtari | Nari | PHC | OPD | ADULT WEIGHING MACHINE | 1 | Krupa | NA | NA | 3000104946 | NA | 0 | NA | 0 | NA | W
5484 | Dhamtari | Nari | PHC | DELIVERY ROOM | BABY WEIGHING SCALE | 1 | NA | Docbel braun | NA | 3000104947 | NA | 0 | NA | 0 | NA | W
5485 | Dhamtari | Nari | PHC | DELIVERY ROOM | ELECTRIC STERILIZER | 1 | NA | NA | NA | 3000104948 | NA | 0 | NA | 0 | NA | W
5486 | Dhamtari | Nari | PHC | DELIVERY ROOM | OXYGEN CONCENTRATOR | 1 | Aspen | oc2 plus | m2J%-7721 | 3000104949 | NA | 0 | NA | 0 | NA | W
5487 | Dhamtari | Nari | PHC | DELIVERY ROOM | SUCTION APPARATUS | 1 | Aspen | oc2 plus | NA | 3000104950 | NA | 0 | NA | 0 | NA | W
5488 | Dhamtari | Nari | PHC | DELIVERY ROOM | DELIVERY TABLE | 1 | Aspen | oc2 plus | NA | 3000104951 | NA | 0 | NA | 0 | NA | W
5489 | Dhamtari | Nari | PHC | DELIVERY ROOM | FOETAL DOPPLER | 1 | NA | NA | 270412 | 3000104952 | NA | 0 | NA | 0 | NA | W
5490 | Dhamtari | Nari | PHC | DELIVERY ROOM | SUCTION APPARATUS | 1 | NA | NA | NA | 3000104953 | NA | 0 | NA | 0 | NA | W
5491 | Dhamtari | Nari | PHC | Injection Room | NEEDLE DESTROYER | 1 | saratech | S1R | 6874 | 3000104954 | NA | 0 | NA | 0 | NA | W
5492 | Dhamtari | Nari | PHC | Injection Room | REFRIGERATOR | 1 | electrolux | EBR 163 | 110513261-593901904 | 3000104955 | NA | 0 | NA | 0 | NA | W
5493 | Dhamtari | Nari | PHC | Store Room | GLUCOMETER | 1 | bayer health care | Contour TS | 7035342 | 3000104956 | NA | 0 | NA | 0 | NA | W
5494 | Dhamtari | Nari | PHC | Store Room | GLUCOMETER | 1 | omron | HEA-230 | 2212C040E45 | 3000104957 | NA | 0 | NA | 0 | NA | W
5495 | Dhamtari | Nari | PHC | Store Room | NEBULIZER | 1 | omron | Compare | 608926 | 3000104958 | NA | 0 | NA | 0 | NA | W
5496 | Dhamtari | Nari | PHC | Store Room | ADULT WEIGHING MACHINE | 1 | NA | NA | NA | 3000104959 | NA | 0 | NA | 0 | NA | W
5497 | Dhamtari | Nari | PHC | Store Room | ADULT WEIGHING MACHINE | 1 | NA | NA | NA | 3000104960 | NA | 0 | NA | 0 | NA | W
5498 | Dhamtari | Nari | PHC | Store Room | SUCTION APPARATUS | 1 | NA | NA | NA | 3000104961 | NA | 0 | NA | 0 | NA | NW
5499 | Dhamtari | Nari | PHC | Store Room | SUCTION APPARATUS | 1 | NA | NA | NA | 3000104962 | NA | 0 | NA | 0 | NA | NW
5500 | Dhamtari | Nari | PHC | Store Room | EWT set | 1 | NA | NA | NA | 3000104963 | NA | 0 | NA | 0 | NA | W
5501 | Dhamtari | Nari | PHC | Pharmacy Dept. | SPHYGMOMANOMETER (MERCURIAL) | 1 | Elite surgical | NA | 185123 | 3000104964 | NA | 0 | NA | 0 | NA | NW
5502 | Dhamtari | Dhamtari | DH | Major OT | SPHYGMOMANOMETER (MERCURIAL) | 1 | SUPREME SURGICAL | premier | na | 3000258802 | 2015-05-13 | 0 | NA | 0 | NA | W
5503 | Dhamtari | Dhamtari | DH | Major OT | SHADOWLESS OT LIGHT | 1 | NA | NA | NA | 3000258803 | NA | 0 | NA | 0 | NA | W
5504 | Dhamtari | Dhamtari | DH | Major OT | BABY WEIGHING SCALE | 1 | Ramon surgical | crown | NA | 3000258804 | NA | 0 | NA | 0 | NA | W
5505 | Dhamtari | Dhamtari | DH | Major OT | NEEDLE DESTROYER | 1 | Microsil | ND360 | 5417/03 | 3000258805 | NA | 0 | NA | 0 | NA | W
5506 | Dhamtari | Dhamtari | DH | Major OT | Air ELECTRIC STERILIZER Machine | 1 | NA | NA | NA | 3000258806 | 2015-11-05 | 0 | NA | 0 | NA | W
5507 | Dhamtari | Dhamtari | DH | Major OT | PULSE OXIMETER | 1 | Datexohmeda | 3800 TRUTRALC | FBX601110 | 3000258807 | 2014-04-01 | 0 | NA | 0 | NA | W
5508 | Dhamtari | Dhamtari | DH | Major OT | SURGICAL DIATHERMY MACHINE | 1 | NA | Decent | NA | 3000258808 | 2015-04-12 | 0 | NA | 0 | NA | W
5509 | Dhamtari | Dhamtari | DH | Major OT | SURGICAL DIATHERMY MACHINE | 1 | xcellance | Shalyaeasy+ | EPU9D031 | 3000258809 | 2015-04-14 | 0 | NA | 0 | NA | W
5510 | Dhamtari | Dhamtari | DH | Major OT | BOYLE'S APPARATUS | 1 | Azex | Datex ohmeda | 1025/01/0703 | 3000258810 | NA | 0 | NA | 0 | NA | W
5511 | Dhamtari | Dhamtari | DH | Major OT | BOYLE'S APPARATUS | 1 | Aledmedical | Jupiter + | 2002766 | 3000258811 | NA | 0 | NA | 0 | NA | W
5512 | Dhamtari | Dhamtari | DH | Major OT | PULSE OXIMETER | 1 | Datexohmeda | 3800 | FBXE-01678 | 3000258812 | 2014-04-01 | 0 | NA | 0 | NA | W
5513 | Dhamtari | Dhamtari | DH | Major OT | MULTIPARA PATIENT MONITOR | 1 | Datexohmeda | S/5 | 5173885 | 3000258813 | NA | 0 | NA | 0 | NA | W
5514 | Dhamtari | Dhamtari | DH | Major OT | MULTIPARA PATIENT MONITOR | 1 | Datexohmeda | S/5 | 5173898 | 3000258814 | na | 0 | na | 0 | NA | W
5515 | Dhamtari | Dhamtari | DH | Major OT | SHADOWLESS OT LIGHT | 1 | NA | NA | NA | 3000258815 | NA | 0 | NA | 0 | NA | W
5516 | Dhamtari | Dhamtari | DH | Major OT | SHADOWLESS OT LIGHT | 1 | ARAO | NA | NA | 3000258816 | NA | 0 | NA | 0 | NA | W
5517 | Dhamtari | Dhamtari | DH | Major OT | OT TABLE (Hydraulic) | 1 | NA | NA | NA | 3000258817 | NA | 0 | NA | 0 | NA | W
5518 | Dhamtari | Dhamtari | DH | Major OT | OT TABLE (Hydraulic) | 1 | NA | NA | NA | 3000258818 | NA | 0 | NA | 0 | NA | W
5519 | Dhamtari | Dhamtari | DH | Major OT | OT TABLE (Hydraulic) | 1 | NA | NA | NA | 3000258819 | NA | 0 | NA | 0 | NA | W
5520 | Dhamtari | Dhamtari | DH | Major OT | C-ARM IMAGE INTENSIFIER | 1 | SIEMENS | MULTIMOBILE 4K | 3098 | 3000258820 | 2012-04-01 | 0 | NA | 0 | NA | W
5521 | Dhamtari | Dhamtari | DH | Major OT | C-ARM IMAGE INTENSIFIER | 1 | SIEMENS | CH-1502 | C153F0090 | 3000258821 | 2015-04-14 | 0 | NA | 0 | NA | W
5522 | Dhamtari | Dhamtari | DH | Major OT | C-ARM IMAGE INTENSIFIER | 1 | SIEMENS | CH-1502 | C153F0070 | 3000258822 | 2015-04-14 | 0 | NA | 0 | NA | W
5523 | Dhamtari | Dhamtari | DH | Major OT | SURGICAL DIATHERMY MACHINE | 1 | NA | MEDICAL M 250B | NA | 3000258823 | NA | 0 | NA | 0 | NA | W
5524 | Dhamtari | Dhamtari | DH | Major OT | SUCTION APPARATUS | 1 | NA | NA | na | 3000258824 | NA | 0 | NA | 0 | NA | W
5525 | Dhamtari | Dhamtari | DH | Major OT | FUMIGATION MACHINE | 1 | NA | NA | na | 3000258825 | NA | 0 | NA | 0 | NA | W
5526 | Dhamtari | Dhamtari | DH | Major OT | SPHYGMOMANOMETER (MERCURIAL) | 1 | suprem surgical | premier | 98134447 | 3000258826 | 2013-05-01 | 0 | NA | 0 | NA | W
5527 | Dhamtari | Dhamtari | DH | Major OT | ADULT WEIGHING MACHINE | 1 | ROMAN SURGICAL | NA | NA | 3000258827 | NA | 0 | NA | 0 | NA | NW
5528 | Dhamtari | Dhamtari | DH | Major OT | AUTOCLAVE | 1 | NA | NA | NA | 3000258828 | 2006-12-01 | 0 | NA | 0 | NA | W
5529 | Dhamtari | Dhamtari | DH | Major OT | SUCTION APPARATUS | 1 | NA | NA | na | 3000258829 | NA | 0 | NA | 0 | NA | W
5530 | Dhamtari | Dhamtari | DH | Major OT | SUCTION APPARATUS | 1 | VICRANT | SANTOSHI | 03/131 | 3000258830 | 2015-01-14 | 0 | NA | 0 | NA | W
5531 | Dhamtari | Dhamtari | DH | Major OT | AUTOCLAVE | 1 | SHIVA | NA | NA | 3000258831 | 2005-04-01 | 0 | NA | 0 | NA | W
5532 | Dhamtari | Dhamtari | DH | Major OT | AUTOCLAVE | 1 | SHIVA | NA | NA | 3000258832 | 2005-04-01 | 0 | NA | 0 | NA | W
5533 | Dhamtari | Dhamtari | DH | Major OT | DRILL MACHINE | 1 | MANMAN | NA | NA | 3000258833 | NA | 0 | NA | 0 | NA | W
5534 | Dhamtari | Dhamtari | DH | Major OT | BOYLE'S APPARATUS | 1 | Datex ohmeda | BOYLE BASIC | 517771 | 3000258834 | NA | 0 | NA | 0 | NA | W
5535 | Dhamtari | Dhamtari | DH | Major OT | BOYLE'S APPARATUS | 1 | ME | ANESI-12 MINOR | na | 3000258835 | NA | 0 | NA | 0 | NA | W
5536 | Dhamtari | Dhamtari | DH | Major OT | MULTIPARA PATIENT MONITOR | 1 | MEDITRONIC | LIFE PACK 20 | 31670838 | 3000258836 | NA | 0 | NA | 0 | NA | W
5537 | Dhamtari | Dhamtari | DH | Major OT | ELECTRIC STERILIZER | 1 | NA | NA | na | 3000258837 | NA | 0 | NA | 0 | NA | W
5538 | Dhamtari | Dhamtari | DH | Major OT | ELECTRIC STERILIZER | 1 | ANDERSON | AN74I | NA | 3000258838 | NA | 0 | NA | 0 | NA | NW
5539 | Dhamtari | Dhamtari | DH | Major OT | REFRIGERATOR | 1 | LG | GR2211 EDC | J426-3020A05296/N | 3000258839 | NA | 0 | NA | 0 | NA | W
5540 | Dhamtari | Dhamtari | DH | Major OT | LARYNGOSCOPE | 1 | NA | NA | NA | 3000258840 | 2012-04-01 | 0 | NA | 0 | NA | W
5541 | Dhamtari | Dhamtari | DH | Major OT | LARYNGOSCOPE | 1 | NA | NA | NA | 3000258841 | 2012-04-01 | 0 | NA | 0 | NA | W
5542 | Dhamtari | Dhamtari | DH | Major OT | BABY WEIGHING SCALE | 1 | ROMAN SURGICAL | crown | NA | 3000258842 | NA | 0 | NA | 0 | NA | W
5543 | Dhamtari | Dhamtari | DH | Major OT | LARYNGOSCOPE | 1 | NA | NA | NA | 3000258843 | 2014-04-01 | 0 | NA | 0 | NA | NW
5544 | Dhamtari | KURUD | CHC | Dressing Room | ELECTRIC STERILIZER | 1 | NA | NA | NA | 3000258249 | NA | 0 | NA | 0 | NA | NW
5545 | Dhamtari | KURUD | CHC | Dressing Room | SUCTION APPARATUS | 1 | NA | NA | NA | 3000258250 | 2015-07-01 | 1 | 2016-07-01 | 0 | NA | NW
5546 | Dhamtari | KURUD | CHC | IR ROOM | NEEDLE DESTROYER | 1 | Saratech | SIR | NA | 3000258251 | NA | 0 | NA | 0 | NA | W
5547 | Dhamtari | KURUD | CHC | DELIVERY ROOM | SUCTION APPARATUS | 1 | MEDITRIN | ICC | NA | 3000258252 | NA | 0 | NA | 0 | NA | W
5548 | Dhamtari | KURUD | CHC | DELIVERY ROOM | SUCTION APPARATUS | 1 | EASY CARE | ECPSU | 14H04130625 | 3000258253 | 2015-01-01 | 1 | 2016-01-01 | 0 | NA | W
5549 | Dhamtari | KURUD | CHC | DELIVERY ROOM | BABY WEIGHING SCALE | 1 | NA | CROWN | NA | 3000258254 | NA | 0 | NA | 0 | NA | W
5550 | Dhamtari | KURUD | CHC | DELIVERY ROOM | NEEDLE DESTROYER | 1 | Saratech | SIR | 1222 | 3000258255 | NA | 0 | NA | 0 | NA | W
5551 | Dhamtari | KURUD | CHC | DELIVERY ROOM | Labour OT TABLE | 1 | NA | NA | NA | 3000258256 | NA | 0 | NA | 0 | NA | W
5552 | Dhamtari | KURUD | CHC | DELIVERY ROOM | Labour OT TABLE | 1 | NA | NA | NA | 3000258257 | NA | 0 | NA | 0 | NA | W
5553 | Dhamtari | KURUD | CHC | DELIVERY ROOM | SHADOWLESS OT LIGHT | 1 | NA | NA | NA | 3000258258 | NA | 0 | NA | 0 | NA | W
5554 | Dhamtari | KURUD | CHC | DELIVERY ROOM | LARYNGOSCOPE | 1 | NA | NA | NA | 3000258259 | NA | 0 | NA | 0 | NA | W
5555 | Dhamtari | KURUD | CHC | DELIVERY ROOM | SPHYGMOMANOMETER (MERCURIAL) | 1 | DIAMOND | REGULAR | 4051 | 3000258260 | NA | 0 | NA | 0 | NA | W
5556 | Dhamtari | KURUD | CHC | DELIVERY ROOM | SPHYGMOMANOMETER (DIGITAL) | 1 | NUBBU MEDICAL | NA | NA | 3000258261 | NA | 0 | NA | 0 | NA | W
5557 | Dhamtari | KURUD | CHC | DELIVERY ROOM | SPHYGMOMANOMETER (MERCURIAL) | 1 | DIAMOND | REGULAR | NA | 3000258262 | NA | 0 | NA | 0 | NA | W
5558 | Dhamtari | KURUD | CHC | DELIVERY ROOM | SPHYGMOMANOMETER (MERCURIAL) | 1 | NA | NA | NA | 3000258263 | NA | 0 | NA | 0 | NA | W
5559 | Dhamtari | KURUD | CHC | OPD | ADULT WEIGHING MACHINE | 1 | KRUPS | NA | NA | 3000258264 | NA | 0 | NA | 0 | NA | W
5560 | Dhamtari | KURUD | CHC | OPD | DENTAL CHAIR | 1 | CHESA | AKASH | NA | 3000258265 | NA | 0 | NA | 0 | NA | W
5561 | Dhamtari | KURUD | CHC | NBCU ROOM | INFANT RADIANT WARMER | 1 | PHONIX | OPEN CARE OCW00 | 6326 | 3000258266 | 2015-05-01 | 1 | 2018-05-01 | 0 | NA | W
5562 | Dhamtari | KURUD | CHC | NBCU ROOM | INFANT RADIANT WARMER | 1 | PHONIX | OPEN CARE OCW00 | 6324 | 3000258267 | 2015-05-01 | 1 | 2018-05-01 | 0 | NA | W
5563 | Dhamtari | KURUD | CHC | NBCU ROOM | INFANT RADIANT WARMER | 1 | PHONIX | OPEN CARE OCW00 | 6325 | 3000258268 | 2015-05-01 | 1 | 2018-05-01 | 0 | NA | W
5564 | Dhamtari | KURUD | CHC | NBCU ROOM | BABY PHOTOTHERAPY UNIT | 1 | PHONIX | LEDPT100 | 1894 | 3000258269 | 2015-05-01 | 1 | 2018-05-01 | 0 | NA | W
5565 | Dhamtari | KURUD | CHC | NBCU ROOM | NRU UNIT | 1 | MEDITRIN | CIOSE SYSTEM | NA | 3000258270 | 2015-05-01 | 1 | 2018-05-01 | 0 | NA | W
5566 | Dhamtari | KURUD | CHC | NBCU ROOM | NEBULIZER | 1 | MY CARE | ICR070 | 20140/03927 | 3000258271 | 2015-05-01 | 1 | 2018-05-01 | 0 | NA | W
5567 | Dhamtari | KURUD | CHC | NBCU ROOM | BABY WEIGHING SCALE | 1 | NA | CROWN | NA | 3000258272 | 2014-12-01 | 1 | 2015-12-01 | 0 | NA | W
5568 | Dhamtari | KURUD | CHC | NBCU ROOM | SUCTION APPARATUS | 1 | EASY CARE | ECPSU | 14H04130625 | 3000258273 | 2014-12-01 | 1 | 2015-12-01 | 0 | NA | W
5569 | Dhamtari | KURUD | CHC | OPD | REFRIGERATOR | 1 | SANSUI | SN163 | 1106/52602/3208421 | 3000258274 | NA | 0 | NA | 0 | NA | W
5570 | Dhamtari | KURUD | CHC | OT | OXYGEN CONCENTRATOR | 1 | INDIAN SURGICAL | KS-5 | na | 3000258275 | NA | 0 | NA | 0 | NA | W
5571 | Dhamtari | KURUD | CHC | OT | BOYLE'S APPARATUS | 1 | ANESTHESIA | NA | na | 3000258276 | NA | 0 | NA | 0 | NA | W
5572 | Dhamtari | KURUD | CHC | OT | SUCTION APPARATUS | 1 | NA | NA | na | 3000258277 | NA | 0 | NA | 0 | NA | W
5573 | Dhamtari | KURUD | CHC | OT | MULTIPARA PATIENT MONITOR | 1 | PHILIPS | M8V028A | DE722866564 | 3000258278 | NA | 0 | NA | 0 | NA | W
5574 | Dhamtari | KURUD | CHC | OT | OT TABLE (Hydraulic) | 1 | LOCAL MAKE | NA | na | 3000258279 | NA | 0 | NA | 0 | NA | W
5575 | Dhamtari | KURUD | CHC | OT | SHADOWLESS OT LIGHT | 1 | LOCAL MAKE | NA | na | 3000258280 | NA | 0 | NA | 0 | NA | W
5576 | Dhamtari | KURUD | CHC | OT | OT TABLE (Hydraulic) | 1 | LOCAL MAKE | NA | na | 3000258281 | NA | 0 | NA | 0 | NA | W
5577 | Dhamtari | KURUD | CHC | OT | SHADOWLESS OT LIGHT | 1 | LOCAL MAKE | NA | na | 3000258282 | NA | 0 | NA | 0 | NA | W
5578 | Dhamtari | KURUD | CHC | OT | SPHYGMOMANOMETER (MERCURIAL) | 1 | DIAMOND | REGULAR | 2663 | 3000258283 | NA | 0 | NA | 0 | NA | W
5579 | Dhamtari | KURUD | CHC | OT | BABY WEIGHING SCALE | 1 | ESSAE | BS250 | 250NB1831 | 3000258284 | NA | 0 | NA | 0 | NA | NW
5580 | Dhamtari | KURUD | CHC | OT | OT TABLE (Hydraulic) | 1 | NA | NA | na | 3000258285 | NA | 0 | NA | 0 | NA | NW
5581 | Dhamtari | KURUD | CHC | Pathology Lab. | NEEDLE DESTROYER | 1 | Saratech | SIR | NA | 3000258286 | NA | 0 | NA | 0 | NA | W
5582 | Dhamtari | KURUD | CHC | Pathology Lab. | HOT AIR OVEN | 1 | MB INSTRUMENT | MB | NA | 3000258287 | NA | 0 | NA | 0 | NA | W
5583 | Dhamtari | KURUD | CHC | Pathology Lab. | CENTRIFUGE MACHINE (8 Tubes) | 1 | COSLAB | NA | NA | 3000258288 | NA | 0 | NA | 0 | NA | W
5584 | Dhamtari | KURUD | CHC | Pathology Lab. | VDRL ROTATOR | 1 | KE | NA | NA | 3000258289 | NA | 0 | NA | 0 | NA | W
5585 | Dhamtari | KURUD | CHC | Pathology Lab. | MICROSCOPE (BINOCULAR) | 1 | LABOMED | VISION 2000 | 1075 | 3000258290 | NA | 0 | NA | 0 | NA | W
5586 | Dhamtari | KURUD | CHC | Pathology Lab. | MICROSCOPE (BINOCULAR) | 1 | OLYMPUS | CHS | 520322 | 3000258291 | NA | 0 | NA | 0 | NA | NW
5587 | Dhamtari | KURUD | CHC | Pathology Lab. | GLUCOMETER | 1 | ACON LABORATORIES | ON CALL PLUS | 103A0372A57 | 3000258292 | NA | 0 | NA | 0 | NA | W
5588 | Dhamtari | KURUD | CHC | Pathology Lab. | MICRO PIPETTE | 1 | P-FACT A | NA | 216173 | 3000258293 | NA | 0 | NA | 0 | NA | W
5589 | Dhamtari | KURUD | CHC | Pathology Lab. | MICRO PIPETTE | 1 | NA | P-FACT A | 216349 | 3000258294 | NA | 0 | NA | 0 | NA | W
5590 | Dhamtari | KURUD | CHC | Pathology Lab. | BABY WEIGHING SCALE | 1 | KD | ACE | NA | 3000258295 | NA | 0 | NA | 0 | NA | W
5591 | Dhamtari | KURUD | CHC | Pathology Lab. | Blood Bank REFRIGERATOR | 1 | HLL | HICARE | CB19G013101 | 3000258296 | NA | 0 | NA | 0 | NA | W
5592 | Dhamtari | KURUD | CHC | Pathology Lab. | REFRIGERATOR | 1 | VIDEOCON | R-134 | 1.2101e+17 | 3000258297 | NA | 0 | NA | 0 | NA | W
5593 | Dhamtari | KURUD | CHC | Pathology Lab. | ADULT WEIGHING MACHINE | 1 | KORPE CORPO | KOHINOOR | NA | 3000258298 | NA | 0 | NA | 0 | NA | W
5594 | Dhamtari | KURUD | CHC | BLOOD BANK | GLUCOMETER | 1 | MICROGENE | ACCUSURE | 4255113470001890 | 3000258299 | NA | 0 | NA | 0 | NA | NW
5595 | Dhamtari | KURUD | CHC | BLOOD BANK | COLORIMETER | 1 | BEACON | NA | 7439 | 3000258300 | NA | 0 | NA | 0 | NA | NW
5596 | Dhamtari | KURUD | CHC | Store Room | OXYGEN CONCENTRATOR | 1 | INDIAN SURGICAL | DYNAMIC KS-5 | NA | 3000258301 | 2012 | 0 | NA | 0 | NA | NW
5597 | Dhamtari | KURUD | CHC | Store Room | AUTOCLAVE | 1 | NA | NA | NA | 3000258302 | 2004 | 0 | NA | 0 | NA | NW
5598 | Dhamtari | KURUD | CHC | Store Room | Serological WATER BATH | 1 | COSLAB | OLD MODEL | NA | 3000258303 | NA | 0 | NA | 0 | NA | NW
5599 | Dhamtari | KURUD | CHC | Store Room | BABY PHOTOTHERAPY UNIT | 1 | NA | NA | NA | 3000258304 | 2013 | 0 | NA | 0 | NA | NW
5600 | Dhamtari | KURUD | CHC | Store Room | MULTIPARA PATIENT MONITOR | 1 | NA | M2702A | DE53012099 | 3000258305 | 2009 | 0 | NA | 0 | NA | W
5601 | Dhamtari | KURUD | CHC | Store Room | ADULT WEIGHING MACHINE | 1 | LOCAL MAKE | NA | NA | 3000258306 | 2015-05-15 | 1 | 2016-05-01 | 0 | NA | NI
5602 | Dhamtari | KURUD | CHC | Store Room | ADULT WEIGHING MACHINE | 1 | LOCAL MAKE | NA | NA | 3000258307 | 2015-05-15 | 1 | 2016-05-01 | 0 | NA | NI
5603 | Dhamtari | KURUD | CHC | Store Room | ADULT WEIGHING MACHINE | 1 | LOCAL MAKE | NA | NA | 3000258308 | 2015-05-15 | 1 | 2016-05-01 | 0 | NA | NI
5604 | Dhamtari | KURUD | CHC | Store Room | ADULT WEIGHING MACHINE | 1 | LOCAL MAKE | NA | NA | 3000258309 | NA | 0 | NA | 0 | NA | NI
5605 | Dhamtari | KURUD | CHC | Store Room | ADULT WEIGHING MACHINE | 1 | LOCAL MAKE | NA | NA | 3000258310 | NA | 0 | NA | 0 | NA | NI
5606 | Dhamtari | KURUD | CHC | Store Room | ADULT WEIGHING MACHINE | 1 | LOCAL MAKE | NA | NA | 3000258311 | NA | 0 | NA | 0 | NA | NI
5607 | Dhamtari | KURUD | CHC | Store Room | ADULT WEIGHING MACHINE | 1 | KORPE CORPO | KOHINOOR | NA | 3000258312 | NA | 0 | NA | 0 | NA | NI
5608 | Dhamtari | KURUD | CHC | Store Room | SUCTION APPARATUS | 1 | LOCAL MAKE | NA | NA | 3000258313 | NA | 0 | NA | 0 | NA | NI
5609 | Dhamtari | Kurud | Civil Hospital | Store Room | SUCTION APPARATUS | 1 | local | NA | NA | 3000258314 | NA | 0 | NA | 0 | NA | NI
5610 | Dhamtari | Kurud | Civil Hospital | Store Room | SUCTION APPARATUS | 1 | local | NA | NA | 3000258315 | NA | 0 | NA | 0 | NA | NI
5611 | Dhamtari | Kurud | Civil Hospital | Store Room | SUCTION APPARATUS | 1 | local | NA | NA | 3000258316 | NA | 0 | NA | 0 | NA | NW
5612 | Dhamtari | Kurud | Civil Hospital | Store Room | SUCTION APPARATUS | 1 | local | NA | NA | 3000258317 | NA | 0 | NA | 0 | NA | NW
5613 | Dhamtari | Kurud | Civil Hospital | Store Room | BABY WEIGHING SCALE | 1 | omega | NA | NA | 3000258318 | NA | 0 | NA | 0 | NA | NW
5614 | Dhamtari | Kurud | Civil Hospital | Store Room | REFRIGERATOR | 1 | LG | GL-181 | 701NLWT005505 | 3000258319 | NA | 0 | NA | 0 | NA | W
5615 | Dhamtari | Kurud | Civil Hospital | Store Room | FOETAL DOPPLER | 1 | prakash | GEI | NA | 3000258320 | 2000 | 0 | NA | 0 | NA | NW
5616 | Dhamtari | Kurud | Civil Hospital | Store Room | NEBULIZER | 1 | infinity medi equipment | my care | 20140103892 | 3000258321 | 2014 | 0 | NA | 0 | NA | NW
5617 | Dhamtari | Kurud | Civil Hospital | Store Room | ECG RECORDER | 1 | BPL | Cardiant 108T | JMA2L29439 | 3000258322 | NA | 0 | NA | 0 | NA | NW
5618 | Dhamtari | Kurud | Civil Hospital | Store Room | LARYNGOSCOPE | 1 | NA | NA | NA | 3000258323 | NA | 0 | NA | 0 | NA | W
5619 | Dhamtari | Kurud | Civil Hospital | Store Room | GLUCOMETER | 1 | omron | HEA-230 | 2212C040E43 | 3000258324 | NA | 0 | NA | 0 | NA | NI
5620 | Dhamtari | Kurud | Civil Hospital | Store Room | SUCTION APPARATUS | 1 | NA | NA | NA | 3000258325 | NA | 0 | NA | 0 | NA | NI
5621 | Dhamtari | Kurud | Civil Hospital | Store Room | VDRL ROTATOR | 1 | Remi | NA | NA | 3000258326 | NA | 0 | NA | 0 | NA | NI
5622 | Dhamtari | Kurud | Civil Hospital | Store Room | FOETAL DOPPLER | 1 | Jain surgical | JC00PP | NA | 3000258327 | NA | 0 | NA | 0 | NA | NW
5623 | Dhamtari | Kurud | Civil Hospital | X-RAY DEPT | X-RAY MACHINE 350mA | 1 | Adonics | NA | NA | 3000258328 | NA | 0 | NA | 0 | NA | W
5624 | Dhamtari | Kurud | Civil Hospital | X-RAY DEPT | X-RAY MACHINE | 1 | Siemens | NA | 0 3289 | 3000258329 | NA | 0 | NA | 0 | NA | NW
5625 | Dhamtari | Kurud | Civil Hospital | X-RAY DEPT | ELECTRIC STERILIZER | 1 | Atlas surgical | 1kw | 0 9F9161 | 3000258330 | NA | 0 | NA | 0 | NA | W
5626 | Dhamtari | Kurud | Civil Hospital | NRC | BABY WEIGHING SCALE | 1 | Essae | BS-250 | 25014131512 | 3000258331 | NA | 0 | NA | 0 | NA | NW
5627 | Dhamtari | Kurud | Civil Hospital | NRC | BABY WEIGHING SCALE | 1 | seea industry | NA | 533405139474 | 3000258332 | 2015-08-01 | 1 | NA | 0 | NA | W
5628 | Dhamtari | GATTASILLI | PHC | Store Room | NEBULIZER | 1 | HIKS | NEBULARE-70 | 140300-344 | 3000258434 | 2015-01-15 | 1 | 2015-01-16 | 0 | NA | W
5629 | Dhamtari | GATTASILLI | PHC | Store Room | BABY WEIGHING SCALE | 1 | bhaseen helth | surarna | NA | 3000258435 | NA | 0 | NA | 0 | NA | NI
5630 | Dhamtari | GATTASILLI | PHC | Store Room | BABY WEIGHING SCALE | 1 | Ramon surgical | NA | NA | 3000258436 | NA | 0 | NA | 0 | NA | NI
5631 | Dhamtari | GATTASILLI | PHC | Store Room | BABY WEIGHING SCALE | 1 | Ramon surgical | NA | NA | 3000258437 | NA | 0 | NA | 0 | NA | NI
5632 | Dhamtari | GATTASILLI | PHC | Store Room | BABY WEIGHING SCALE | 1 | Ramon surgical | NA | NA | 3000258438 | NA | 0 | NA | 0 | NA | NI
5633 | Dhamtari | GATTASILLI | PHC | Store Room | SUCTION APPARATUS | 1 | NA | shiva | NA | 3000258439 | 2015-05-15 | 1 | 2015-06-15 | 0 | NA | NI
5634 | Dhamtari | GATTASILLI | PHC | Store Room | ELECTRIC STERILIZER | 1 | NA | NA | NA | 3000258440 | NA | 0 | NA | 0 | NA | W
5635 | Dhamtari | GATTASILLI | PHC | Store Room | ELECTRIC STERILIZER | 1 | NA | NA | NA | 3000258441 | NA | 0 | NA | 0 | NA | W
5636 | Dhamtari | GATTASILLI | PHC | Store Room | NEEDLE DESTROYER | 1 | SARATECH | NA | NA | 3000258442 | NA | 0 | NA | 0 | NA | W
5637 | Dhamtari | GATTASILLI | PHC | Store Room | ADULT WEIGHING MACHINE | 1 | NA | NA | NA | 3000258443 | 2015-05-15 | 1 | 2015-06-15 | 0 | NA | NW
5638 | Dhamtari | GATTASILLI | PHC | Store Room | SUCTION APPARATUS | 1 | NA | SHIVA | NA | 3000258444 | NA | 0 | NA | 0 | NA | NW
5639 | Dhamtari | GATTASILLI | PHC | Store Room | SUCTION APPARATUS | 1 | NA | SHIVA | NA | 3000258445 | NA | 0 | NA | 0 | NA | W
5640 | Dhamtari | GATTASILLI | PHC | Store Room | LARYNGOSCOPE | 1 | LOCAL | NA | NA | 3000258446 | NA | 0 | NA | 0 | NA | W
5641 | Dhamtari | GATTASILLI | PHC | Store Room | DEEP FREEZER | 1 | HAIR | R134A | BGO4G OEOIO | 3000258447 | NA | 0 | NA | 0 | NA | W
5642 | Dhamtari | GATTASILLI | PHC | Store Room | Ice Lined REFRIGERATOR | 1 | HAIR | NA | OB2AAG132 | 3000258448 | NA | 0 | NA | 0 | NA | W
5643 | Dhamtari | GATTASILLI | PHC | DELIVERY ROOM | BABY WEIGHING SCALE | 1 | NA | CROWN | NA | 3000258449 | NA | 0 | NA | 0 | NA | W
5644 | Dhamtari | GATTASILLI | PHC | DELIVERY ROOM | NEEDLE DESTROYER | 1 | SARATECH | NA | NA | 3000258450 | NA | 0 | NA | 0 | NA | W
5645 | Dhamtari | GATTASILLI | PHC | DELIVERY ROOM | FOETAL DOPPLER | 1 | SURGICAL | FD200B | FD2144045468 | 3000258451 | 2015-01-15 | 1 | 2015-01-16 | 0 | NA | W
5646 | Dhamtari | GATTASILLI | PHC | DELIVERY ROOM | Labour OT TABLE | 1 | NA | NA | NA | 3000258452 | NA | 0 | NA | 0 | NA | W
5647 | Dhamtari | GATTASILLI | PHC | DELIVERY ROOM | SUCTION APPARATUS | 1 | NISCOMED | S4-101 | 11265 | 3000258453 | 2015-01-15 | 1 | 2015-01-16 | 0 | NA | W
5648 | Dhamtari | GATTASILLI | PHC | Opthalmology Dept. | SLIT LAMP | 1 | NA | NA | NA | 3000258454 | NA | 0 | NA | 0 | NA | W
5649 | Dhamtari | GATTASILLI | PHC | Pathology Lab. | REFRIGERATOR | 1 | GODRIS | NA | NA | 3000258455 | 2015-02-13 | 0 | NA | 0 | NA | W
5650 | Dhamtari | GATTASILLI | PHC | Pathology Lab. | GLUCOMETER | 1 | OMRON | HEA230 | 2212B0 | 3000258456 | NA | 0 | NA | 0 | NA | W
5651 | Dhamtari | GATTASILLI | PHC | Pathology Lab. | GLUCOMETER | 1 | OMRON | NA | GU02362880 | 3000258457 | NA | 0 | NA | 0 | NA | W
5652 | Dhamtari | GATTASILLI | PHC | Pathology Lab. | CENTRIFUGE MACHINE | 1 | COSLAB | NA | NA | 3000258458 | NA | 0 | NA | 0 | NA | W
5653 | Dhamtari | GATTASILLI | PHC | Pathology Lab. | MICROSCOPE (BINOCULAR) | 1 | Labomed | 131164696 | 67B037 | 3000258459 | 2015-07-14 | 0 | NA | 0 | NA | W
5654 | Dhamtari | GATTASILLI | PHC | Pathology Lab. | MICRO PIPETTE (100 micro let.) | 1 | LOCAL MADE | NA | NA | 3000258460 | 2015-07-14 | 0 | NA | 0 | NA | NI
5655 | Dhamtari | GATTASILLI | PHC | Pathology Lab. | MICRO PIPETTE (50 micro Let.) | 1 | LOCAL MADE | NA | NA | 3000258461 | 2015-07-14 | 0 | NA | 0 | NA | NI
5656 | Dhamtari | GATTASILLI | PHC | Injection Room | NEEDLE DESTROYER | 1 | SARATECH | S1R | NA | 3000258462 | NA | 0 | NA | 0 | NA | W
5657 | Dhamtari | GATTASILLI | PHC | Injection Room | ELECTRIC STERILIZER | 1 | NA | NA | NA | 3000258463 | NA | 0 | NA | 0 | NA | W
5658 | Dhamtari | GATTASILLI | PHC | Injection Room | ADULT WEIGHING MACHINE | 1 | SAMSO | NA | NA | 3000258464 | 2015-01-13 | 0 | NA | 0 | NA | W
5659 | Dhamtari | GATTASILLI | PHC | OPD | SPHYGMOMANOMETER (DIGITAL) | 1 | ASPEN | BP101G | NA | 3000258465 | 2014-11-01 | 1 | 2015-11-15 | 0 | NA | W
5660 | Dhamtari | GATTASILLI | PHC | OPD | SPHYGMOMANOMETER (MERCURIAL) | 1 | DIAMOND | REGULAR | NA | 3000258466 | 2015-05-01 | 1 | 2015-01-16 | 0 | NA | W
5661 | Dhamtari | GATTASILLI | PHC | Store Room | AUTOCLAVE | 1 | NA | NA | NA | 3000258468 | NA | 0 | NA | 0 | NA | W
5662 | Dhamtari | GATTASILLI | PHC | Store Room | SUCTION APPARATUS | 1 | SHIVA | NA | NA | 3000258467 | NA | 0 | NA | 0 | NA | W
5663 | Dhamtari | AKALADONGARI | PHC | OPD | SPHYGMOMANOMETER (MERCURIAL) | 1 | LIFE LENE | BETA | 7804 | 3000258524 | 2015-03-13 | 0 | NA | 0 | NA | W
5664 | Dhamtari | AKALADONGARI | PHC | OPD | ADULT WEIGHING MACHINE | 1 | NA | SAMSO | NA | 3000258525 | NA | 0 | NA | 0 | NA | W
5665 | Dhamtari | AKALADONGARI | PHC | OPD | NEEDLE DESTROYER | 1 | SARATECH | SIR | NA | 3000258526 | NA | 0 | NA | 0 | NA | W
5666 | Dhamtari | AKALADONGARI | PHC | OPD | GLUCOMETER | 1 | PALM LAB | HEA230 | 2212CO40E58 | 3000258527 | NA | 0 | NA | 0 | NA | W
5667 | Dhamtari | AKALADONGARI | PHC | OPD | GLUCOMETER | 1 | OMRON | ACCUCHEK | GC16892569 | 3000258528 | NA | 0 | NA | 0 | NA | W
5668 | Dhamtari | AKALADONGARI | PHC | DELIVERY ROOM | FOETAL DOPPLER | 1 | EURODOPP | NA | NA | 3000258529 | NA | 0 | NA | 0 | NA | W
5669 | Dhamtari | AKALADONGARI | PHC | DELIVERY ROOM | BABY WEIGHING SCALE | 1 | RAMEN SURGICAL | CROWN | NA | 3000258530 | NA | 0 | NA | 0 | NA | W
5670 | Dhamtari | AKALADONGARI | PHC | DELIVERY ROOM | NEEDLE DESTROYER | 1 | saratech | s1R | NA | 3000258531 | NA | 0 | NA | 0 | NA | W
5671 | Dhamtari | Sihawa | PHC | DELIVERY ROOM | BABY WEIGHING SCALE (Digital) | 1 | Aikripa Enter Prise | Easse BS 200 | 25014131714 | 3000101869 | 2014-08-01 | 0 | NA | 0 | NA | W
5672 | Dhamtari | Sihawa | PHC | DELIVERY ROOM | BABY WEIGHING SCALE | 1 | NA | Libra | NA | 3000101870 | 2014-01-01 | 0 | NA | 0 | NA | W
5673 | Dhamtari | Sihawa | PHC | DELIVERY ROOM | SUCTION APPARATUS (foot operated) | 1 | NA | 7 B | 0 0 0 91 | 3000101871 | 2013-10-01 | 0 | NA | 0 | NA | W
5674 | Dhamtari | Sihawa | PHC | DELIVERY ROOM | SUCTION APPARATUS (2 Container) | 1 | NA | Shiva | NA | 3000101872 | 2007-10-01 | 0 | NA | 0 | NA | W
5675 | Dhamtari | Sihawa | PHC | DELIVERY ROOM | NEEDLE DESTROYER | 1 | Sata Tech | 100 VA/ 60 VA | NA | 3000101873 | NA | 0 | NA | 0 | NA | W
5676 | Dhamtari | Sihawa | PHC | Pathology Lab. | REFRIGERATOR | 1 | Godrej | 6 DA 19 A 1 | NA | 3000101874 | 2014 | 0 | NA | 0 | NA | W
5677 | Dhamtari | Sihawa | PHC | Pathology Lab. | GLUCOMETER | 1 | Awn Laboratories | On call Plus | 103 A0 2 E 30 F 5 | 3000101875 | 2015-07-01 | 0 | NA | 0 | NA | W
5678 | Dhamtari | Sihawa | PHC | Pathology Lab. | CENTRIFUGE MACHINE (4 Tubes) | 1 | NA | NA | NA | 3000101876 | NA | 0 | NA | 0 | NA | W
5679 | Dhamtari | Sihawa | PHC | Pathology Lab. | MICROSCOPE (BINOCULAR) | 1 | Labomed | Vision 2000 | 1401665 71 | 3000101877 | 2014-01-01 | 0 | NA | 0 | NA | W
5680 | Dhamtari | Sihawa | PHC | Pathology Lab. | MICROSCOPE (MONOCULAR) | 1 | Beck Kassel | X 1-14 | 6319 | 3000101878 | 2008-01-01 | 0 | NA | 0 | NA | NW
5681 | Dhamtari | Sihawa | PHC | Pathology Lab. | MICROSCOPE (MONOCULAR) | 1 | Unilab | GE - 40 | 25493 | 3000101879 | 2008-01-01 | 0 | NA | 0 | NA | NW
5682 | Dhamtari | Sihawa | PHC | Pathology Lab. | MICROSCOPE (BINOCULAR) | 1 | Advanced Reasearch | RMH - 4 BKL | 22477 | 3000101880 | 2008-01-01 | 0 | NA | 0 | NA | NW
5683 | Dhamtari | Sihawa | PHC | Pathology Lab. | NEEDLE DESTROYER | 1 | Sata Tech | S1R C100 VA | NA | 3000101881 | NA | 0 | NA | 0 | NA | W
5684 | Dhamtari | Sihawa | PHC | Medicine Room | SLIT LAMP (Eye) | 1 | NA | NA | NA | 3000101882 | 2014 | 0 | NA | 0 | NA | W
5685 | Dhamtari | Sihawa | PHC | Medicine Room | SPHYGMOMANOMETER (MERCURIAL) | 1 | Popular Dressing Industnes | Prolix | 10120121 | 3000101883 | 2014-01-01 | 0 | NA | 0 | NA | W
5686 | Dhamtari | Sihawa | PHC | Dressing Room | STERILIZER | 1 | NA | NA | NA | 3000101884 | 2015-04-01 | 0 | NA | 0 | NA | W
5687 | Dhamtari | Sihawa | PHC | Doctor's Room | SPHYGMOMANOMETER (MERCURIAL) | 1 | Life Line | Diamond | NA | 3000101885 | 2015-04-01 | 0 | NA | 0 | NA | W
5688 | Dhamtari | Sihawa | PHC | Doctor's Room | SPHYGMOMANOMETER (MERCURIAL) | 1 | Supreme Surgical | Gold Supreme | 98109012 | 3000101886 | 2014-01-01 | 0 | NA | 0 | NA | W
5689 | Dhamtari | Sihawa | PHC | Doctor's Room | VISION CHART BOX | 1 | NA | NA | NA | 3000101887 | 2014 | 0 | NA | 0 | NA | W
5690 | Dhamtari | Sihawa | PHC | Doctor's Room | BABY WEIGHING SCALE | 1 | Crown | Victoria DX | NA | 3000101888 | 2014-01-01 | 0 | NA | 0 | NA | W
5691 | Dhamtari | Sihawa | PHC | Doctor's Room | BABY WEIGHING SCALE | 1 | Crown | NA | NA | 3000101889 | 2012-08-01 | 0 | NA | 0 | NA | W
5692 | Dhamtari | Sihawa | PHC | Doctor's Room | BABY WEIGHING SCALE | 1 | NA | Krups | NA | 3000101890 | 2015-04-01 | 0 | NA | 0 | NA | W
5693 | Dhamtari | Sihawa | PHC | Doctor's Room | SPHYGMOMANOMETER (MERCURIAL) | 1 | NA | Diamond | 80191 | 3000101891 | 2015-04-01 | 0 | NA | 0 | NA | W
5694 | Dhamtari | Sihawa | PHC | Store Room | AUTOCLAVE | 1 | NA | Life Plus | NA | 3000101892 | 2015-04-01 | 0 | NA | 0 | NA | W
5695 | Dhamtari | Sihawa | PHC | Store Room | NEEDLE DESTROYER | 1 | NA | Sapna | NA | 3000101893 | 2015-04-01 | 0 | NA | 0 | NA | W
5696 | Dhamtari | Belargaon | PHC | Pathology Lab. | REFRIGERATOR | 1 | Whirlpool | DC 19 | NA | 3000101906 | 2014 | 0 | NA | 0 | NA | W
5697 | Dhamtari | Belargaon | PHC | Pathology Lab. | GLUCOMETER | 1 | Awn Laboratories | Oncell Plus | 103 A0 2 E 31 F | 3000101907 | 2012-08-01 | 0 | NA | 0 | NA | W
5698 | Dhamtari | Belargaon | PHC | Pathology Lab. | Stabilizer | 1 | A.K. Electrinic | NA | NA | 3000101908 | NA | 0 | NA | 0 | NA | W
5699 | Dhamtari | Belargaon | PHC | Pathology Lab. | MICROSCOPE (BINOCULAR) | 1 | Labomed | Labomed Vision 2000 | 141275848 | 3000101909 | 2015-04-01 | 0 | NA | 0 | NA | W
5700 | Dhamtari | Belargaon | PHC | Pathology Lab. | MICROSCOPE (BINOCULAR) | 1 | Advonced Reasearch | RMH - 4 B | 17479 | 3000101910 | NA | 0 | NA | 0 | NA | NW
5701 | Dhamtari | Belargaon | PHC | Pathology Lab. | MICROSCOPE (MONOCULAR) | 1 | Unilab | GE - 40 | 2650 5 | 3000101911 | NA | 0 | NA | 0 | NA | NW
5702 | Dhamtari | Belargaon | PHC | Pathology Lab. | Calori Meter | 1 | Beacon | Octa | NA | 3000101912 | NA | 0 | NA | 0 | NA | W
5703 | Dhamtari | Belargaon | PHC | Pathology Lab. | VDRL ROTATOR | 1 | Wslab | NA | NA | 3000101913 | 2012-08-01 | 0 | NA | 0 | NA | W
5704 | Dhamtari | Belargaon | PHC | Pathology Lab. | CENTRIFUGE MACHINE (4 Tubes) | 1 | NA | NA | NA | 3000101914 | 2015-04-01 | 0 | NA | 0 | NA | W
5705 | Dhamtari | Belargaon | PHC | Pathology Lab. | MICROSCOPE (BINOCULAR) | 1 | Labomed | Labomed Vision 2000 | 1055 | 3000101915 | 2015-04-01 | 0 | NA | 0 | NA | W
5706 | Dhamtari | Belargaon | PHC | Pathology Lab. | GLUCOMETER | 1 | Fuishan Industrial Zone | Omron | 2212 B 060620 | 3000101916 | 2015-05-01 | 0 | NA | 0 | NA | W
5707 | Dhamtari | Belargaon | PHC | Store Room | AUTOCLAVE | 1 | NA | NA | NA | 3000101917 | 2013-04-01 | 0 | NA | 0 | NA | W
5708 | Dhamtari | Belargaon | PHC | Store Room | SPHYGMOMANOMETER (MERCURIAL) | 1 | Supreme Surgical | Gold Supreme | 981091410 | 3000101918 | 2010-04-01 | 0 | NA | 0 | NA | W
5709 | Dhamtari | Belargaon | PHC | Store Room | SPHYGMOMANOMETER (MERCURIAL) | 1 | Energy Surgical Udyog | Jainco | 4868 | 3000101919 | 2010-04-01 | 0 | NA | 0 | NA | W
5710 | Dhamtari | Belargaon | PHC | Store Room | Stabilizer | 1 | Pagaria | 2100 A | NA | 3000101920 | NA | 0 | NA | 0 | NA | NW
5711 | Dhamtari | Belargaon | PHC | Store Room | AUTOCLAVE | 1 | NA | NA | NA | 3000101921 | 2003-04-01 | 0 | NA | 0 | NA | W
5712 | Dhamtari | Belargaon | PHC | Store Room | AUTOCLAVE | 1 | NA | NA | NA | 3000101922 | 2003-04-01 | 0 | NA | 0 | NA | W
5713 | Dhamtari | Belargaon | PHC | DELIVERY ROOM | AUTOCLAVE | 1 | NA | NA | NA | 3000101923 | 2003-04-01 | 0 | NA | 0 | NA | W
5714 | Dhamtari | Belargaon | PHC | DELIVERY ROOM | BABY WEIGHING SCALE | 1 | Aikripa Enterprises | Earse B 5 250 | 25014131721 | 3000101924 | NA | 0 | NA | 0 | NA | W
5715 | Dhamtari | Belargaon | PHC | DELIVERY ROOM | SUCTION APPARATUS (foot operated) | 1 | NA | 7 B | 0 0 0 6 7 | 3000101925 | 2013-08-01 | 0 | NA | 0 | NA | W
5716 | Dhamtari | Belargaon | PHC | DELIVERY ROOM | NEEDLE DESTROYER | 1 | NA | Sapna | NA | 3000101926 | NA | 0 | NA | 0 | NA | W
5717 | Dhamtari | Belargaon | PHC | DELIVERY ROOM | Sterlizer (2 liter) | 1 | NA | NA | NA | 3000101927 | 2012-08-01 | 0 | NA | 0 | NA | W
5718 | Dhamtari | Belargaon | PHC | DELIVERY ROOM | SPHYGMOMANOMETER (MERCURIAL) | 1 | Diamond | Delux | 5964 | 3000101928 | 2012-09-01 | 0 | NA | 0 | NA | W
5719 | Dhamtari | Belargaon | PHC | DELIVERY ROOM | SPHYGMOMANOMETER (MERCURIAL) | 1 | Diamond | Delux | 33185 | 3000101929 | NA | 0 | NA | 0 | NA | W
5720 | Dhamtari | Belargaon | PHC | Opthalmology Dept. | Eye SLIT LAMP | 1 | NA | NA | NA | 3000101930 | NA | 0 | NA | 0 | NA | W
5721 | Dhamtari | Belargaon | PHC | Opthalmology Dept. | Eye Vision Chart | 1 | NA | NA | NA | 3000101931 | NA | 0 | NA | 0 | NA | W
5722 | Dhamtari | Belargaon | PHC | Opthalmology Dept. | Sterlizer (2 liter) | 1 | NA | NA | NA | 3000101932 | NA | 0 | NA | 0 | NA | W
5723 | Dhamtari | Belargaon | PHC | Injection Room | NEEDLE DESTROYER | 1 | NA | Sai + Life | NA | 3000101933 | 2015-07-01 | 0 | NA | 0 | NA | W
5724 | Dhamtari | Belargaon | PHC | Doctor's Room | SPHYGMOMANOMETER (MERCURIAL) | 1 | NA | Life Line | 10938 | 3000101934 | 2014-01-01 | 0 | NA | 0 | NA | W
5725 | Dhamtari | Belargaon | PHC | Doctor's Room | SPHYGMOMANOMETER (MERCURIAL) | 1 | Supreme Surgical | Hart & Caree | NA | 3000101935 | 2014-01-01 | 0 | NA | 0 | NA | W
5726 | Dhamtari | Belargaon | PHC | Doctor's Room | REFRIGERATOR | 1 | Godrej | GOA 19 A 2 | NA | 3000101936 | 2014 | 0 | NA | 0 | NA | W
5727 | Dhamtari | Belargaon | PHC | Doctor's Room | BABY WEIGHING SCALE | 1 | Crown | Victoria DX | NA | 3000101937 | NA | 0 | NA | 0 | NA | W
5728 | Dhamtari | Sirri | PHC | Opthalmology Dept. | Optholmoscope | 1 | NA | NA | NA | 3000258050 | NA | 0 | NA | 0 | NA | W
5729 | Dhamtari | Sirri | PHC | Opthalmology Dept. | VISION DRUM | 1 | NA | NA | NA | 3000258051 | NA | 0 | NA | 0 | NA | W
5730 | Dhamtari | Sirri | PHC | Opthalmology Dept. | Weight Machine | 1 | Local Made | NA | NA | 3000258052 | NA | 0 | NA | 0 | NA | W
5731 | Dhamtari | Sirri | PHC | Doctor's Room | Foetal Dopler | 1 | Jain Surgical Trader | JC-Dopp | NA | 3000258053 | NA | 0 | NA | 0 | NA | W
5732 | Dhamtari | Sirri | PHC | Doctor's Room | Blood Presseur Monitor (Mercury) | 1 | NA | Prolix | 10120136 | 3000258055 | NA | 0 | NA | 0 | NA | W
5733 | Dhamtari | Sirri | PHC | Doctor's Room | Blood Presseur Monitor | 1 | Sumo | 8 BP 4006 | NA |  | NA | 0 | NA | 0 | NA | W
5734 | Dhamtari | Sirri | PHC | Pathology Lab. | Cell Counter (Manual) | 1 | Bio Plus | NA | NA |  | NA | 0 | NA | 0 | NA | W
5735 | Dhamtari | Sirri | PHC | Injection Room | Syringe & Needle Cutter | 1 | Sara Tech | S1R | 6918 | 3000258060 | NA | 0 | NA | 0 | NA | W
5736 | Dhamtari | Sirri | PHC | Injection Room | ELECTRIC STERILIZER | 1 | Local | NA | NA | 3000258061 | NA | 0 | NA | 0 | NA | W
5737 | Dhamtari | Sirri | PHC | Injection Room | Blood Presure Monitor (Mercurry) | 1 | NA | Prolix | 10120136 | 3000258062 | NA | 0 | NA | 0 | NA | W
5738 | Dhamtari | Sirri | PHC | Injection Room | Weight Machine | 1 | Kohinoor | NA | NA | 3000258063 | NA | 0 | NA | 0 | NA | NI
5739 | Dhamtari | Sirri | PHC | Store Room | Hub Cutter | 1 | SW | NA | NA | 3000258064 | NA | 0 | NA | 0 | NA | NI
5740 | Dhamtari | Sirri | PHC | Store Room | Hub Cutter | 1 | SW | NA | NA | 3000258065 | NA | 0 | NA | 0 | NA | NI
5741 | Dhamtari | Sirri | PHC | Store Room | Hub Cutter | 1 | SW | NA | NA | 3000258066 | NA | 0 | NA | 0 | NA | NI
5742 | Dhamtari | Sirri | PHC | Store Room | Hub Cutter | 1 | SW | NA | NA | 3000258067 | NA | 0 | NA | 0 | NA | NI
5743 | Dhamtari | Sirri | PHC | Store Room | Weight Machine (Analog) | 1 | Kohinoor | NA | NA | 3000258068 | NA | 0 | NA | 0 | NA | NI
5744 | Dhamtari | Sirri | PHC | Store Room | Weight Machine (Analog) | 1 | Kohinoor | NA | NA | 3000258069 | NA | 0 | NA | 0 | NA | NI
5745 | Dhamtari | Sirri | PHC | Store Room | Weight Machine (Analog) | 1 | Kohinoor | NA | NA | 3000258070 | NA | 0 | NA | 0 | NA | NI
5746 | Dhamtari | Sirri | PHC | Doctor's Room | Blood Presseur Monitor (Mercury) | 1 | Elite Surgical | Pagacla | 280560 | 3000258035 | NA | 0 | NA | 0 | NA | W
5747 | Dhamtari | Sirri | PHC | Doctor's Room | Gluco Meter | 1 | Standerd Dignostic | NA | MOIAGB AA7071 | 3000258036 | NA | 0 | NA | 0 | NA | W
5748 | Dhamtari | Sirri | PHC | Doctor's Room | Autos Cope | 1 | HEINE | Mini 3000 | NA | 3000258037 | 2013-09-01 | 0 | NA | 0 | NA | W
5749 | Dhamtari | Sirri | PHC | DELIVERY ROOM | Baby Weight Machine | 1 | Crown | NA | NA | 3000258038 | NA | 0 | NA | 0 | NA | W
5750 | Dhamtari | Sirri | PHC | DELIVERY ROOM | Baby Weight Machine (Digital) | 1 | Essae | BS - 250 | 25014131703 | 3000258039 | NA | 0 | NA | 0 | NA | W
5751 | Dhamtari | Sirri | PHC | DELIVERY ROOM | Foetal Heart Monitor | 1 | Mehar | Ready Doppmark | F 00048 | 3000258045 | NA | 0 | NA | 0 | NA | W
5752 | Dhamtari | Sirri | PHC | DELIVERY ROOM | VDRL Saker | 1 | Ke | NA | NA | 3000258046 | NA | 0 | NA | 0 | NA | NW
5753 | Dhamtari | Sirri | PHC | OT | Auto Clave Manual | 1 | NA | 20 Ltr | NA | 3000258047 | NA | 0 | NA | 0 | NA | W
5754 | Dhamtari | Sirri | PHC | OT | Foot SUCTION APPARATUS | 1 | Shiva | NA | NA | 3000258048 | NA | 0 | NA | 0 | NA | W
5755 | Dhamtari | Sirri | PHC | OT | DELIVERY TABLE | 1 | NA | NA | NA | 3000258049 | NA | 0 | NA | 0 | NA | NW
5756 | Dhamtari | Sirri | PHC | Pathology Lab. | Microscope (Binuclear) | 1 | Panjab Suction Latomed | Vision 2000 | 0 9 0 2 | 3000258054 | 2014-01-01 | 0 | NA | 0 | NA | W
5757 | Dhamtari | Sirri | PHC | Pathology Lab. | Micro-Pipett | 1 | R.V. Instru Pvt. Ltd. | Handy Pette | 101100197 | 3000258072 | NA | 0 | NA | 0 | NA | W
5758 | Dhamtari | Sirri | PHC | Pathology Lab. | Gluco Meter | 1 | Omron | HEA-230 | 221200 40 E48 | 3000258056 | NA | 0 | NA | 0 | NA | W
5759 | Dhamtari | Sirri | PHC | Pathology Lab. | REFRIGERATOR | 1 | LG | GL - HSC - L4 | 305NFJT 084076 | 3000258057 | NA | 0 | NA | 0 | NA | W
5760 | Dhamtari | Sirri | PHC | Pathology Lab. | Syringe & Needle Cutter | 1 | Sara Tech | S1R | 2883 | 3000258058 | NA | 0 | NA | 0 | NA | W
5761 | Dhamtari | Sirri | PHC | DELIVERY ROOM | Syringe & Needle Cutter | 1 | Sara Tech | S1R | 7826 | 3000258040 | NA | 0 | NA | 0 | NA | W
5762 | Dhamtari | Sirri | PHC | DELIVERY ROOM | Blood Presseur Monitor (Mercury) | 1 | Popular Dressing Industnes | Prolix | 10120141 | 3000258041 | NA | 0 | NA | 0 | NA | W
5763 | Dhamtari | Sirri | PHC | DELIVERY ROOM | Foot SUCTION APPARATUS | 1 | Shiva | NA | NA | 3000258042 | NA | 0 | NA | 0 | NA | W
5764 | Dhamtari | Sirri | PHC | DELIVERY ROOM | Oxygen Concentrator | 1 | Aspen | OC2 Plus | MZJ5 07734 | 3000258043 | NA | 0 | NA | 0 | NA | W
5765 | Dhamtari | Sirri | PHC | DELIVERY ROOM | DELIVERY TABLE | 1 | NA | NA | NA | 3000258044 | NA | 0 | NA | 0 | NA | W
5766 | Durg | Murmunda | PHC | Injection Room | AUTOCLAVE | 1 | NA | NA | NA | 3000101534 | 2.2011 | 0 | NA | 0 | NA | W
5767 | Durg | Murmunda | PHC | Injection Room | NEEDLE DESTROYER | 1 | microsil | ND-350 | 2240 | 3000101535 | NA | 0 | NA | 0 | NA | W
5768 | Durg | Murmunda | PHC | Injection Room | ELECTRIC STERILIZER | 1 | NA | NA | NA | 3000101536 | 25.6.2001 | 0 | NA | 0 | NA | W
5769 | Durg | Murmunda | PHC | Injection Room | CENTRIFUGE MACHINE | 1 | NA | NA | NA | 3000101537 | 5.2012 | 0 | NA | 0 | NA | W
5770 | Durg | Murmunda | PHC | Injection Room | MICROSCOPE (BINOCULAR) | 1 | radical | 2262 | 9474292 | 3000101538 | 6.2012 | 0 | NA | 0 | NA | W
5771 | Durg | Murmunda | PHC | Pathology Lab. | Vision test machine | 1 | NA | NA | NA | 3000101540 | NA | 0 | NA | 0 | NA | W
5772 | Durg | Murmunda | PHC | Pathology Lab. | DEEP FREEZER | 1 | Vest frost Denmark | NA | NA | 3000101541 | 2013-01-01 | 0 | NA | 0 | NA | W
5773 | Durg | Murmunda | PHC | Pathology Lab. | Ice Lined REFRIGERATOR | 1 | Denmark | NA | 50213175 | 3000101542 | 2013-01-01 | 0 | NA | 0 | NA | W
5774 | Durg | Murmunda | PHC | Pathology Lab. | SPHYGMOMANOMETER (MERCURIAL) | 1 | Diamonds | CM/L-0196043 | NA | 3000101543 | 2013-01-01 | 0 | NA | 0 | NA | W
5775 | Durg | Murmunda | PHC | Pathology Lab. | REFRIGERATOR | 1 | LG | GL-195RL4 | NA | 3000101544 | 2012-09-01 | 0 | NA | 0 | NA | W
5776 | Durg | Murmunda | PHC | Injection Room | GLUCOMETER | 1 | free style optimum | NA | NA | 3000101545 | NA | 0 | NA | 0 | NA | W
5777 | Durg | Murmunda | PHC | Injection Room | GLUCOMETER | 1 | Palm | NA | NA | 3000101546 | NA | 0 | NA | 0 | NA | W
5778 | Durg | Murmunda | PHC | Injection Room | NEBULIZER | 1 | Easy care | AC230V | 20/44/3210002614 | 3000101547 | 2012-03-01 | 0 | NA | 0 | NA | NW
5779 | Durg | Murmunda | PHC | Injection Room | SUCTION APPARATUS | 1 | NA | NA | NA | 3000101548 | 2012-08-01 | 0 | NA | 0 | NA | W
5780 | Durg | Murmunda | PHC | Injection Room | PULSE OXIMETER | 1 | Choice MMD | MD300C20 | 1 42826105994 | 3000101549 | 2015-03-01 | 0 | NA | 0 | NA | W
5781 | Durg | Murmunda | PHC | Injection Room | SUCTION APPARATUS | 1 | NA | NA | 2209 | 3000101550 | 3/1015 | 0 | NA | 0 | NA | W
5782 | Durg | Murmunda | PHC | DELIVERY ROOM | SPHYGMOMANOMETER (MERCURIAL) | 1 | Elite | CM/L0896172 | 9677 | 3000101551 | 2002-06-01 | 0 | NA | 0 | NA | W
5783 | Durg | Murmunda | PHC | DELIVERY ROOM | BABY WEIGHING SCALE | 1 | Ramon surgical | ISO-9001 | NA | 3000101552 | NA | 0 | NA | 0 | NA | W
5784 | Durg | Murmunda | PHC | DELIVERY ROOM | ADULT WEIGHING MACHINE | 1 | Krups | NA | NA | 3000101553 | NA | 0 | NA | 0 | NA | W
5785 | Durg | Murmunda | PHC | DELIVERY ROOM | NEBULIZER | 1 | NA | NA | 462 | 3000101539 | 2015-03-01 | 0 | NA | 0 | NA | W
5786 | Durg | Purena | PHC | Doctor's Room | ADULT WEIGHING MACHINE | 1 | Krups | NA | NA | 3000101560 | 2013-03-01 | 0 | NA | 0 | NA | W
5787 | Durg | Purena | PHC | Doctor's Room | NEEDLE DESTROYER | 1 | NA | S1R | NA | 3000101559 | NA | 0 | NA | 0 | NA | W
5788 | Durg | Purena | PHC | Doctor's Room | BABY WEIGHING SCALE | 1 | crown | NA | NA | 3000101558 | 2015-01-01 | 0 | NA | 0 | NA | W
5789 | Durg | Purena | PHC | Doctor's Room | NEEDLE DESTROYER | 1 | SAI+LIFE | NA | NA | 3000101556 | NA | 0 | NA | 0 | NA | W
5790 | Durg | Purena | PHC | Doctor's Room | BABY WEIGHING SCALE | 1 | Docbel | NA | NA | 3000101557 | 2003-12-01 | 0 | NA | 0 | NA | W
5791 | Durg | Purena | PHC | Store Room | GLUCOMETER | 1 | one touch | NA | SAFGGCLS | 3000101555 | NA | 0 | NA | 0 | NA | W
5792 | Durg | Purena | PHC | Store Room | SPHYGMOMANOMETER (MERCURIAL) | 1 | Diamonds | CM/L96043 | NA | 3000098395 | 2015-03-01 | 0 | NA | 0 | NA | W
5793 | Durg | Purena | PHC | Store Room | ELECTRIC STERILIZER | 1 | NA | NA | NA | 3000098396 | 2009-09-01 | 0 | NA | 0 | NA | W
5794 | Durg | Purena | PHC | Store Room | ELECTRIC STERILIZER | 1 | Atlas | CM/LQ961 | NA | 3000098397 | 2010-02-01 | 0 | NA | 0 | NA | NW
5795 | Durg | Purena | PHC | Store Room | REFRIGERATOR | 1 | Neo | NA | NA | 3000098398 | 2010-02-01 | 0 | NA | 0 | NA | W
5796 | Durg | Purena | PHC | Store Room | THERMOMETER | 1 | NA | NA | NA | 3000098399 | 2007-07-01 | 0 | NA | 0 | NA | W
5797 | Durg | Purena | PHC | DELIVERY ROOM | FOETAL DOPPLER | 1 | Neo | NA | NA | 3000098402 | 2012-11-01 | 0 | NA | 0 | NA | W
5798 | Durg | Purena | PHC | DELIVERY ROOM | PULSE OXIMETER | 1 | NA | NA | NA | 3000098401 | 2008-02-01 | 0 | NA | 0 | NA | NW
5799 | Durg | Nankathi | PHC | Doctor's Room | ADULT WEIGHING MACHINE | 1 | Krups | NA | NA | 3000098387 | 2015-03-01 | 0 | NA | 0 | NA | W
5800 | Durg | Nankathi | PHC | Doctor's Room | SPHYGMOMANOMETER (MERCURIAL) | 1 | life line | CM/L9421877 | 96463 | 3000098388 | NA | 0 | NA | 0 | NA | W
5801 | Durg | Nankathi | PHC | Doctor's Room | SPHYGMOMANOMETER (MERCURIAL) | 1 | Diamonds | CM/L0196043 | NA | 3000098385 | 28/3/2015 | 0 | NA | 0 | NA | W
5802 | Durg | Nankathi | PHC | Doctor's Room | REFRIGERATOR | 1 | Samsung | RRI9148CAR | 0A014ZAF803825Y | 3000098386 | 2014-09-01 | 0 | NA | 0 | NA | W
5803 | Durg | Nankathi | PHC | Doctor's Room | DEEP FREEZER | 1 | Denmark | MA-142 | 65113938 | 3000098384 | 1997-03-10 | 0 | NA | 0 | NA | W
5804 | Durg | Nankathi | PHC | Store Room | Ice Lined REFRIGERATOR | 1 | NA | MK144 | 65115360 | 3000098383 | 2013-12-01 | 0 | NA | 0 | NA | W
5805 | Durg | Nankathi | PHC | Store Room | THERMOMETER | 1 | Logtag | TRID30-7FW | 1059001868 | 3000098382 | NA | 0 | NA | 0 | NA | W
5806 | Durg | Nankathi | PHC | Vaccination Room | NEEDLE DESTROYER | 1 | microsil | ND-360 | 4B62/03 | 3000098389 | 2005-05-01 | 0 | NA | 0 | NA | W
5807 | Durg | Nankathi | PHC | Vaccination Room | BABY WEIGHING SCALE | 1 | MOH | NA | NA | 3000098381 | 14/7/2015 | 0 | NA | 0 | NA | W
5808 | Durg | Nankathi | PHC | DELIVERY ROOM | Ultra sonic doppler | 1 | NA | NA | NA | 3000098380 | NA | 0 | NA | 0 | NA | W
5809 | Durg | Nankathi | PHC | DELIVERY ROOM | FOETAL DOPPLER | 1 | COM | FD-200D | NA | 3000098379 | 2009-04-01 | 0 | NA | 0 | NA | W
5810 | Durg | Nankathi | PHC | DELIVERY ROOM | BABY WEIGHING SCALE | 1 | Docbel | NA | NA | 3000098378 | NA | 0 | NA | 0 | NA | W
5811 | Durg | Nankathi | PHC | DELIVERY ROOM | SUCTION APPARATUS | 1 | NA | NA | NA | 3000098377 | NA | 0 | NA | 0 | NA | W
5812 | Durg | Nankathi | PHC | DELIVERY ROOM | SUCTION APPARATUS | 1 | NA | NA | NA | 3000098376 | NA | 0 | NA | 0 | NA | W
5813 | Durg | Nankathi | PHC | DELIVERY ROOM | MICROSCOPE (BINOCULAR) | 1 | Olympus | NA | 4960 | 3000098390 | NA | 0 | NA | 0 | NA | W
5814 | Durg | Nankathi | PHC | Injection Room | ELECTRIC STERILIZER | 1 | Rexco | NA | NA | 3000098391 | 2005-07-01 | 0 | NA | 0 | NA | W
5815 | Durg | Nankathi | PHC | Injection Room | SUCTION APPARATUS | 1 | NA | NA | NA | 3000098392 | NA | 0 | NA | 0 | NA | W
5816 | Durg | Nankathi | PHC | DELIVERY ROOM | REFRIGERATOR | 1 | NA | NA | NA | 3000098393 | NA | 0 | NA | 0 | NA | W
5817 | Durg | Nankathi | PHC | DELIVERY ROOM | PULSE OXIMETER | 1 | NA | NA | NA | 3000098394 | 2009-04-01 | 0 | NA | 0 | NA | NW
5818 | Durg | Gadadih | PHC | DELIVERY ROOM | DELIVERY TABLE | 1 | NA | NA | NA | 3000076048 | NA | 0 | NA | 0 | NA | W
5819 | Durg | Gadadih | PHC | DELIVERY ROOM | AUTOCLAVE | 1 | NA | NA | NA | 3000076049 | 2014 | 0 | NA | 0 | NA | W
5820 | Durg | Gadadih | PHC | DELIVERY ROOM | ELECTRIC STERILIZER | 1 | NA | NA | NA | 3000076050 | NA | 0 | NA | 0 | NA | W
5821 | Durg | Gadadih | PHC | DELIVERY ROOM | BABY WEIGHING SCALE | 1 | Docbel | NA | NA | 3000076051 | 2015 | 1 | NA | 0 | NA | W
5822 | Durg | Gadadih | PHC | DELIVERY ROOM | FOETAL DOPPLER | 1 | ucomin | FD-200D | FD201402022928 | 3000076052 | 2015 | 0 | NA | 0 | NA | W
5823 | Durg | Gadadih | PHC | DELIVERY ROOM | SPHYGMOMANOMETER (MERCURIAL) | 1 | sri jai durge | NA | 1212624-6 | 3000076053 | 2013 | 0 | NA | 0 | NA | W
5824 | Durg | Gadadih | PHC | DELIVERY ROOM | INFANT RADIANT WARMER | 1 | Infancy |  | NA | 3000076054 | 2013 | 0 | NA | 0 | NA | NW
5825 | Durg | Gadadih | PHC | DELIVERY ROOM | PULSE OXIMETER | 1 | Maestro mediline SYS. | Lotous 700 | 70301208 | 3000076055 | NA | 0 | NA | 0 | NA | W
5826 | Durg | Gadadih | PHC | Store Room | AUTOCLAVE | 1 | local | NA | NA | 3000076056 | NA | 0 | NA | 0 | NA | NW
5827 | Durg | Gadadih | PHC | Vaccination Room | Ice Lined REFRIGERATOR | 1 | unicef | NA | 50217365 | 3000076057 | NA | 0 | NA | 0 | NA | W
5828 | Durg | Gadadih | PHC | Vaccination Room | ELECTRIC STERILIZER | 1 | Samtech | NA | 812112 | 3000076058 | NA | 0 | NA | 0 | NA | W
5829 | Durg | Gadadih | PHC | Vaccination Room | NEEDLE DESTROYER | 1 | microsil | NA | NA | 3000076059 | NA | 0 | NA | 0 | NA | W
5830 | Durg | Gadadih | PHC | Opthalmology Dept. | EYE CHART VISION BOX | 1 | NA | NA | NA | 3000076060 | NA | 0 | NA | 0 | NA | W
5831 | Durg | Gadadih | PHC | Opthalmology Dept. | REFRIGERATOR | 1 | Samsung | RR1914ASBRR | NA | 3000076061 | 2012 | 0 | NA | 0 | NA | W
5832 | Durg | Gadadih | PHC | Opthalmology Dept. | NEBULIZER | 1 | local | MCN-5600C | 3411006 | 3000076062 | 2012 | 0 | NA | 0 | NA | W
5833 | Durg | Gadadih | PHC | Opthalmology Dept. | ADULT WEIGHING MACHINE | 1 | Suvarna | NA | NA | 3000076063 | 2012 | 0 | NA | 0 | NA | W
5834 | Durg | Gadadih | PHC | Doctor's Room | SPHYGMOMANOMETER (MERCURIAL) | 1 | Diamonds | CMIL-0196043 | 22056 | 3000076064 | NA | 0 | NA | 0 | NA | W
5835 | Durg | Gadadih | PHC | Pathology Lab. | CENTRIFUGE MACHINE | 1 | NA | NA | NA | 3000076065 | NA | 1 | NA | 0 | NA | W
5836 | Durg | Gadadih | PHC | Pathology Lab. | ADULT WEIGHING MACHINE | 1 | putex | NA | NA | 3000076066 | 2009 | 0 | NA | 0 | NA | W
5837 | Durg | Gadadih | PHC | Pathology Lab. | MICROSCOPE (BINOCULAR) | 1 | Olympus | Magnus | 519956 | 3000076067 | 2009 | 0 | NA | 0 | NA | W
5838 | Durg | Tankimaroda UPHC | PHC | DELIVERY ROOM | BABY WEIGHING SCALE | 1 | Docbel | Brown | NA | 3000101668 | 2013 | 0 | NA | 0 | NA | W
5839 | Durg | Tankimaroda UPHC | PHC | DELIVERY ROOM | ELECTRIC STERILIZER | 1 | NA | NA | NA | 3000101669 | 2014 | 0 | NA | 0 | NA | W
5840 | Durg | Tankimaroda UPHC | PHC | DELIVERY ROOM | SHADOWLESS OT LIGHT | 1 | NA | NA | NA | 3000101670 | 2014 | 0 | NA | 0 | NA | W
5841 | Durg | Tankimaroda UPHC | PHC | Doctor's Room | SPHYGMOMANOMETER (MERCURIAL) | 1 | Diamonds | regular | 32944 | 3000101671 | 2013 | 0 | NA | 0 | NA | W
5842 | Durg | Tankimaroda UPHC | PHC | Pathology Lab. | GLUCOMETER | 1 | roche | Accu chek | 16893301 | 3000101672 | 2014 | 0 | NA | 0 | NA | W
5843 | Durg | Tankimaroda UPHC | PHC | Pathology Lab. | NEEDLE DESTROYER | 1 | NA | NA | NA | 3000101673 | 2013 | 0 | NA | 0 | NA | W
5844 | Durg | Tankimaroda UPHC | PHC | DELIVERY ROOM | FOETAL DOPPLER | 1 | ucomin | FD-200D | FdD2B121106702 | 3000101674 | 2013 | 0 | NA | 0 | NA | NW
5845 | Durg | Tankimaroda UPHC | PHC | DELIVERY ROOM | NEBULIZER | 1 | Norditalia electro medical | Flowneb | 1504791/2014 | 3000101675 | 2013 | 0 | NA | 0 | NA | W
5846 | Durg | Tankimaroda UPHC | PHC | Store Room | ELECTRIC STERILIZER | 1 | NA | NA | NA | 3000101676 | 2014 | 0 | NA | 0 | NA | NW
5847 | Durg | Tankimaroda UPHC | PHC | Store Room | ELECTRIC STERILIZER | 1 | NA | NA | NA | 3000101677 | 2014 | 0 | NA | 0 | NA | NW
5848 | Durg | Tankimaroda UPHC | PHC | Store Room | ADULT WEIGHING MACHINE | 1 | NA | Venus | NA | 3000101678 | 2013 | 0 | NA | 0 | NA | NW
5849 | Durg | Tankimaroda UPHC | PHC | Store Room | ADULT WEIGHING MACHINE | 1 | NA | Venus | NA | 3000101679 | 2013 | 0 | NA | 0 | NA | NW
5850 | Durg | Dhamdhanaka UPHC | PHC | Pathology Lab. | CENTRIFUGE MACHINE | 1 | NA | coslab | NA | 3000101684 | 2014 | 0 | NA | 0 | NA | W
5851 | Durg | Dhamdhanaka UPHC | PHC | OT | ELECTRIC STERILIZER | 1 | NA | NA | NA | 3000101685 | 2012 | 0 | NA | 0 | NA | W
5852 | Durg | Dhamdhanaka UPHC | PHC | OT | AUTOCLAVE | 1 | NA | NA | NA | 3000101686 | 2012 | 0 | NA | 0 | NA | W
5853 | Durg | Dhamdhanaka UPHC | PHC | OT | SUCTION APPARATUS | 1 | Zohar surgical entertain | Max life | NA | 3000101687 | 2012 | 0 | NA | 0 | NA | W
5854 | Durg | Dhamdhanaka UPHC | PHC | OT | FUMIGATION MACHINE | 1 | NA | NA | NA | 3000101688 | 2014 | 0 | NA | 0 | NA | W
5855 | Durg | Dhamdhanaka UPHC | PHC | OT | BABY WEIGHING SCALE | 1 | NA | crown | NA | 3000101689 | 2013 | 0 | NA | 0 | NA | W
5856 | Durg | Dhamdhanaka UPHC | PHC | OT | SHADOWLESS OT LIGHT | 1 | NA | NA | NA | 3000101690 | 2013 | 0 | NA | 0 | NA | W
5857 | Durg | Dhamdhanaka UPHC | PHC | OT | DELIVERY TABLE | 1 | NA | NA | NA | 3000101691 | 2013 | 0 | NA | 0 | NA | W
5858 | Durg | Dhamdhanaka UPHC | PHC | Store Room | SUCTION APPARATUS | 1 | Zohar surgical entertain | Max life | NA | 3000101692 | 2012 | 0 | NA | 0 | NA | W
5859 | Durg | Dhamdhanaka UPHC | PHC | Store Room | NEBULIZER | 1 | Norditalia electro medical | Flowneb | 150510 | 3000101693 | 2012 | 0 | NA | 0 | NA | W
5860 | Durg | Dhamdhanaka UPHC | PHC | Vaccination Room | Stabilizer | 1 | CHNT | TNDI | NA | 30001011694 | NA | 0 | NA | 0 | NA | W
5861 | Durg | Dhamdhanaka UPHC | PHC | Vaccination Room | Stabilizer | 1 | several Electronic pvt lmt | SE01-u1110 | 1009053 | 3000101695 | NA | 0 | NA | 0 | NA | W
5862 | Durg | Dhamdhanaka UPHC | PHC | Doctor's Room | FOETAL DOPPLER | 1 | microsil | DX02 | 4 507690500101 | 3000101696 | 2012 | 0 | NA | 0 | NA | W
5863 | Durg | Dhamdhanaka UPHC | PHC | Doctor's Room | FOETAL DOPPLER | 1 | microsil | DX02 | NA | 3000101697 | 2013 | 0 | NA | 0 | NA | W
5864 | Durg | Dhamdhanaka UPHC | PHC | Doctor's Room | GLUCOMETER | 1 | roche | Accu chek | 17150815 | 3000101698 | 2014 | 0 | NA | 0 | NA | W
5865 | Durg | Dhamdhanaka UPHC | PHC | Doctor's Room | SPHYGMOMANOMETER (MERCURIAL) | 1 | Diamonds | regular | 19278 | 3000101699 | 2012 | 0 | NA | 0 | NA | W
5866 | Durg | Dhamdhanaka UPHC | PHC | Doctor's Room | ADULT WEIGHING MACHINE | 1 | NA | prestige | NA | 3000101700 | 2012 | 0 | NA | 0 | NA | W
5867 | Durg | Dhamdhanaka UPHC | PHC | Doctor's Room | BABY WEIGHING SCALE | 1 | NA | NA | NA | 3000101701 | 2013 | 0 | NA | 0 | NA | W
5868 | Durg | Dhamdhanaka UPHC | PHC | Doctor's Room | MICROSCOPE (BINOCULAR) | 1 | NA | NA | NA | 3000101702 | 2014 | 0 | NA | 0 | NA | W
5869 | Durg | Baikutdham UPHC | PHC | Pathology Lab. | CENTRIFUGE MACHINE | 1 | na | remi | NA | 3000076375 | 2014 | 0 | NA | 0 | NA | W
5870 | Durg | Baikutdham UPHC | PHC | Pathology Lab. | REFRIGERATOR | 1 | LG | GL-285DMG5 | NA | 3000076376 | 2014 | 0 | NA | 0 | NA | W
5871 | Durg | Baikutdham UPHC | PHC | Pathology Lab. | MICROSCOPE (BINOCULAR) | 1 | Punjab scientific | Magnus | 519041 | 3000076377 | 2011 | 0 | NA | 0 | NA | W
5872 | Durg | Baikutdham UPHC | PHC | DELIVERY ROOM | SUCTION APPARATUS | 1 | Zohar surgical entertain | Max life | NA | 3000076378 | 2012 | 0 | NA | 0 | NA | W
5873 | Durg | Baikutdham UPHC | PHC | DELIVERY ROOM | BABY WEIGHING SCALE | 1 | NA | crown | NA | 3000076379 | 2012 | 0 | NA | 0 | NA | W
5874 | Durg | Baikutdham UPHC | PHC | DELIVERY ROOM | ELECTRIC STERILIZER | 1 | NA | NA | NA | 3000076380 | 2012 | 0 | NA | 0 | NA | W
5875 | Durg | Baikutdham UPHC | PHC | DELIVERY ROOM | NEEDLE DESTROYER | 1 | NA | NA | NA | 3000076381 | 2011 | 0 | NA | 0 | NA | W
5876 | Durg | Baikutdham UPHC | PHC | DELIVERY ROOM | FOETAL DOPPLER | 1 | NA | DX02 | NA | 3000076382 | 2012 | 0 | NA | 0 | NA | W
5877 | Durg | Baikutdham UPHC | PHC | Injection Room | SPHYGMOMANOMETER (MERCURIAL) | 1 | Diamonds | regular | 91274 | 3000076383 | 2012 | 0 | NA | 0 | NA | W
5878 | Durg | Baikutdham UPHC | PHC | Injection Room | NEEDLE DESTROYER | 1 | NA | NA | NA | 3000076384 | 2012 | 0 | NA | 0 | NA | W
5879 | Durg | Baikutdham UPHC | PHC | Injection Room | ADULT WEIGHING MACHINE | 1 | smart care | NA | NA | 3000076385 | 2012 | 0 | NA | 0 | NA | W
5880 | Durg | Baikutdham UPHC | PHC | Store Room | AUTOCLAVE | 1 | NA | NA | NA | 3000076386 | 2012 | 0 | NA | 0 | NA | W
5881 | Durg | Baikutdham UPHC | PHC | Store Room | FUMIGATION MACHINE | 1 | NA | NA | NA | 3000076387 | 2015 | 0 | NA | 0 | NA | W
5882 | Durg | Baikutdham UPHC | PHC | Store Room | AUTOCLAVE | 1 | NA | NA | NA | 3000076388 | 2012 | 0 | NA | 0 | NA | W
5883 | Durg | Baikutdham UPHC | PHC | Doctor's Room | SPHYGMOMANOMETER (MERCURIAL) | 1 | Diamonds | Deluxe | 80192 | 3000076389 | 2012 | 0 | NA | 0 | NA | W
5884 | Durg | Baikutdham UPHC | PHC | Doctor's Room | AUTOCLAVE | 1 | unicef | ER-1KP | NA | 3000076390 | 2013 | 0 | NA | 0 | NA | NW
5885 | Durg | Baikutdham UPHC | PHC | Doctor's Room | AUTOCLAVE | 1 | NA | NA | NA | 3000076391 | 2013 | 0 | NA | 0 | NA | NW
5886 | Durg | Ranitarai | PHC | Store Room | Ultra sonic doppler | 1 | dipel | DFM-051 | A126 | 3000076032 | 2007 | 0 | NA | 0 | NA | W
5887 | Durg | Ranitarai | PHC | Store Room | PULSE OXIMETER | 1 | NA | ND-300 | 73100092 | 3000076033 | NA | 0 | NA | 0 | NA | W
5888 | Durg | Ranitarai | PHC | Store Room | BABY WEIGHING SCALE | 1 | NA | BHPL | NA | 3000076034 | NA | 0 | NA | 0 | NA | NW
5889 | Durg | Ranitarai | PHC | Store Room | Infra Red Apparatus | 1 | saratech | NA | NA | 3000076035 | NA | 0 | NA | 0 | NA | W
5890 | Durg | Ranitarai | PHC | Store Room | SPHYGMOMANOMETER (MERCURIAL) | 1 | Namatt | CM/L8325472 | 78834 | 3000076036 | NA | 0 | NA | 0 | NA | NW
5891 | Durg | Ranitarai | PHC | Store Room | ADULT WEIGHING MACHINE | 1 | NA | NA | NA | 3000076037 | NA | 0 | NA | 0 | NA | NW
5892 | Durg | Ranitarai | PHC | DELIVERY ROOM | DELIVERY TABLE | 1 | NA | NA | NA | 3000076038 | NA | 0 | NA | 0 | NA | W
5893 | Durg | Ranitarai | PHC | DELIVERY ROOM | SUCTION APPARATUS | 1 | NA | NA | NA | 3000076039 | 2012 | 0 | NA | 0 | NA | W
5894 | Durg | Ranitarai | PHC | DELIVERY ROOM | BABY WEIGHING SCALE | 1 | Ramon surgical | NA | NA | 3000076040 | NA | 0 | NA | 0 | NA | W
5895 | Durg | Ranitarai | PHC | DELIVERY ROOM | O2 Cylinder | 1 | NA | CMIL-7017733 | 7285-2TP250BARAP450 | 3000076041 | NA | 0 | NA | 0 | NA | W
5896 | Durg | Ranitarai | PHC | DELIVERY ROOM | INFANT RADIANT WARMER | 1 | Infancy | NA | NA | 3000076042 | 2014 | 0 | NA | 0 | NA | W
5897 | Durg | Ranitarai | PHC | OPD | REFRIGERATOR | 1 | LG | GL-195RL4 | 201NRMG007539 | 3000076043 | 2013 | 0 | NA | 0 | NA | W
5898 | Durg | Ranitarai | PHC | Doctor's Room | ADULT WEIGHING MACHINE | 1 | lotous | NA | 2012 | 3000076044 | NA | 0 | NA | 0 | NA | W
5899 | Durg | Ranitarai | PHC | Doctor's Room | SPHYGMOMANOMETER (MERCURIAL) | 1 | Diamonds | CM/L0196043 | NA | 3000076045 | NA | 0 | NA | 0 | NA | W
5900 | Durg | Ranitarai | PHC | Doctor's Room | Ice Lined REFRIGERATOR | 1 | unicef | NA | 5115391 | 3000076046 | NA | 0 | NA | 0 | NA | W
5901 | Durg | Ranitarai | PHC | Store Room | Ice Lined REFRIGERATOR | 1 | NA | NA | 25000094 | 3000076047 | NA | 0 | NA | 0 | NA | NW
5902 | Durg | Baghera UPHC | PHC | DELIVERY ROOM | FUMIGATION MACHINE | 1 | NA | NA | NA | 3000101703 | 2015 | 0 | NA | 0 | NA | W
5903 | Durg | Baghera UPHC | PHC | DELIVERY ROOM | SHADOWLESS OT LIGHT | 1 | NA | NA | NA | 3000101704 | 2013 | 0 | NA | 0 | NA | W
5904 | Durg | Baghera UPHC | PHC | DELIVERY ROOM | Hydraulic OT TABLE | 1 | NA | NA | NA | 3000101705 | NA | 0 | NA | 0 | NA | W
5905 | Durg | Baghera UPHC | PHC | DELIVERY ROOM | FOETAL DOPPLER | 1 | NA | pioneer | NA | 3000101706 | NA | 0 | NA | 0 | NA | W
5906 | Durg | Baghera UPHC | PHC | DELIVERY ROOM | SUCTION APPARATUS | 1 | NA | NA | NA | 3000101707 | NA | 0 | NA | 0 | NA | W
5907 | Durg | Baghera UPHC | PHC | DELIVERY ROOM | BABY WEIGHING SCALE | 1 | NA | crown | NA | 3000101708 | NA | 0 | NA | 0 | NA | W
5908 | Durg | Baghera UPHC | PHC | DELIVERY ROOM | SPHYGMOMANOMETER (MERCURIAL) | 1 | Diamonds | regular | NA | 3000101709 | 2013 | 0 | NA | 0 | NA | W
5909 | Durg | Baghera UPHC | PHC | Store Room | ELECTRIC STERILIZER | 1 | NA | NA | NA | 3000101710 | 2013 | 0 | NA | 0 | NA | NW
5910 | Durg | Baghera UPHC | PHC | Store Room | ELECTRIC STERILIZER | 1 | NA | NA | NA | 3000101711 | 2014 | 0 | NA | 0 | NA | NW
5911 | Durg | Baghera UPHC | PHC | Store Room | AUTOCLAVE | 1 | NA | NA | NA | 3000101712 | NA | 0 | NA | 0 | NA | NW
5912 | Durg | Baghera UPHC | PHC | Store Room | ELECTRIC STERILIZER | 1 | NA | NA | NA | 3000101713 | NA | 0 | NA | 0 | NA | NW
5913 | Durg | Baghera UPHC | PHC | Dressing Room | ELECTRIC STERILIZER | 1 | NA | NA | NA | 3000101714 | NA | 0 | NA | 0 | NA | W
5914 | Durg | Baghera UPHC | PHC | Doctor's Room | ADULT WEIGHING MACHINE | 1 | Nectar life sceince | dr.trust | NA | 3000101715 | 2004 | 0 | NA | 0 | NA | W
5915 | Durg | Baghera UPHC | PHC | Doctor's Room | NEBULIZER | 1 | Norditalia electro medical | Flowneb | 15032812004 | 3000101716 | 2013 | 0 | NA | 0 | NA | W
5916 | Durg | Baghera UPHC | PHC | Doctor's Room | ADULT WEIGHING MACHINE | 1 | NA | NA | NA | 3000101717 | 2014 | 0 | NA | 0 | NA | NW
5917 | Durg | Bhilai-3 | PHC | OPD | SPHYGMOMANOMETER (MERCURIAL) | 1 | smart care | desk model | NA | 3000104548 | NA | 0 | NA | 0 | NA | W
5918 | Durg | Bhilai-3 | PHC | DELIVERY ROOM | SHADOWLESS OT LIGHT | 1 | NA | NA | NA | 3000104549 | NA | 0 | NA | 0 | NA | W
5919 | Durg | Bhilai-3 | PHC | DELIVERY ROOM | DELIVERY TABLE | 1 | NA | NA | NA | 3000104550 | NA | 0 | NA | 0 | NA | W
5920 | Durg | Bhilai-3 | PHC | DELIVERY ROOM | ELECTRIC STERILIZER | 1 | NA | NA | NA | 3000104551 | NA | 0 | NA | 0 | NA | W
5921 | Durg | Bhilai-3 | PHC | DELIVERY ROOM | BABY WEIGHING SCALE | 1 | Suvarna | NA | NA | 3000104552 | NA | 0 | NA | 0 | NA | W
5922 | Durg | Bhilai-3 | PHC | DELIVERY ROOM | SUCTION APPARATUS | 1 | Easy care | ECPSU-307 | 14H04130611 | 3000104553 | 2015 | 0 | NA | 0 | NA | W
5923 | Durg | Bhilai-3 | PHC | DELIVERY ROOM | FOETAL DOPPLER | 1 | acousting | FM-101 | 10467 | 3000104554 | NA | 0 | NA | 0 | NA | W
5924 | Durg | Bhilai-3 | PHC | DELIVERY ROOM | FOETAL DOPPLER | 1 | Easy care | ECFDT-106 | DTCEL2908 | 3000104555 | 2015 | 0 | NA | 0 | NA | W
5925 | Durg | Bhilai-3 | PHC | DELIVERY ROOM | DELIVERY TABLE | 1 | ideal | NA | NA | 3000104556 | NA | 0 | NA | 0 | NA | W
5926 | Durg | Bhilai-3 | PHC | DELIVERY ROOM | AUTOCLAVE | 1 | dynamic | NA | NA | 3000104557 | NA | 0 | NA | 0 | NA | W
5927 | Durg | Bhilai-3 | PHC | Injection Room | NEEDLE DESTROYER | 1 | saratech | S1R | PHC-NC-1 | 3000104558 | NA | 0 | NA | 0 | NA | W
5928 | Durg | Bhilai-3 | PHC | Injection Room | NEEDLE DESTROYER | 1 | saratech | S1R | PHCB3-NC-2 | 3000104559 | NA | 0 | NA | 0 | NA | W
5929 | Durg | Bhilai-3 | PHC | Injection Room | NEEDLE DESTROYER | 1 | saratech | S1R | PHCB3-NC-3 | 3000104560 | NA | 0 | NA | 0 | NA | NW
5930 | Durg | Bhilai-3 | PHC | Store Room | SUCTION APPARATUS | 1 | pioneer | suction App | NA | 3000104561 | NA | 0 | NA | 0 | NA | NW
5931 | Durg | Bhilai-3 | PHC | DELIVERY ROOM | SHADOWLESS OT LIGHT | 1 | NA | NA | NA | 3000104562 | NA | 0 | NA | 0 | NA | W
5932 | Durg | Bhilai-3 | PHC | Vaccination Room | NEBULIZER | 1 | smart care | ME20 | 1584 | 3000104563 | NA | 0 | NA | 0 | NA | W
5933 | Durg | Bhilai-3 | PHC | Vaccination Room | SPHYGMOMANOMETER (MERCURIAL) | 1 | smart care | SCH-11B | NA | 3000104564 | NA | 0 | NA | 0 | NA | NW
5934 | Durg | Bhilai-3 | PHC | Vaccination Room | SPHYGMOMANOMETER (MERCURIAL) | 1 | smart care | SCH-11B | NA | 3000104565 | NA | 0 | NA | 0 | NA | NW
5935 | Durg | Bhilai-3 | PHC | Vaccination Room | SPHYGMOMANOMETER (MERCURIAL) | 1 | Diamonds | regular | 32720 | 3000104566 | NA | 0 | NA | 0 | NA | NW
5936 | Durg | Bhilai-3 | PHC | Doctor's Room | REFRIGERATOR | 1 | LG | GL-275WG4 | 203NRFM102867 | 3000104567 | NA | 0 | NA | 0 | NA | W
5937 | Durg | Bhilai-3 | PHC | Dressing Room | ELECTRIC STERILIZER | 1 | NA | NA | NA | 3000104568 | NA | 0 | NA | 0 | NA | W
5938 | Durg | Bhilai-3 | PHC | Pathology Lab. | MICROSCOPE (BINOCULAR) | 1 | Olympus | Magnus | 4B524644 | 3000104569 | NA | 0 | NA | 0 | NA | W
5939 | Durg | Bhilai-3 | PHC | Pathology Lab. | CENTRIFUGE MACHINE | 1 | NA | NA | NA | 3000104570 | NA | 0 | NA | 0 | NA | W
5940 | Durg | Bhilai-3 | PHC | Pathology Lab. | ADULT WEIGHING MACHINE | 1 | NA | NA | NA | 3000104571 | NA | 0 | NA | 0 | NA | W
5941 | Durg | Dargaon | PHC | DELIVERY ROOM | SPHYGMOMANOMETER (MERCURIAL) | 1 | Diamonds | regular | 32700 | 3000104716 | 2013-09-01 | 0 | NA | 0 | NA | W
5942 | Durg | Dargaon | PHC | DELIVERY ROOM | ELECTRIC STERILIZER | 1 | NA | NA | NA | 3000104717 | 2002-03-01 | 0 | NA | 0 | NA | W
5943 | Durg | Dargaon | PHC | DELIVERY ROOM | SUCTION APPARATUS | 1 | yoga care | NA | NA | 3000104718 | 2010-04-01 | 0 | NA | 0 | NA | W
5944 | Durg | Dargaon | PHC | DELIVERY ROOM | FOETAL DOPPLER | 1 | v-comon | FD200D | FD2D131C12635 | 3000104719 | 2015-04-01 | 1 | 2016-06-01 | 0 | NA | W
5945 | Durg | Dargaon | PHC | DELIVERY ROOM | BABY WEIGHING SCALE | 1 | crown | NA | NA | 3000104720 | 2013-09-01 | 0 | NA | 0 | NA | W
5946 | Durg | Dargaon | PHC | Dressing Room | AUTOCLAVE | 1 | local | NA | NA | 3000104721 | 2002 | 0 | NA | 0 | NA | W
5947 | Durg | Dargaon | PHC | Injection Room | ELECTRIC STERILIZER | 1 | NA | NA | NA | 3000104722 | 2002 | 0 | NA | 0 | NA | W
5948 | Durg | Dargaon | PHC | Injection Room | NEEDLE DESTROYER | 1 | SAI+LIFE | NA | NA | 3000104723 | 2012 | 0 | NA | 0 | NA | W
5949 | Durg | Dargaon | PHC | Injection Room | SPHYGMOMANOMETER (MERCURIAL) | 1 | Diamonds | regular | 32789 | 3000104724 | 2015-04-01 | 1 | 2016-04-01 | 0 | NA | W
5950 | Durg | Dargaon | PHC | Injection Room | REFRIGERATOR | 1 | LG | GL-195RL4 | 103NRR190319 | 3000104725 | 2010 | 0 | NA | 0 | NA | W
5951 | Durg | Dargaon | PHC | Injection Room | GLUCOMETER | 1 | Life scan | one touch | SADLLB2B | 3000104726 | 2015 | 1 | 2015-04-01 | 0 | NA | W
5952 | Durg | Dargaon | PHC | OPD | NEBULIZER | 1 | ashoka | AS-01 | NA | 3000104727 | 2012 | 0 | NA | 0 | NA | W
5953 | Durg | Dargaon | PHC | OPD | SPHYGMOMANOMETER (MERCURIAL) | 1 | Namatt | NA | 78864 | 3000104728 | 2010 | 0 | NA | 0 | NA | NW
5954 | Durg | Dargaon | PHC | OPD | SPHYGMOMANOMETER (MERCURIAL) | 1 | Diamonds | regular | 0 336 | 3000104729 | 2015 | 1 | 2016-04-01 | 0 | NA | W
5955 | Durg | Dargaon | PHC | OPD | ELECTRIC STERILIZER | 1 | NA | NA | NA | 3000104730 | 2002 | 0 | NA | 0 | NA | NW
5956 | Durg | Dargaon | PHC | Store Room | ELECTRIC STERILIZER | 1 | NA | NA | NA | 3000104731 | 2002 | 0 | NA | 0 | NA | NW
5957 | Durg | Dargaon | PHC | Store Room | ADULT WEIGHING MACHINE | 1 | prestige | AIWA | NA | 3000104732 | 2012-03-01 | 0 | NA | 0 | NA | W
5958 | Durg | Dargaon | PHC | Store Room | ADULT WEIGHING MACHINE | 1 | NA | AIWA | NA | 3000104733 | 2012-03-01 | 0 | NA | 0 | NA | W
5959 | Durg | Dargaon | PHC | Store Room | ADULT WEIGHING MACHINE | 1 | NA | AIWA | NA | 3000104734 | 2012-03-01 | 0 | NA | 0 | NA | W
5960 | Durg | Dargaon | PHC | Store Room | ADULT WEIGHING MACHINE | 1 | NA | AIWA | NA | 3000104735 | 2012-03-01 | 0 | NA | 0 | NA | W
5961 | Durg | Dargaon | PHC | Store Room | NEEDLE DESTROYER | 1 | saratech | S1R | 8920 | 3000104736 | 2012 | 0 | NA | 0 | NA | NW
5962 | Durg | Dargaon | PHC | Store Room | NEEDLE DESTROYER | 1 | microsil | ND-300 | 2238 | 3000104737 | 2013 | 0 | NA | 0 | NA | NW
5963 | Durg | Dargaon | PHC | Store Room | NEEDLE DESTROYER | 1 | microsil | S1R | 8465 | 3000104738 | 2013 | 0 | NA | 0 | NA | NW
5964 | Durg | Dargaon | PHC | Store Room | SPHYGMOMANOMETER (MERCURIAL) | 1 | NA | extra care | NA | 3000104739 | 2013 | 0 | NA | 0 | NA | NW
5965 | Durg | Dargaon | PHC | Store Room | CENTRIFUGE MACHINE | 1 | NA | NA | NA | 3000104740 | 2012 | 0 | NA | 0 | NA | W
5966 | Durg | Dargaon | PHC | Store Room | AUTOCLAVE | 1 | NA | NA | NA | 3000104741 | 2012 | 0 | NA | 0 | NA | W
5967 | Durg | Dargaon | PHC | Store Room | SUCTION APPARATUS | 1 | NA | NA | NA | 3000104742 | 2012 | 0 | NA | 0 | NA | W
5968 | Durg | Dargaon | PHC | Store Room | SUCTION APPARATUS | 1 | NA | NA | NA | 3000104743 | 2012 | 0 | NA | 0 | NA | W
5969 | Durg | Dargaon | PHC | Store Room | SUCTION APPARATUS | 1 | NA | NA | NA | 3000104744 | 2012 | 0 | NA | 0 | NA | NW
5970 | Durg | Dargaon | PHC | sub centre | AUTOCLAVE | 1 | NA | NA | NA | 3000104745 | NA | 0 | NA | 0 | NA | NW
5971 | Durg | Dargaon | PHC | Store Room | AUTOCLAVE | 1 | NA | NA | NA | 3000104746 | NA | 0 | NA | 0 | NA | NW
5972 | Durg | Dargaon | PHC | Store Room | ELECTRIC STERILIZER | 1 | NA | NA | NA | 3000104747 | 2002 | 0 | NA | 0 | NA | NW
5973 | Durg | Dargaon | PHC | Store Room | NEEDLE DESTROYER | 1 | microsil | ND-360 | 4946/0 | 3000104748 | 2013 | 0 | NA | 0 | NA | NW
5974 | Durg | Durg | DH | OT | OT TABLE (Hydraulic) | 1 | Medi craft warwa put | NA | NA | 3000104401 | NA | 0 | NA | 0 | NA | NW
5975 | Durg | Durg | DH | OT | OT TABLE (Hydraulic) | 1 | NA | NA | NA | 3000104402 | NA | 0 | NA | 0 | NA | NW
5976 | Durg | Durg | DH | OT | SUCTION APPARATUS | 1 | Nayok | NA | NA | 3000104403 | NA | 0 | NA | 0 | NA | W
5977 | Durg | Durg | DH | OT | SURGICAL DIATHERMY MACHINE | 1 | NA | NA | 60643 | 3000104404 | NA | 0 | NA | 0 | NA | W
5978 | Durg | Durg | DH | OT | SHADOWLESS OT LIGHT | 1 | NA | NA | NA | 3000104405 | NA | 0 | NA | 0 | NA | W
5979 | Durg | Durg | DH | OT | SHADOWLESS OT LIGHT | 1 | NA | NA | NA | 3000104406 | NA | 0 | NA | 0 | NA | W
5980 | Durg | Durg | DH | OT | SURGICAL DIATHERMY MACHINE | 1 | NA | NA | 80676 | 3000104407 | NA | 0 | NA | 0 | NA | NW
5981 | Durg | Durg | DH | OT | BOYLE'S APPARATUS | 1 | NA | NA | NA | 3000104408 | NA | 0 | NA | 0 | NA | W
5982 | Durg | Durg | DH | OT | PULSE OXIMETER | 1 | Datex ohmeda | 3800TRUTAK | FBXGO1153 | 3000104409 | NA | 0 | NA | 0 | NA | W
5983 | Durg | Durg | DH | OT | BOYLE'S APPARATUS | 1 | NA | NA | NA | 3000104410 | NA | 0 | NA | 0 | NA | W
5984 | Durg | Durg | DH | OT | SPHYGMOMANOMETER (MERCURIAL) | 1 | WOVA PHON | SPHYGMORMANO METER 300 | 2047641-05 | 3000104411 | NA | 0 | NA | 0 | NA | W
5985 | Durg | Durg | DH | OT | SPHYGMOMANOMETER (MERCURIAL) | 1 | WOVA PHON | SPHYGMORMANO METER 300 | 20477431-05 | 3000104412 | NA | 0 | NA | 0 | NA | W
5986 | Durg | Durg | DH | OT | C-ARM IMAGE INTENSIFIER | 1 | SEIMENS | MULTI-MOBILE 4C | 3101 | 3000104413 | NA | 0 | NA | 0 | NA | NW
5987 | Durg | Durg | DH | OT | MICROSCOPE (BINOCULAR) | 1 | ENTOM | BCF011 | NA | 3000104414 | NA | 0 | NA | 0 | NA | NW
5988 | Durg | Durg | DH | OT | orthopedics attachment | 1 | NA | NA | NA | 3000104415 | NA | 0 | NA | 0 | NA | NW
5989 | Durg | Durg | DH | OT | SPHYGMOMANOMETER (MERCURIAL) | 1 | NOVA PHON | SP-MANOMETER 300 | 204745 | 3000104416 | NA | 0 | NA | 0 | NA | NW
5990 | Durg | Durg | DH | OT | ent operating microscope | 1 | Moller wedel | FS-1-11 | 531 | 3000104417 | NA | 0 | NA | 0 | NA | NW
5991 | Durg | Durg | DH | OT | mo ortho drill | 1 | NA | NA | 299 | 3000104418 | NA | 0 | NA | 0 | NA | NW
5992 | Durg | Durg | DH | OT | ETO | 1 | ANPRO LEUS | AW74J | NA | 3000104419 | NA | 0 | NA | 0 | NA | NW
5993 | Durg | Durg | DH | OT | SHADOWLESS OT LIGHT | 1 | NA | NA | NA | 3000104420 | NA | 0 | NA | 0 | NA | NW
5994 | Durg | Durg | DH | OT | AUTOCLAVE | 1 | NA | NA | NA | 3000104421 | NA | 0 | NA | 0 | NA | W
5995 | Durg | Durg | DH | OT | REFRIGERATOR | 1 | LG | GL-185 | 404NRZX076861 | 3000104422 | NA | 0 | NA | 0 | NA | W
5996 | Durg | Durg | DH | Autoclave Room | SUCTION APPARATUS | 1 | NA | NA | NA | 3000104423 | NA | 0 | NA | 0 | NA | NW
5997 | Durg | Durg | DH | Autoclave Room | AUTOCLAVE | 1 | REDIQUIP |  | 172 | 3000104424 | NA | 0 | NA | 0 | NA | NW
5998 | Durg | Durg | DH | Autoclave Room | AUTOCLAVE | 1 | SIEMEUS INDIA LTD | 1022 | 192 | 3000104425 | NA | 0 | NA | 0 | NA | W
5999 | Durg | Durg | DH | Autoclave Room | ELECTRIC STERILIZER | 1 | STEEL EQUIPC | 16HS/E 18 KV | 1384 | 3000104426 | NA | 0 | NA | 0 | NA | W
6000 | Durg | Durg | DH | Store Room | Hytrus Scope | 1 | KARL STOR | NA | NA | 3000104427 | NA | 0 | NA | 0 | NA | W
6001 | Durg | Durg | DH | Store Room | MULTIPARA PATIENT MONITOR | 1 | MEDICID | M-100 | AQ67B7889 | 3000104428 | NA | 0 | NA | 0 | NA | W
6002 | Durg | Durg | DH | Store Room | FOETAL DOPPLER | 1 | MICRO SURGICAL EQUPMENT | MICRO-03 | NA | 3000104429 | NA | 0 | NA | 0 | NA | W
6003 | Durg | Durg | DH | Store Room | FOETAL DOPPLER | 1 | MICRO SURGICAL EQUPMENT | MICRO-03 | NA | 3000104430 | NA | 0 | NA | 0 | NA | W
6004 | Durg | Durg | DH | Store Room | endoscope | 1 | KARL STOR | NA | UV-3168B | 3000104431 | 2015 | 0 | NA | 0 | NA | W
6005 | Durg | Durg | DH | Store Room | cold light fountain power led | 1 | KARL STOR | POWER LED 175 | WV5704 | 3000104432 | 2015 | 0 | NA | 0 | NA | W
6006 | Durg | Durg | DH | Store Room | NEBULIZER | 1 | woroitalia electro medical | LIFE SAVE | 225015 | 3000104433 | 2014 | 0 | NA | 0 | NA | W
6007 | Durg | Durg | DH | Store Room | PULSE OXIMETER | 1 | Palco laboratories | 300 | B980400-7347 | 3000104434 | NA | 0 | NA | 0 | NA | W
6008 | Durg | Durg | DH | Store Room | PULSE OXIMETER | 1 | Palco laboratories | 300 | B980400-7345 | 3000104435 | NA | 0 | NA | 0 | NA | W
6009 | Durg | Durg | DH | Store Room | PULSE OXIMETER | 1 | Datex ohmeda | 3800 | FBFFOO216 | 3000104436 | NA | 0 | NA | 0 | NA | W
6010 | Durg | Durg | DH | Store Room | PULSE OXIMETER | 1 | OPTO SYSTEM PVT LTD | OXY500A | 125-4F5115 | 3000104437 | NA | 0 | NA | 0 | NA | W
6011 | Durg | Durg | DH | Store Room | FUMIGATION MACHINE | 1 | FUMIGATOR STERIFOG | ULV FOGGER | FAI-SF-1163 | 3000104438 | NA | 0 | NA | 0 | NA | W
6012 | Durg | Durg | DH | Store Room | SUCTION APPARATUS | 1 | NA | NA | NA | 3000104444 | NA | 0 | NA | 0 | NA | W
6013 | Durg | Durg | DH | Store Room | SPHYGMOMANOMETER (MERCURIAL) | 1 | Life + | NA | NA | 3000104439 | NA | 0 | NA | 0 | NA | W
6014 | Durg | Durg | DH | Store Room | SPHYGMOMANOMETER (MERCURIAL) | 1 | diamond | GOLD | NA | 3000104440 | NA | 0 | NA | 0 | NA | W
6015 | Durg | Durg | DH | Store Room | LARYNGOSCOPE | 1 | NA | NA | NA | 3000104441 | NA | 0 | NA | 0 | NA | W
6016 | Durg | Durg | DH | Store Room | SURGICAL DIATHERMY MACHINE | 1 | NA | DIGITAL 400B | NA | 3000104442 | NA | 0 | NA | 0 | NA | W
6017 | Durg | Durg | DH | Store Room | SUCTION APPARATUS | 1 | NA | NA | NA | 3000104443 | NA | 0 | NA | 0 | NA | W
6018 | Durg | Durg | DH | OT | SUCTION APPARATUS | 1 | NA | NA | NA | 3000104069 | 2008 | 0 | NA | 0 | NA | W
6019 | Durg | Durg | DH | OT | AUTOCLAVE | 1 | LIFE+ | NA | NA | 3000104070 | 2008 | 0 | NA | 0 | NA | W
6020 | Durg | Durg | DH | OT | ELECTRIC STERILIZER | 1 | Local | NA | NA | 3000104071 | 2007 | 0 | NA | 0 | NA | W
6021 | Durg | Durg | DH | OT | ELECTRIC STERILIZER | 1 | NA | NA | NA | 3000104072 | 2007 | 0 | NA | 0 | NA | W
6022 | Durg | Durg | DH | OT | AUTOCLAVE | 1 | NA | NA | NA | 3000104073 | 2008 | 0 | NA | 0 | NA | W
6023 | Durg | Durg | DH | OT | SHADOWLESS OT LIGHT | 1 | NA | NA | NA | 3000104074 | 2015 | 0 | NA | 0 | NA | W
6024 | Durg | Durg | DH | OT | SHADOWLESS OT LIGHT | 1 | NA | NA | NA | 3000104075 | 2008 | 0 | NA | 0 | NA | W
6025 | Durg | Durg | DH | OT | Air ELECTRIC STERILIZER Machine | 1 | NA | NA | NA | 3000104076 | 2006 | 0 | NA | 0 | NA | W
6026 | Durg | Durg | DH | OPD | SPHYGMOMANOMETER (MERCURIAL) | 1 | Medi care | MCP | 14K0058 | 3000104077 | 2004 | 0 | NA | 0 | NA | W
6027 | Durg | Durg | DH | OPD | SPHYGMOMANOMETER (MERCURIAL) | 1 | Medi care | MCP | 14K0054 | 3000104078 | 2004 | 0 | NA | 0 | NA | W
6028 | Durg | Durg | DH | OPD | SPHYGMOMANOMETER (MERCURIAL) | 1 | Medi care | MCP | 14K0070 | 3000104079 | 2004 | 0 | NA | 0 | NA | W
6029 | Durg | Durg | DH | OPD | SPHYGMOMANOMETER (MERCURIAL) | 1 | Medi care | MCP | 14K0051 | 3000104080 | 2004 | 0 | NA | 0 | NA | W
6030 | Durg | Durg | DH | OPD | FOETAL DOPPLER | 1 | NA | DFMRA-001 | NA | 3000104081 | 2004 | 0 | NA | 0 | NA | W
6031 | Durg | Durg | DH | OPD | ELECTRIC STERILIZER | 1 | SMR | NA | NA | 3000104082 | NA | 0 | NA | 0 | NA | W
6032 | Durg | Durg | DH | OPD | ADULT WEIGHING MACHINE | 1 | NA | NA | NA | 3000104083 | 2012 | 0 | NA | 0 | NA | W
6033 | Durg | Durg | DH | BLOOD BANK | Blood Bank REFRIGERATOR | 1 | YORCO | NA | NA | 3000104084 | NA | 0 | NA | 0 | NA | W
6034 | Durg | Durg | DH | BLOOD BANK | Blood Bank REFRIGERATOR | 1 | TERUO PENPOL | NA | 810015 | 3000104085 | 2010 | 0 | NA | 0 | NA | W
6035 | Durg | Durg | DH | Store Room | CRAYOBATH | 1 | TERUMO PENPAUL | CRYOBATHCB 100 | 810065 | 3000104086 | 2010 | 0 | NA | 0 | NA | W
6036 | Durg | Durg | DH | Store Room | Blood Bank REFRIGERATOR | 1 | YORCO | NA | NA | 3000104087 | 2009 | 0 | NA | 0 | NA | W
6037 | Durg | Durg | DH | Store Room | Plasma Thawing Bath | 1 | TERUO PENPOL | PB100 | 811101 | 3000104088 | 2010 | 0 | NA | 0 | NA | W
6038 | Durg | Durg | DH | Store Room | platelet agitator with INCUBATOR | 1 | TERUO PENPOL | pi200 | 810288 | 3000104089 | 2010 | 0 | NA | 0 | NA | W
6039 | Durg | Durg | DH | Store Room | DEEP FREEZER | 1 | TERUO PENPOL | df40q | 812099 | 3000104090 | 2010 | 0 | NA | 0 | NA | W
6040 | Durg | Durg | DH | Store Room | blood cell counter | 1 | merk | medonic | 10656 | 3000104091 | 2010 | 0 | NA | 0 | NA | W
6041 | Durg | Durg | DH | Store Room | FOETAL DOPPLER | 1 | TERUO PENPOL | dc200 | 812364 | 3000104092 | 2010 | 0 | NA | 0 | NA | W
6042 | Durg | Durg | DH | Pathology Lab. | fully automated platelet apheresis system | 1 | Fenwel compang | box test | 1855 | 3000104093 | 2010 | 0 | NA | 0 | NA | W
6043 | Durg | Durg | DH | Pathology Lab. | CENTRIFUGE MACHINE | 1 | thermo scieritic | CRYOFUTE5500I | 40827497 | 3000104094 | NA | 0 | NA | 0 | NA | W
6044 | Durg | Durg | DH | Pathology Lab. | Plasma Expressor | 1 | TERUO PENPOL | COMPO SAFE M10 | 810541 | 3000104095 | 2010 | 0 | NA | 0 | NA | W
6045 | Durg | Durg | DH | Pathology Lab. | Blood weighing Machine | 1 | TERUO PENPOL | COMPO SAFE CS300 | 811075 | 3000104096 | 2010 | 0 | NA | 0 | NA | W
6046 | Durg | Durg | DH | Pathology Lab. | die ele tube scalev-2 | 1 | TERUO PENPOL | BLOOD BAG TUBE SEALER XS1010 | 809597 | 3000104097 | 2010 | 0 | NA | 0 | NA | W
6047 | Durg | Durg | DH | Pathology Lab. | Blood Bank REFRIGERATOR | 1 | Haier | NA | NA | 3000104098 | NA | 0 | NA | 0 | NA | W
6048 | Durg | Durg | DH | Pathology Lab. | Laminar Air Flow | 1 | Sonar | NA | 7151108 | 3000104099 | 2011 | 0 | NA | 0 | NA | W
6049 | Durg | Durg | DH | Pathology Lab. | Freeze | 1 | Cryo Scienfi fic | URC-P-500-4 | 0658-0807 | 3000104100 | 2009 | 0 | NA | 0 | NA | W
6050 | Durg | Durg | DH | BLOOD BANK | Blood Bank REFRIGERATOR | 1 | Haier | NA | NA | 3000104101 | NA | 0 | NA | 0 | NA | W
6051 | Durg | Durg | DH | BLOOD BANK | FOETAL DOPPLER | 1 | TERUO PENPOL | dc200 | 812363 | 3000104102 | 2010 | 0 | NA | 0 | NA | W
6052 | Durg | Durg | DH | BLOOD BANK | FOETAL DOPPLER | 1 | TERUO PENPOL | dc200 | 812367 | 3000104103 | 2010 | 0 | NA | 0 | NA | W
6053 | Durg | Durg | DH | BLOOD BANK | FOETAL DOPPLER | 1 | TERUO PENPOL | dc200 | 812368 | 3000104104 | 2010 | 0 | NA | 0 | NA | W
6054 | Durg | Durg | DH | BLOOD BANK | Blood Bank REFRIGERATOR | 1 | TERUO PENPOL | 660L | 810061 | 3000104105 | 2010 | 0 | NA | 0 | NA | W
6055 | Durg | Durg | DH | BLOOD BANK | NEEDLE DESTROYER | 1 | Micro sil | ND100 | 1953 | 3000104106 | 2006 | 0 | NA | 0 | NA | W
6056 | Durg | Durg | DH | BLOOD BANK | die ele tube scalev-2 | 1 | TERUO PENPOL | XS1010 | 811652 | 3000104107 | 2010 | 0 | NA | 0 | NA | W
6057 | Durg | Durg | DH | BLOOD BANK | BLOOD COLLECTION MONITOR | 1 | TERUO PENPOL | D601 | 809293 | 3000104108 | 2010 | 0 | NA | 0 | NA | W
6058 | Durg | Durg | DH | BLOOD BANK | BLOOD COLLECTION MONITOR | 1 | TERUO PENPOL | D601 | 811326 | 3000104109 | 2010 | 0 | NA | 0 | NA | W
6059 | Durg | Durg | DH | BLOOD BANK | BLOOD COLLECTION MONITOR | 1 | FREFENIUS CARE | Hemo Light + | 44LO1620 | 3000104110 | NA | 0 | NA | 0 | NA | W
6060 | Durg | Durg | DH | Pathology Lab. | Blood Bank REFRIGERATOR | 1 | Aravali Medical Sufty Pvt. Ltd | JEWETT | NA | 3000104111 | NA | 0 | NA | 0 | NA | W
6061 | Durg | Durg | DH | Pathology Lab. | INCUBATOR | 1 | NA | Coslab | NA | 3000104112 | NA | 0 | NA | 0 | NA | W
6062 | Durg | Durg | DH | Pathology Lab. | CENTRIFUGE MACHINE | 1 | Remi | NA | IGLO59OL | 3000104113 | NA | 0 | NA | 0 | NA | W
6063 | Durg | Durg | DH | Pathology Lab. | ELISA Reader | 1 | Lab system | 3502 | 3520900610 | 3000104114 | NA | 0 | NA | 0 | NA | W
6064 | Durg | Durg | DH | Pathology Lab. | Elisa Washer | 1 | Lab system | WELL WASH | 601510 | 3000104115 | NA | 0 | NA | 0 | NA | W
6065 | Durg | Durg | DH | BLOOD BANK | INCUBATOR | 1 | BIORAD | DIAMED | 1003149 | 3000104116 | 2009 | 0 | NA | 0 | NA | W
6066 | Durg | Durg | DH | BLOOD BANK | CENTRIFUGE MACHINE | 1 | BIORAD | 1175 | 1001802 | 3000104117 | 2009 | 0 | NA | 0 | NA | W
6067 | Durg | Durg | DH | BLOOD BANK | MICROSCOPE (BINOCULAR) | 1 | KWALITY | NA | NA | 3000104118 | NA | 0 | NA | 0 | NA | W
6068 | Durg | Durg | DH | BLOOD BANK | CENTRIFUGE MACHINE | 1 | Remi | R-8C | 8LAN-01012 | 3000104119 | NA | 0 | NA | 0 | NA | W
6069 | Durg | Durg | DH | BLOOD BANK | INCUBATOR | 1 | YORK | YSI-438 | 9111037 | 3000104120 | NA | 0 | NA | 0 | NA | W
6070 | Durg | Durg | DH | BLOOD BANK | Blood Bank REFRIGERATOR | 1 | TERUO PENPOL | TC1002B | 812065 | 3000104121 | NA | 0 | NA | 0 | NA | W
6071 | Durg | Durg | DH | BLOOD BANK | Blood Bank REFRIGERATOR | 1 | TERUO PENPOL | TC1002B | 812063 | 3000104122 | NA | 0 | NA | 0 | NA | W
6072 | Durg | Durg | DH | BLOOD BANK | ADULT WEIGHING MACHINE | 1 | DR BELIRAM & SONS | KRUPS | NA | 3000104123 | NA | 0 | NA | 0 | NA | W
6073 | Durg | Durg | DH | Female Medical Ward | SUCTION APPARATUS | 1 | NA | NA | NA | 3000104124 | NA | 0 | NA | 0 | NA | W
6074 | Durg | Durg | DH | Female Medical Ward | NEEDLE DESTROYER | 1 | HLL Life Care | HEAMO Safe | NA | 3000104125 | NA | 0 | NA | 0 | NA | W
6075 | Durg | Durg | DH | Female Medical Ward | SPHYGMOMANOMETER (MERCURIAL) | 1 | Medi Care | MCP | 14K0057 | 3000104126 | NA | 0 | NA | 0 | NA | W
6076 | Durg | Durg | DH | Female Medical Ward | ELECTRIC STERILIZER | 1 | NA | NA | NA | 3000104127 | 2014 | 0 | NA | 0 | NA | W
6077 | Durg | Durg | DH | Male Medical Ward | SUCTION APPARATUS | 1 | nA | NA | NA | 3000104128 | 2014 | 0 | NA | 0 | NA | W
6078 | Durg | Durg | DH | Male Medical Ward | SPHYGMOMANOMETER (MERCURIAL) | 1 | diamond | Delux | NA | 3000104129 | 2014 | 0 | NA | 0 | NA | W
6079 | Durg | Durg | DH | Male Medical Ward | SPHYGMOMANOMETER (MERCURIAL) | 1 | diamond | Regular | NA | 3000104130 | 2014 | 0 | NA | 0 | NA | W
6080 | Durg | Durg | DH | Male Medical Ward | NEEDLE DESTROYER | 1 | HLL Life Care | HEAMO Safe | NA | 3000104132 | 2014 | 0 | NA | 0 | NA | W
6081 | Durg | Durg | DH | Child Ward | NEBULIZER | 1 | Narditallia Elec. Medical | FLOWNEB | 150481 | 3000104133 | NA | 0 | NA | 0 | NA | W
6082 | Durg | Durg | DH | Child Ward | SUCTION APPARATUS | 1 | NA | NA | NA | 3000104134 | NA | 0 | NA | 0 | NA | W
6083 | Durg | Durg | DH | Child Ward | BABY WEIGHING SCALE | 1 | NA | CROWN | NA | 3000104135 | NA | 0 | NA | 0 | NA | W
6084 | Durg | Durg | DH | Child Ward | NEEDLE DESTROYER | 1 | Micro sil | ND360 | 5019/63 | 3000104136 | NA | 0 | NA | 0 | NA | W
6085 | Durg | Durg | DH | Child Ward | ADULT WEIGHING MACHINE | 1 | Detecth | NA | NA | 3000104137 | NA | 0 | NA | 0 | NA | W
6086 | Durg | Durg | DH | Child Ward | BABY WEIGHING SCALE | 1 | Detecth | MB130 | C14014041 | 3000104138 | NA | 0 | NA | 0 | NA | W
6087 | Durg | Durg | DH | ICU | SPHYGMOMANOMETER (MERCURIAL) | 1 | Medi Care | NSIC | 416721 | 3000104139 | 2015-03-01 | 0 | NA | 0 | NA | W
6088 | Durg | Durg | DH | ICU | ECG RECORDER 6 channel | 1 | mindray | BENI HEART R3 | FK_45003230 | 3000104140 | 2015-01-01 | 0 | NA | 0 | NA | W
6089 | Durg | Durg | DH | ICU | NEBULIZER | 1 | Nordetiliaf | Lowneb | 150327 | 3000104141 | 2015-09-01 | 0 | NA | 0 | NA | W
6090 | Durg | Durg | DH | ICU | REFRIGERATOR | 1 | LG | GL-185 | 404NBER070868 | 3000104142 | 2014-07-01 | 0 | NA | 0 | NA | W
6091 | Durg | Durg | DH | ICU | NEEDLE DESTROYER | 1 | SARATECH | SIR | 899 | 3000104143 | 2013-08-01 | 0 | NA | 0 | NA | W
6092 | Durg | Durg | DH | ICU | SUCTION APPARATUS | 1 | NAYAK | NA | NA | 3000104144 | 2007-12-01 | 0 | NA | 0 | NA | W
6093 | Durg | Durg | DH | ICU | SUCTION APPARATUS | 1 | NAYAK | NA | NA | 3000104145 | 2005-12-01 | 0 | NA | 0 | NA | W
6094 | Durg | Durg | DH | ICU | MULTIPARA PATIENT MONITOR | 1 | MEDIAID | M-1000 | AQ67B7956 | 3000104146 | 2004-06-01 | 0 | NA | 0 | NA | W
6095 | Durg | Durg | DH | ICU | MULTIPARA PATIENT MONITOR | 1 | MEDIAID | M-1000 | AQ67B7914 | 3000104147 | 2004-06-01 | 0 | NA | 0 | NA | W
6096 | Durg | Durg | DH | ICU | MULTIPARA PATIENT MONITOR | 1 | MEDIAID | M-1000 | AQ67B7984 | 3000104148 | 2004-06-01 | 0 | NA | 0 | NA | W
6097 | Durg | Durg | DH | ICU | SUCTION APPARATUS | 1 | Medisue Product | NA | NA | 3000104149 | 2005-12-01 | 0 | NA | 0 | NA | W
6098 | Durg | Durg | DH | ICU | MULTIPARA PATIENT MONITOR | 1 | MEDIAID | M-1000 | AQ67B8030 | 3000104150 | 2004-06-01 | 0 | NA | 0 | NA | W
6099 | Durg | Durg | DH | ICU | MULTIPARA PATIENT MONITOR | 1 | MEDIAID | M-1000 | AQ67B7938 | 3000104151 | 2004-06-01 | 0 | NA | 0 | NA | W
6100 | Durg | Durg | DH | isolation ward | SPHYGMOMANOMETER (MERCURIAL) | 1 | Bhasin Sons | EMQ | 53090 | 3000104152 | 2015-03-01 | 0 | NA | 0 | NA | W
6101 | Durg | Durg | DH | isolation ward | NEEDLE DESTROYER | 1 | Pioneer India | Na | NA | 3000104153 | 2015-04-01 | 0 | NA | 0 | NA | W
6102 | Durg | Durg | DH | isolation ward | SUCTION APPARATUS | 1 | NA | NA | NA | 3000104154 | 2015-03-01 | 0 | NA | 0 | NA | W
6103 | Durg | Durg | DH | isolation ward | ELECTRIC STERILIZER | 1 | Local | NA | NA | 3000104155 | 2011-02-01 | 0 | NA | 0 | NA | W
6104 | Durg | Durg | DH | GYAENOCOLOGICAL Dept. | SPHYGMOMANOMETER (MERCURIAL) | 1 | Supreme Surgical | Premier | 98122747 | 3000104156 | 2013-09-01 | 0 | NA | 0 | NA | W
6105 | Durg | Durg | DH | GYAENOCOLOGICAL Dept. | SUCTION APPARATUS | 1 | NA | Na | NA | 3000104157 | 2013-09-01 | 0 | NA | 0 | NA | W
6106 | Durg | Durg | DH | SNCU | INFANT RADIANT WARMER | 1 | Meditrin Instrument | NA | NA | 3000104158 | 2010-03-01 | 0 | NA | 0 | NA | W
6107 | Durg | Durg | DH | SNCU | INFANT RADIANT WARMER | 1 | Meditrin Instrument | NA | NA | 3000104159 | 2010-03-01 | 0 | NA | 0 | NA | W
6108 | Durg | Durg | DH | SNCU | INFANT RADIANT WARMER | 1 | MEDITECH BIRD | Bird | 3M/RW/311109/1011 | 3000104160 | 2010-03-01 | 0 | NA | 0 | NA | W
6109 | Durg | Durg | DH | SNCU | INFANT RADIANT WARMER | 1 | MEDITECH BIRD | Bird | 302/09/1011 | 3000104161 | 2010-03-01 | 0 | NA | 0 | NA | W
6110 | Durg | Durg | DH | SNCU | INFANT RADIANT WARMER | 1 | MEDITECH BIRD | Bird | 3M/RW315 | 3000104162 | 2010-03-01 | 0 | NA | 0 | NA | W
6111 | Durg | Durg | DH | SNCU | INFANT RADIANT WARMER | 1 | MEDITECH BIRD | Bird | BM/RW/313 | 3000104163 | 2010-03-01 | 0 | NA | 0 | NA | W
6112 | Durg | Durg | DH | SNCU | INFANT RADIANT WARMER | 1 | MEDITECH BIRD | Bird | BM/RW/305 | 3000104164 | 2010-03-01 | 0 | NA | 0 | NA | W
6113 | Durg | Durg | DH | SNCU | INFANT RADIANT WARMER | 1 | MEDITECH BIRD | Bird | BM/RW/300 | 3000104165 | 2010-03-01 | 0 | NA | 0 | NA | W
6114 | Durg | Durg | DH | SNCU | INFANT RADIANT WARMER | 1 | MEDITECH BIRD | Bird | BM/RW/310 | 3000104166 | 2010-03-01 | 0 | NA | 0 | NA | W
6115 | Durg | Durg | DH | SNCU | INFANT RADIANT WARMER | 1 | MEDITECH BIRD | Bird | BM/RW/312 | 3000104167 | 2010-03-01 | 0 | NA | 0 | NA | W
6116 | Durg | Durg | DH | SNCU | INFANT RADIANT WARMER | 1 | MEDITECH BIRD | Bird | BM/RW/313 | 3000104169 | 2010-03-01 | 0 | NA | 0 | NA | W
6117 | Durg | Durg | DH | SNCU | INFANT RADIANT WARMER | 1 | MEDITECH BIRD | Bird | BM/RW/308 | 3000104170 | 2010-03-01 | 0 | NA | 0 | NA | W
6118 | Durg | Durg | DH | SNCU | INFANT RADIANT WARMER | 1 | MEDITECH BIRD | Bird | BM/RW/299 | 3000104171 | 2010-03-01 | 0 | NA | 0 | NA | W
6119 | Durg | Durg | DH | SNCU | INFANT RADIANT WARMER | 1 | Meditran | Intensive Warmer | NA | 3000104172 | 2010-03-01 | 0 | NA | 0 | NA | W
6120 | Durg | Durg | DH | SNCU | BABY WEIGHING SCALE | 1 | Rom Son Mechnical | NA | NA | 3000104173 | 2010-03-01 | 0 | NA | 0 | NA | W
6121 | Durg | Durg | DH | SNCU | PULSE OXIMETER | 1 | Emco Medek PVT. LTD. | OXI-SAT2060 | 9101171 | 3000104174 | 2010-03-01 | 0 | NA | 0 | NA | W
6122 | Durg | Durg | DH | SNCU | PULSE OXIMETER | 1 | Emco Medek PVT. LTD. | OXI-SAT2060 | 9101170 | 3000104175 | 2010-03-01 | 0 | NA | 0 | NA | W
6123 | Durg | Durg | DH | SNCU | PULSE OXIMETER | 1 | Emco Medek PVT. LTD. | OXI-SAT2060 | 9101172 | 3000104176 | 2010-03-01 | 0 | NA | 0 | NA | W
6124 | Durg | Durg | DH | SNCU | PULSE OXIMETER | 1 | Emco Medek PVT. LTD. | OXI-SAT2060 | 9101175 | 3000104177 | 2010-03-01 | 0 | NA | 0 | NA | W
6125 | Durg | Durg | DH | SNCU | PULSE OXIMETER | 1 | Emco Medek PVT. LTD. | OXI-SAT2060 | 9101173 | 3000104178 | 2010-03-01 | 0 | NA | 0 | NA | W
6126 | Durg | Durg | DH | SNCU | PULSE OXIMETER | 1 | Emco Medek PVT. LTD. | OXI-SAT2060 | 9101177 | 3000104179 | 2010-03-01 | 0 | NA | 0 | NA | W
6127 | Durg | Durg | DH | SNCU | PULSE OXIMETER | 1 | Emco Medek PVT. LTD. | OXI-SAT2060 | 9101174 | 3000104180 | 2010-03-01 | 0 | NA | 0 | NA | W
6128 | Durg | Durg | DH | SNCU | PULSE OXIMETER | 1 | Emco Medek PVT. LTD. | OXI-SAT2060 | 9101176 | 3000104181 | 2010-03-01 | 0 | NA | 0 | NA | W
6129 | Durg | Durg | DH | SNCU | NEEDLE DESTROYER | 1 | SARATECH | SIR | 897 | 3000104182 | 2011-06-01 | 0 | NA | 0 | NA | W
6130 | Durg | Durg | DH | SNCU | REFRIGERATOR | 1 | LG | GL-285BM5 | 301PRZZ043685 | 3000104183 | 2013-03-01 | 0 | NA | 0 | NA | W
6131 | Durg | Durg | DH | SNCU | SUCTION APPARATUS | 1 | Aryan | Master Care | NA | 3000104184 | 2013-03-01 | 0 | NA | 0 | NA | W
6132 | Durg | Durg | DH | SNCU | BABY WEIGHING SCALE | 1 | ESQA | 3341321008 |  | 3000104185 | 2010-11-01 | 0 | NA | 0 | NA | W
6133 | Durg | Durg | DH | SNCU | infusion pump | 1 | Emco Medek PVT. LTD. | INFUSOR 950 | 910974 | 3000104186 | 2013-03-01 | 0 | NA | 0 | NA | W
6134 | Durg | Durg | DH | SNCU | NEBULIZER | 1 | Nordetiliaf | FLOWNEB | 150508/2004 | 3000104187 | 2012 | 0 | NA | 0 | NA | W
6135 | Durg | Durg | DH | SNCU | PULSE OXIMETER | 1 | OPTO SYSTEM PVT LTD | OXY500A | 125-HF5154 | 3000104188 | 2010-03-01 | 0 | NA | 0 | NA | W
6136 | Durg | Durg | DH | SNCU | INFANT RADIANT WARMER | 1 | MEDITECH BIRD | Bird | BM/RW/316 | 3000104189 | 2010-03-01 | 0 | NA | 0 | NA | W
6137 | Durg | Durg | DH | SNCU | INFANT RADIANT WARMER | 1 | MEDITECH BIRD | Bird | BM/RW/307 | 3000104190 | 2010-03-01 | 0 | NA | 0 | NA | W
6138 | Durg | Durg | DH | SNCU | INFANT RADIANT WARMER | 1 | MEDITECH BIRD | Bird | BM/RW/306 | 3000104191 | 2010-03-01 | 0 | NA | 0 | NA | W
6139 | Durg | Durg | DH | SNCU | INFANT RADIANT WARMER | 1 | MEDITECH BIRD | Bird | BM/RW/305 | 3000104192 | 2010-03-01 | 0 | NA | 0 | NA | W
6140 | Durg | Durg | DH | SNCU | INFANT RADIANT WARMER | 1 | MEDITECH BIRD | Bird | BM/RW/304 | 3000104193 | 2010-03-01 | 0 | NA | 0 | NA | W
6141 | Durg | Durg | DH | SNCU | INFANT RADIANT WARMER | 1 | MEDITECH BIRD | Bird | BM/RW/314 | 3000104194 | 2010-03-01 | 0 | NA | 0 | NA | W
6142 | Durg | Durg | DH | SNCU | INFANT RADIANT WARMER | 1 | Meditrin Instrument | NA | NA | 3000104195 | 2010-03-01 | 0 | NA | 0 | NA | W
6143 | Durg | Durg | DH | SNCU | SYRINGE PUMP | 1 | Emco Medek PVT. LTD. | INFUSOR 950 | 910973 | 3000104196 | 2010-11-01 | 0 | NA | 0 | NA | W
6144 | Durg | Durg | DH | SNCU | SYRINGE PUMP | 1 | Emco Medek PVT. LTD. | INFUSOR 950 | 910972 | 3000104197 | 2010-11-01 | 0 | NA | 0 | NA | W
6145 | Durg | Durg | DH | SNCU | MULTIPARA PATIENT MONITOR | 1 | mindray | MEC-1200 | CC-08114393 | 3000104198 | 2010-11-01 | 0 | NA | 0 | NA | W
6146 | Durg | Durg | DH | SNCU | PULSE OXIMETER | 1 | OPTO SYSTEM PVT LTD | OXY500A | 125-HF5112 | 3000104199 | 2010-03-01 | 0 | NA | 0 | NA | W
6147 | Durg | Durg | DH | SNCU | BABY PHOTOTHERAPY UNIT | 1 | Local | NA | NA | 3000104200 | NA | 0 | NA | 0 | NA | W
6148 | Durg | Durg | DH | SNCU | BABY PHOTOTHERAPY UNIT | 1 | MEDITECH BIRD | Bird | BM/CPT142 | 3000104201 | 2010-11-01 | 0 | NA | 0 | NA | W
6149 | Durg | Durg | DH | SNCU | BABY PHOTOTHERAPY UNIT | 1 | MEDITECH BIRD | Bird | BM/CPT143 | 3000104202 | 2010-11-01 | 0 | NA | 0 | NA | W
6150 | Durg | Durg | DH | SNCU | BABY PHOTOTHERAPY UNIT | 1 | MEDITECH BIRD | Bird | BM/CPT144 | 3000104203 | 2010-11-01 | 0 | NA | 0 | NA | W
6151 | Durg | Durg | DH | SNCU | BABY PHOTOTHERAPY UNIT | 1 | MEDITECH BIRD | Bird | BM/CPT140 | 3000104204 | 2010-11-01 | 0 | NA | 0 | NA | W
6152 | Durg | Durg | DH | SNCU | BABY PHOTOTHERAPY UNIT | 1 | MEDITECH BIRD | Bird | BM/CPT141 | 3000104205 | 2010-11-01 | 0 | NA | 0 | NA | W
6153 | Durg | Durg | DH | SNCU | GLUCOMETER | 1 | NEPRO | TRUE RESULT | MO2558082 | 3000104206 | 2010-03-01 | 0 | NA | 0 | NA | W
6154 | Durg | Durg | DH | Pathology Lab. | hematology analyzer | 1 | RECL LTD. | Lab Life H3D | RM-931009700 | 3000104207 | 2012-06-01 | 0 | NA | 0 | NA | W
6155 | Durg | Durg | DH | Pathology Lab. | REFRIGERATOR | 1 | GODEREJ | Gold | NA | 3000104208 | 1995 | 0 | NA | 0 | NA | W
6156 | Durg | Durg | DH | Pathology Lab. | CENTRIFUGE MACHINE | 1 | NA | NA | NA | 3000104209 | 2012-12-01 | 0 | NA | 0 | NA | W
6157 | Durg | Durg | DH | Pathology Lab. | MICROSCOPE (BINOCULAR) | 1 | SHREE SCIENIFIC ENTERPN SEN | CXL + | 984405 | 3000104210 | 1999-11-01 | 0 | NA | 0 | NA | W
6158 | Durg | Durg | DH | Pathology Lab. | MICROSCOPE (BINOCULAR) | 1 | LABO MED | LX300 | 140771959 | 3000104211 | 2005-05-01 | 0 | NA | 0 | NA | W
6159 | Durg | Durg | DH | Pathology Lab. | CENTRIFUGE MACHINE | 1 | Associated scienfi fic Tec. | VIO METRA | 10670914 | 3000104212 | 2014-11-01 | 0 | NA | 0 | NA | W
6160 | Durg | Durg | DH | Pathology Lab. | AUTOCLAVE | 1 | Ster Line | Z-ClaveZA23 | S1404G0004W | 3000104213 | 2006-06-01 | 0 | NA | 0 | NA | W
6161 | Durg | Durg | DH | Pathology Lab. | AUTOCLAVE | 1 | Ster Line | Z-ClaveZA23 | S1404G0002W | 3000104214 | 2006-06-01 | 0 | NA | 0 | NA | W
6162 | Durg | Durg | DH | Pathology Lab. | NEEDLE DESTROYER | 1 | HLL Life Care | HL Haemo Safe | NA | 3000104215 | 2011-03-01 | 0 | NA | 0 | NA | W
6163 | Durg | Durg | DH | Pathology Lab. | COLORIMETER | 1 | Labtronics | LT-112 | NA | 3000104216 | 2013-09-01 | 0 | NA | 0 | NA | W
6164 | Durg | Durg | DH | Pathology Lab. | HOT AIR OVEN | 1 | Micro vision Calibration Ser. | NA | NA | 3000104217 | 2014-08-01 | 0 | NA | 0 | NA | W
6165 | Durg | Durg | DH | Pathology Lab. | INCUBATOR | 1 | Micro vision Calibration Ser. | COSLAB | DHD/BB/23 | 3000104218 | 2013-07-01 | 0 | NA | 0 | NA | W
6166 | Durg | Durg | DH | Pathology Lab. | biochemistry analyzer | 1 | Matri X Life Scienus Pvt Ldt | BENESPHERAC61 | 601610030E | 3000104219 | 2015-03-01 | 0 | NA | 0 | NA | W
6167 | Durg | Durg | DH | Pathology Lab. | biochemistry analyzer | 1 | Matri X Life Scienus Pvt Ldt | BENESPHERAC61 | 601610030E | 3000104220 | 2015-05-01 | 0 | NA | 0 | NA | W
6168 | Durg | Durg | DH | Pathology Lab. | CENTRIFUGE MACHINE (16 Tubes) | 1 | Remi | R-8C | BHLC-3142 | 3000104222 | 2012-01-01 | 0 | NA | 0 | NA | W
6169 | Durg | Durg | DH | Pathology Lab. | CENTRIFUGE MACHINE (16 Tubes) | 1 | Remi | R-8C | HHLC-12212 | 3000104223 | 2014-05-01 | 0 | NA | 0 | NA | W
6170 | Durg | Durg | DH | Pathology Lab. | HOT AIR OVEN | 1 | Micro vision Calibration Ser. | NA | NA | 3000104224 | 2015-01-01 | 0 | NA | 0 | NA | W
6171 | Durg | Durg | DH | Pathology Lab. | digital hb meter | 1 | NA | Covehe | 112127 | 3000104225 | 2011-02-01 | 0 | NA | 0 | NA | W
6172 | Durg | Durg | DH | Pathology Lab. | MICROSCOPE (BINOCULAR) | 1 | LABO MED | Vision 2000 | 120749484 | 3000104226 | 2014-07-01 | 0 | NA | 0 | NA | W
6173 | Durg | Durg | DH | Pathology Lab. | ELECTRO PHORESIS MACHINE | 1 | Systronics | electrophoresis Suppluy 610 | 1487 | 3000104227 | 2009-05-01 | 0 | NA | 0 | NA | W
6174 | Durg | Durg | DH | Pathology Lab. | NEEDLE DESTROYER | 1 | HLL Life Care | HL Haemo Safe | NA | 3000104228 | 2011-03-01 | 0 | NA | 0 | NA | W
6175 | Durg | Durg | DH | Pathology Lab. | REFRIGERATOR | 1 | Electroluck | ML-150 | NA | 3000104229 | 2000-07-01 | 0 | NA | 0 | NA | W
6176 | Durg | Durg | DH | Pathology Lab. | HOT AIR OVEN | 1 | NA | NA | NA | 3000104230 | 2014-09-01 | 0 | NA | 0 | NA | W
6177 | Durg | Durg | DH | Pathology Lab. | CENTRIFUGE MACHINE (16 Tubes) | 1 | Remi | R-8C | HFLC-8871 | 3000104231 | 2014-10-01 | 0 | NA | 0 | NA | W
6178 | Durg | Durg | DH | Pathology Lab. | INCUBATOR | 1 | Micro vision Calibration Ser. | NA | NA | 3000104232 | 2013-07-01 | 0 | NA | 0 | NA | W
6179 | Durg | Durg | DH | Pathology Lab. | REFRIGERATOR | 1 | GODEREJ | NA | NA | 3000104233 | 1990-10-01 | 0 | NA | 0 | NA | W
6180 | Durg | Durg | DH | Pathology Lab. | Serological WATER BATH | 1 | NA | NA | NA | 3000104234 | 2007-12-01 | 0 | NA | 0 | NA | NW
6181 | Durg | Durg | DH | Pathology Lab. | digital chemical balance | 1 | Micro vision Calibration Ser. | GTSL-SERIES | 4106734 | 3000104235 | 2004-12-01 | 0 | NA | 0 | NA | NW
6182 | Durg | Durg | DH | Pathology Lab. | HB METER | 1 | MARIEN FELD LAB. | SUPE RIUR | NA | 3000104236 | 2007-07-01 | 0 | NA | 0 | NA | W
6183 | Durg | Durg | DH | Pathology Lab. | common PHYSICAL BALANCE | 1 | NA | NA | NA | 3000104237 | 2007-03-01 | 0 | NA | 0 | NA | NW
6184 | Durg | Durg | DH | Pathology Lab. | CENTRIFUGE MACHINE | 1 | Local | NA | NA | 3000104238 | 2012-12-01 | 0 | NA | 0 | NA | NW
6185 | Durg | Durg | DH | Pathology Lab. | PHOTO COLORIMETER | 1 | ELECTRA BIO SYS. | NA | NA | 3000104239 | 2005-01-01 | 0 | NA | 0 | NA | NW
6186 | Durg | Durg | DH | Pathology Lab. | PHOTO COLORIMETER | 1 | Labtronics | 12 | 2003011 | 3000104240 | 2005-01-01 | 0 | NA | 0 | NA | NW
6187 | Durg | Durg | DH | Pathology Lab. | ELECTRO PHORESIS MACHINE | 1 | NA | NA | NA | 3000104241 | 2005-01-01 | 0 | NA | 0 | NA | NW
6188 | Durg | Durg | DH | Pathology Lab. | AUTOCLAVE | 1 | Local | NA | NA | 3000104242 | 2006-06-01 | 0 | NA | 0 | NA | NW
6189 | Durg | Durg | DH | Pathology Lab. | NEEDLE DESTROYER | 1 | SARATECH | SIR | R840 | 3000104243 | 2011-03-01 | 0 | NA | 0 | NA | NW
6190 | Durg | Durg | DH | Pathology Lab. | NEEDLE DESTROYER | 1 | SARATECH | SIR | 900 | 3000104244 | 2011-11-01 | 0 | NA | 0 | NA | NW
6191 | Durg | Durg | DH | Pathology Lab. | NEEDLE DESTROYER | 1 | SARATECH | SIR | R7386 | 3000104245 | 2012-11-01 | 0 | NA | 0 | NA | NW
6192 | Durg | Durg | DH | Pathology Lab. | ELECTRIC STERILIZER | 1 | NA | NA | NA | 3000104246 | 2005-05-01 | 0 | NA | 0 | NA | NW
6193 | Durg | Durg | DH | Pathology Lab. | Serological WATER BATH | 1 | NA | NA | NA | 3000104247 | 2010-10-01 | 0 | NA | 0 | NA | NW
6194 | Durg | Durg | DH | Pathology Lab. | COLORIMETER | 1 | NA | NA | NA | 3000104248 | 2005-01-01 | 0 | NA | 0 | NA | NW
6195 | Durg | Durg | DH | Pathology Lab. | chemical balance machine | 1 | NA | NA | NA | 3000104249 | 2004-12-01 | 0 | NA | 0 | NA | NW
6196 | Durg | Durg | DH | Pathology Lab. | PHYSICAL BALANCE | 1 | NA | PREEISION | NA | 3000104250 | 2009-03-01 | 0 | NA | 0 | NA | NW
6197 | Durg | Durg | DH | Pathology Lab. | PHYSICAL BALANCE | 1 | DHONA | DHONA 200D | NA | 3000104251 | 2004-11-01 | 0 | NA | 0 | NA | NW
6198 | Durg | Durg | DH | Pathology Lab. | ELECTRIC STERILIZER | 1 | NA | NA | NA | 3000104252 | 2006-06-01 | 0 | NA | 0 | NA | W
6199 | Durg | Durg | DH | Pathology Lab. | ELECTRIC STERILIZER | 1 | NA | NA | NA | 3000104253 | 2006-05-01 | 0 | NA | 0 | NA | W
6200 | Durg | Durg | DH | Pathology Lab. | ELECTRIC STERILIZER | 1 | NA | NA | NA | 3000104254 | 2006-05-01 | 0 | NA | 0 | NA | W
6201 | Durg | Durg | DH | Pathology Lab. | ELECTRIC STERILIZER | 1 | NA | NA | NA | 3000104255 | 2008-05-01 | 0 | NA | 0 | NA | W
6202 | Durg | Durg | DH | Pathology Lab. | ELECTRIC STERILIZER | 1 | NA | NA | NA | 3000104256 | 2008-05-01 | 0 | NA | 0 | NA | W
6203 | Durg | Durg | DH | Pathology Lab. | Serological WATER BATH | 1 | NA | COZLAB | NA | 3000104257 | 2006-01-01 | 0 | NA | 0 | NA | NW
6204 | Durg | Durg | DH | Pathology Lab. | ELECTRO PHORESIS MACHINE | 1 | NA | NA | NA | 3000104258 | 2004-04-01 | 0 | NA | 0 | NA | NW
6205 | Durg | Durg | DH | Pathology Lab. | CENTRIFUGE MACHINE | 1 | BECTON DICKI | QBC | 3410034 | 3000104259 | 2002-07-01 | 0 | NA | 0 | NA | NW
6206 | Durg | Durg | DH | Pathology Lab. | fiber optic illuminator | 1 | BECTON DICKI | PARALENS | 35003330269 | 3000104260 | 2002-07-01 | 0 | NA | 0 | NA | NW
6207 | Durg | Durg | DH | Pathology Lab. | NEEDLE DESTROYER | 1 | HLL Life Care | HL Haemo Safe | NA | 3000104261 | 2011-03-01 | 0 | NA | 0 | NA | NW
6208 | Durg | Durg | DH | Pathology Lab. | biochemistry analyzer | 1 | Transseisya | ESC+ Sesiya | 10360 | 3000104262 | 2001-05-01 | 0 | NA | 0 | NA | NW
6209 | Durg | Durg | DH | Pathology Lab. | hematology analyzer | 1 | NA | kx-21 | AS136 | 3000104263 | 2001-05-01 | 0 | NA | 0 | NA | NW
6210 | Durg | Durg | DH | Pathology Lab. | ELECTRO PHORESIS MACHINE | 1 | Systronics | electrophoresis Suppluy 610 | 1488 | 3000104264 | 2015 | 0 | NA | 0 | NA | W
6211 | Durg | Durg | DH | Pathology Lab. | ELECTRO PHORESIS MACHINE | 1 | NA | NA | NA | 3000104265 | 2015 | 0 | NA | 0 | NA | W
6212 | Durg | Durg | DH | Pathology Lab. | REFRIGERATOR | 1 | LG | FL-B285BGN | ME264467970 | 3000104266 | 2015 | 0 | NA | 0 | NA | W
6213 | Durg | Durg | DH | Pathology Lab. | NEEDLE DESTROYER | 1 | HLL Life Care | HL Haemo Safe | NA | 3000104267 | 2015-03-01 | 0 | NA | 0 | NA | W
6214 | Durg | Durg | DH | Pathology Lab. | NEEDLE DESTROYER | 1 | HLL Life Care | HL Haemo Safe | NA | 3000104268 | 2015-03-01 | 0 | NA | 0 | NA | W
6215 | Durg | Durg | DH | Pathology Lab. | NEEDLE DESTROYER | 1 | HLL Life Care | HL Haemo Safe | NA | 3000104269 | 2015-03-01 | 0 | NA | 0 | NA | W
6216 | Durg | Durg | DH | Pathology Lab. | NEEDLE DESTROYER | 1 | HLL Life Care | HL Haemo Safe | NA | 3000104270 | 2015-03-01 | 0 | NA | 0 | NA | W
6217 | Durg | Durg | DH | Pathology Lab. | Digital PH Meter | 1 | NA | Tanco | 2K903046 | 3000104271 | 2009-03-01 | 0 | NA | 0 | NA | W
6218 | Durg | Durg | DH | Pathology Lab. | Digital PH Meter | 1 | NA | NA | 2K903042 | 3000104272 | 2009-03-01 | 0 | NA | 0 | NA | W
6219 | Durg | Durg | DH | Pathology Lab. | hematology analyzer | 1 | RFCI LTD. | Lab Life H3D | RM-93100971 | 3000104273 | 2012-06-01 | 0 | NA | 0 | NA | W
6220 | Durg | Durg | DH | RADIOLOGY Dept. | X-RAY MACHINE 500 mA | 1 | SIEMEUS INDIA LTD | 5201 | 1886524 | 3000104274 | NA | 0 | NA | 0 | NA | W
6221 | Durg | Durg | DH | RADIOLOGY Dept. | X-RAY MACHINE 100mA | 1 | Meditnrnics | DIAGNOX100-R | 6A | 3000104275 | NA | 0 | NA | 0 | NA | W
6222 | Durg | Durg | DH | RADIOLOGY Dept. | X-RAY MACHINE 300 mA | 1 | Elpro Internatn ltd | SRS-300 | C170152 | 3000104276 | NA | 0 | NA | 0 | NA | NW
6223 | Durg | Durg | DH | RADIOLOGY Dept. | dryview imager printer | 1 | Kodak | Dryview 6800 | K4652-8738 | 3000104277 | 2012-01-01 | 0 | NA | 0 | NA | W
6224 | Durg | Durg | DH | RADIOLOGY Dept. | Digital energy ups system | 1 | NA | GE | NA | 3000104278 | 2012-01-01 | 0 | NA | 0 | NA | W
6225 | Durg | Durg | DH | RADIOLOGY Dept. | Stabilizer | 1 | Consul | NA | NA | 3000104279 | 2012-01-01 | 0 | NA | 0 | NA | W
6226 | Durg | Durg | DH | RADIOLOGY Dept. | gondery | 1 | GE | NA | NA | 3000104280 | 2012-01-01 | 0 | NA | 0 | NA | W
6227 | Durg | Durg | DH | RADIOLOGY Dept. | table top | 1 | GE Medical System | NA | NA | 3000104281 | 2012-01-01 | 0 | NA | 0 | NA | W
6228 | Durg | Durg | DH | RADIOLOGY Dept. | Stabilizer | 1 | GE Medical System | 232649HM6 | 236397HM6 | 3000104282 | 2012-01-01 | 0 | NA | 0 | NA | W
6229 | Durg | Durg | DH | RADIOLOGY Dept. | Injector System FOR CT | 1 | Meorao Vistron CT | VH0800 | 57554 | 3000104283 | 2012-01-01 | 0 | NA | 0 | NA | W
6230 | Durg | Durg | DH | RADIOLOGY Dept. | CT SCAN | 1 | Meorao Vistron CT | GE | 45397C07 | 3000104284 | 2012-01-01 | 0 | NA | 0 | NA | W
6231 | Durg | Durg | DH | RADIOLOGY Dept. | monitor (CT Scan Film Mack) | 1 | NEC | Multi sync led 1999SXI | 1000699UA | 3000104285 | 2012-01-01 | 0 | NA | 0 | NA | W
6232 | Durg | Durg | DH | RADIOLOGY Dept. | monitor (CT Scan Film Mack) | 1 | NEC | Multi sync led 1999SXI | 1000641UA | 3000104286 | 2012-01-01 | 0 | NA | 0 | NA | W
6233 | Durg | Durg | DH | RADIOLOGY Dept. | Digital X-ray | 1 | allengers medical system | Allengers cling Suspended | 2K1309470-5 | 3000104287 | 2014-09-01 | 0 | NA | 0 | NA | W
6234 | Durg | Durg | DH | RADIOLOGY Dept. | table top | 1 | Floatex | NA | NA | 3000104288 | 2014-09-01 | 0 | NA | 0 | NA | W
6235 | Durg | Durg | DH | RADIOLOGY Dept. | X-RAY MACHINE | 1 | allengers medical system | MAR980 | 2K130980330-X/HF | 3000104289 | 2014-09-01 | 0 | NA | 0 | NA | W
6236 | Durg | Durg | DH | RADIOLOGY Dept. | Digital X-ray | 1 | allengers medical system | NA | NA | 3000104290 | 2014-09-01 | 0 | NA | 0 | NA | W
6237 | Durg | Durg | DH | RADIOLOGY Dept. | View Imaging printer | 1 | Asharp | DrystarAXYS | 6827 | 3000104291 | 2014-09-01 | 0 | NA | 0 | NA | W
6238 | Durg | Durg | DH | Sonography Room | Sonography Machine | 1 | GE | LOGIOPS | 196498SUO | 3000104292 | 2013-01-01 | 0 | NA | 0 | NA | W
6239 | Durg | Durg | DH | Sonography Room | VIEW BOX | 1 | NA | NA | NA | 3000104293 | 2013-01-01 | 0 | NA | 0 | NA | W
6240 | Durg | Durg | DH | Dialysis Room | Dialysis Machine | 1 | fresenius medical care | 40085 | 9VCANQ16 | 3000104294 | 2009-12-01 | 0 | NA | 0 | NA | W
6241 | Durg | Durg | DH | Dialysis Room | Dialysis Machine | 1 | fresenius medical care | 40085 | 8VCAMD79 | 3000104295 | 2009-12-01 | 0 | NA | 0 | NA | W
6242 | Durg | Durg | DH | Dialysis Room | SPHYGMOMANOMETER (MERCURIAL) | 1 | diamond | EMLI-0196043 | NA | 3000104296 | 2009-12-01 | 0 | NA | 0 | NA | W
6243 | Durg | Durg | DH | GYAENOCOLOGICAL Dept. | NEEDLE DESTROYER | 1 | Micro sil | NA | NA | 3000104297 | 2008-04-01 | 0 | NA | 0 | NA | W
6244 | Durg | Durg | DH | GYAENOCOLOGICAL Dept. | SPHYGMOMANOMETER (MERCURIAL) | 1 | Bhasin Sons | EMQ | 549027-06 | 3000104298 | 2015-09-01 | 0 | NA | 0 | NA | W
6245 | Durg | Durg | DH | GYAENOCOLOGICAL Dept. | SPHYGMOMANOMETER (MERCURIAL) | 1 | Medi Care | MCP | 1445621 | 3000104299 | 2015-05-01 | 0 | NA | 0 | NA | W
6246 | Durg | Durg | DH | EYE OT | Surgical Microscope | 1 | Moter wedle internan | MicroflexFC | 421 | 3000104300 | 2009 | 0 | NA | 0 | NA | W
6247 | Durg | Durg | DH | EYE OT | AUTOCLAVE | 1 | NA | NA | NA | 3000104301 | NA | 0 | NA | 0 | NA | W
6248 | Durg | Durg | DH | EYE OT | BOYLE'S APPARATUS | 1 | Paul breathing Equ. Comp. | Bnegco | NA | 3000104302 | 2012 | 0 | NA | 0 | NA | NW
6249 | Durg | Durg | DH | EYE OT | PULSE OXIMETER | 1 | OXI LIFE | OX-300 | NA | 3000104303 | 2007-07-01 | 0 | NA | 0 | NA | W
6250 | Durg | Durg | DH | EYE OT | SPHYGMOMANOMETER (MERCURIAL) | 1 | diamond | CF/L-0196043 | 19252 | 3000104304 | 2012-07-01 | 0 | NA | 0 | NA | W
6251 | Durg | Durg | DH | EYE OT | SPHYGMOMANOMETER (MERCURIAL) | 1 | diamond | NA | NA | 3000104306 | NA | 0 | NA | 0 | NA | W
6252 | Durg | Durg | DH | EYE OT | ELECTRIC STERILIZER | 1 | NA | NA | NA | 3000104305 | 2005-07-01 | 0 | NA | 0 | NA | W
6253 | Durg | Durg | DH | EYE OT | AUTOCLAVE | 1 | Themo Tech | TH-7008 | NA | 3000104307 | 2009-05-01 | 0 | NA | 0 | NA | W
6254 | Durg | Durg | DH | EYE OT | NEEDLE DESTROYER | 1 | Micro Sil | WD100 | 2235/05-06 | 3000104308 | 2005-12-01 | 0 | NA | 0 | NA | W
6255 | Durg | Durg | DH | EYE OT | Air ELECTRIC STERILIZER Machine | 1 | NA | NA | NA | 3000104309 | 2006-11-01 | 0 | NA | 0 | NA | W
6256 | Durg | Durg | DH | EYE OT | Air ELECTRIC STERILIZER Machine | 1 | NA | NA | NA | 3000104310 | 2006-11-01 | 0 | NA | 0 | NA | W
6257 | Durg | Durg | DH | EYE OT | SUCTION APPARATUS | 1 | NA | NA | NA | 3000104311 | 2005-07-01 | 0 | NA | 0 | NA | W
6258 | Durg | Durg | DH | EYE OT | FUMIGATION MACHINE | 1 | Faith INNOVATN | ULV FOGGER | FAI-SF1161 | 3000104312 | NA | 0 | NA | 0 | NA | W
6259 | Durg | Durg | DH | EYE OT | FUMIGATION MACHINE | 1 | NA | NA | NA | 3000104313 | 2005-12-01 | 0 | NA | 0 | NA | W
6260 | Durg | Durg | DH | Male Surgical Ward | SUCTION APPARATUS | 1 | Dynamic | M-9 | NA | 3000104314 | 2013 | 0 | NA | 0 | NA | NW
6261 | Durg | Durg | DH | Male Surgical Ward | ELECTRIC STERILIZER | 1 | NA | NA | NA | 3000104315 | 2007 | 0 | NA | 0 | NA | W
6262 | Durg | Durg | DH | Male Surgical Ward | NEEDLE DESTROYER | 1 | Micro sil | ND-350 | 3404 | 3000104316 | 2015-03-01 | 0 | NA | 0 | NA | W
6263 | Durg | Durg | DH | Male Surgical Ward | SPHYGMOMANOMETER (MERCURIAL) | 1 | NA | NAMATT | 76946 | 3000104323 | 2014-12-01 | 0 | NA | 0 | NA | W
6264 | Durg | Durg | DH | Female Surgical Ward | SUCTION APPARATUS | 1 | NA | NA | NA | 3000104317 | 2013-01-01 | 0 | NA | 0 | NA | W
6265 | Durg | Durg | DH | Female Surgical Ward | NEEDLE DESTROYER | 1 | HLL Life Care | Haemo Safe | NA | 3000104318 | 2015-04-01 | 0 | NA | 0 | NA | W
6266 | Durg | Durg | DH | Female Surgical Ward | SPHYGMOMANOMETER (MERCURIAL) | 1 | diamond | CM/L 0196043 | NA | 3000104319 | 2013-03-01 | 0 | NA | 0 | NA | NW
6267 | Durg | Durg | DH | Orthopaedic ward | SPHYGMOMANOMETER (MERCURIAL) | 1 | NA | NA | NA | 3000104320 | 2012-04-01 | 0 | NA | 0 | NA | NW
6268 | Durg | Durg | DH | Orthopaedic ward | SUCTION APPARATUS | 1 | NA | NA | NA | 3000104321 | 2015-12-01 | 0 | NA | 0 | NA | NW
6269 | Durg | Durg | DH | Orthopaedic ward | ELECTRIC STERILIZER | 1 | NA | NA | NA | 3000104322 | 2007-10-01 | 0 | NA | 0 | NA | W
6270 | Durg | Durg | DH | Female Surgical Ward | NEEDLE DESTROYER | 1 | Micro sil | ND-350 | 3887 | 3000104324 | 2005-01-01 | 0 | NA | 0 | NA | NW
6271 | Durg | Durg | DH | Female Surgical Ward | SPHYGMOMANOMETER (MERCURIAL) | 1 | Medi Care | MCP | 14161896 | 3000104325 | 2015-07-01 | 0 | NA | 0 | NA | W
6272 | Durg | Durg | DH | Female Surgical Ward | SPHYGMOMANOMETER (MERCURIAL) | 1 | Namat Shree Ninayak Vdyog | NAMATT regular | 76948 | 3000104326 | 2013-03-01 | 0 | NA | 0 | NA | W
6273 | Durg | Durg | DH | EYE OT | Air ELECTRIC STERILIZER Machine | 1 | Intertial Electro Midical Systey | TROPO | 4K54066 | 3000104327 | NA | 0 | NA | 0 | NA | W
6274 | Durg | Durg | DH | EYE OT | Surgical Microscope | 1 | Appaswamy | AAOM-201I | NA | 3000104328 | 2007 | 0 | NA | 0 | NA | NW
6275 | Durg | Durg | DH | EYE OT | Surgical Microscope | 1 | NA | Laica | NA | 3000104329 | 1996 | 0 | NA | 0 | NA | NW
6276 | Durg | Durg | DH | EYE OT | Air ELECTRIC STERILIZER Machine | 1 | NA | NA | NA | 3000104330 | NA | 0 | NA | 0 | NA | W
6277 | Durg | Durg | DH | EYE OT | Surgical Microscope | 1 | Moller wedel | MicroflexFC | 481 | 3000104331 | 2009 | 0 | NA | 0 | NA | W
6278 | Durg | Durg | DH | Ascan room | Keratometer | 1 | NA | Kashmeerasrg | NA | 3000104332 | 2012 | 0 | NA | 0 | NA | W
6279 | Durg | Durg | DH | Ascan room | Keratometer | 1 | NA | NA | 12693 | 3000104333 | 1996 | 0 | NA | 0 | NA | NW
6280 | Durg | Durg | DH | Ascan room | Keratometer | 1 | NA | NA | NA | 3000104334 | 2000 | 0 | NA | 0 | NA | NW
6281 | Durg | Durg | DH | Ascan room | A- SCAN BIOMETER | 1 | Ulttra Sonic | ECHORULE 2 | 210108 | 3000104335 | 2009 | 0 | NA | 0 | NA | NW
6282 | Durg | Durg | DH | Ascan room | MICROSCOPE (BINOCULAR) | 1 | Leica | M690 | 310796018 | 3000104336 | 2009 | 0 | NA | 0 | NA | NW
6283 | Durg | Durg | DH | Ascan room | YAG LASER | 1 | Nidek | YC-1600 | 61097 | 3000104337 | 2002 | 0 | NA | 0 | NA | W
6284 | Durg | Durg | DH | Ascan room | PULSE OXIMETER | 1 | Appaswamy | AP901CTS | 394 | 3000104338 | 2013 | 0 | NA | 0 | NA | W
6285 | Durg | Durg | DH | Ascan room | PULSE OXIMETER | 1 | Appaswamy | AP-9014 | AP-9014755 | 3000104339 | 2009 | 0 | NA | 0 | NA | NW
6286 | Durg | Durg | DH | Ascan room | green laser | 1 | Appaswamy | AMOGH | GL0903037 | 3000104340 | 2009 | 0 | NA | 0 | NA | NW
6287 | Durg | Durg | DH | Ascan room | SLIT LAMP | 1 | NA | AIA1255 | 154090035 | 3000104341 | 2009 | 0 | NA | 0 | NA | NW
6288 | Durg | Durg | DH | Ascan room | TONOMETER | 1 | Appaswamy | ACC002 | ATM0880409 | 3000104342 | 2009 | 0 | NA | 0 | NA | W
6289 | Durg | Durg | DH | Ascan room | OPHTHALMOSCOPE | 1 | NA | NA | NA | 3000104343 | 2005 | 0 | NA | 0 | NA | W
6290 | Durg | Durg | DH | Ascan room | A- SCAN BIOMETER | 1 | Ulttra Sonic | SU-20 | 10361 | 3000104344 | 2001 | 0 | NA | 0 | NA | NW
6291 | Durg | Durg | DH | Ascan room | A- SCAN BIOMETER | 1 | BIO MEDIX | ECHORULE 2 | 210106 | 3000104345 | 1996 | 0 | NA | 0 | NA | NW
6292 | Durg | Durg | DH | Ascan room | SLIT LAMP | 1 | CARI ZEISS | MEDITEC A6 | 1006293 | 3000104346 | 2009 | 0 | NA | 0 | NA | W
6293 | Durg | Durg | DH | Burn Unit | NEEDLE DESTROYER | 1 | Micro sil | ND-360 | 4962/03 | 3000104347 | 2005 | 0 | NA | 0 | NA | W
6294 | Durg | Durg | DH | Opthalmology Dept. | REFRIGERATOR | 1 | Caon | ACC002 | NA | 3000104348 |  | 0 | NA | 0 | NA | W
6295 | Durg | Durg | DH | Opthalmology Dept. | ELECTRIC STERILIZER | 1 | NA | NA | NA | 3000104349 |  | 0 | NA | 0 | NA | W
6296 | Durg | Durg | DH | Store Room | SUCTION APPARATUS | 1 | NA | NA | NA | 3000104350 | 2008-01-01 | 0 | NA | 0 | NA | W
6297 | Durg | Durg | DH | Store Room | SUCTION APPARATUS | 1 | NA | NA | NA | 3000104351 | 2009-02-01 | 0 | NA | 0 | NA | W
6298 | Durg | Durg | DH | Store Room | SUCTION APPARATUS | 1 | NA | NA | NA | 3000104352 | 2011-04-01 | 0 | NA | 0 | NA | W
6299 | Durg | Durg | DH | Store Room | ELECTRIC STERILIZER | 1 | Surgical Udyog | NA | NA | 3000104353 | 2011 | 0 | NA | 0 | NA | W
6300 | Durg | Durg | DH | Store Room | ELECTRIC STERILIZER | 1 | NA | NA | NA | 3000104354 | 2009 | 0 | NA | 0 | NA | W
6301 | Durg | Durg | DH | Pediatric Ward | NEEDLE DESTROYER | 1 | Micro Sil | NA | NA | 3000104355 | 2014 | 0 | NA | 0 | NA | NW
6302 | Durg | Durg | DH | CASUALITY WARD | SUCTION APPARATUS | 1 | NA | NA | NA | 3000104357 |  | 0 | NA | 0 | NA | W
6303 | Durg | Durg | DH | CASUALITY WARD | SUCTION APPARATUS | 1 | NA | NA | NA | 3000104358 |  | 0 | NA | 0 | NA | W
6304 | Durg | Durg | DH | CASUALITY WARD | ECG RECORDER | 1 | UPKRAN Enter. Pri. | CARDIOMIN 2K | 14J5434 | 3000104359 |  | 0 | NA | 0 | NA | W
6305 | Durg | Durg | DH | CASUALITY WARD | NEEDLE DESTROYER | 1 | SARATECH | SIR | 415 | 3000104360 |  | 0 | NA | 0 | NA | W
6306 | Durg | Durg | DH | CASUALITY WARD | PULSE OXIMETER | 1 | NA | M-1000 | AQ6787913 | 3000104361 |  | 0 | NA | 0 | NA | W
6307 | Durg | Durg | DH | CASUALITY WARD | SPHYGMOMANOMETER (MERCURIAL) | 1 | diamond | CM/L-0966048 | NA | 3000104362 |  | 0 | NA | 0 | NA | NW
6308 | Durg | Durg | DH | CASUALITY WARD | SPHYGMOMANOMETER (MERCURIAL) | 1 | Medi Care | MCP | 14C4016 | 3000104363 |  | 0 | NA | 0 | NA | NW
6309 | Durg | Durg | DH | CASUALITY WARD | SPHYGMOMANOMETER (MERCURIAL) | 1 | NA | NA | NA | 3000104364 |  | 0 | NA | 0 | NA | NW
6310 | Durg | Durg | DH | CASUALITY WARD | SPHYGMOMANOMETER (MERCURIAL) | 1 | 1 | EMU | NA | 3000104365 |  | 0 | NA | 0 | NA | NW
6311 | Durg | Durg | DH | CASUALITY WARD | SPHYGMOMANOMETER (MERCURIAL) | 1 | Shree Vinayk Udyog | Wamat | 75698 | 3000104366 |  | 0 | NA | 0 | NA | NW
6312 | Durg | Durg | DH | CASUALITY WARD | SPHYGMOMANOMETER (MERCURIAL) | 1 | diamond | NA | NA | 3000104367 |  | 0 | NA | 0 | NA | NW
6313 | Durg | Durg | DH | CASUALITY WARD | ELECTRIC STERILIZER | 1 | AS-ADZ Product | SMR | NA | 3000104368 |  | 0 | NA | 0 | NA | W
6314 | Durg | Durg | DH | CASUALITY WARD | SPHYGMOMANOMETER (MERCURIAL) | 1 | Medi Care | MCP | 1445606 | 3000104369 |  | 0 | NA | 0 | NA | W
6315 | Durg | Durg | DH | Dental Dept. | OPG Machine | 1 | allengers medical system | SMART PAN | 2K1307028-0 | 3000104502 |  | 0 | NA | 0 | NA | W
6316 | Durg | Durg | DH | Dental Dept. | DENTAL X-RAY MACHINE | 1 | allengers medical system | 60-CBM-APR | 2K90406141X | 3000104503 |  | 0 | NA | 0 | NA | W
6317 | Durg | Durg | DH | Dental Dept. | ELECTRIC STERILIZER | 1 | NA | NA | NA | 3000104504 |  | 0 | NA | 0 | NA | W
6318 | Durg | Durg | DH | Dental Dept. | AUTOCLAVE | 1 | SHIVA | NA | NA | 3000104505 |  | 0 | NA | 0 | NA | W
6319 | Durg | Durg | DH | Dental Dept. | Dental cutter motor | 1 | SAE YANG CU | ARATHOM | 803381 | 3000104506 |  | 0 | NA | 0 | NA | W
6320 | Durg | Durg | DH | Dental Dept. | DENTAL HAND PIECE | 1 | NSK | EX-6 | F1105009 | 3000104507 |  | 0 | NA | 0 | NA | W
6321 | Durg | Durg | DH | Dental Dept. | Dental cutter motor | 1 | Arathan | SDE-M33E | 4105027 | 3000104508 |  | 0 | NA | 0 | NA | W
6322 | Durg | Durg | DH | Dental Dept. | SPHYGMOMANOMETER (MERCURIAL) | 1 | Surgical Udyog | Premier | 8124249 | 3000104509 |  | 0 | NA | 0 | NA | W
6323 | Durg | Durg | DH | Dental Dept. | ELECTRIC STERILIZER | 1 | NA | NA | NA | 3000104510 |  | 0 | NA | 0 | NA | W
6324 | Durg | Durg | DH | Dental Dept. | ELECTRIC STERILIZER | 1 | NA | NA | NA | 3000104511 |  | 0 | NA | 0 | NA | W
6325 | Durg | Durg | DH | DELIVERY ROOM | REFRIGERATOR | 1 | Vidiocon | NA | NA | 3000104480 | 2010 | 0 | NA | 0 | NA | W
6326 | Durg | Durg | DH | DELIVERY ROOM | ELECTRIC STERILIZER | 1 | Local | NA | NA | 3000104481 |  | 0 | NA | 0 | NA | W
6327 | Durg | Durg | DH | DELIVERY ROOM | NEEDLE DESTROYER | 1 | SARATECH | SIR | 2462 | 3000104482 |  | 0 | NA | 0 | NA | W
6328 | Durg | Durg | DH | DELIVERY ROOM | SPHYGMOMANOMETER (MERCURIAL) | 1 | Medi Care | MCP | 14K0061 | 3000104483 |  | 0 | NA | 0 | NA | W
6329 | Durg | Durg | DH | DELIVERY ROOM | BABY WEIGHING SCALE | 1 | Crown | NA | NA | 3000104484 |  | 0 | NA | 0 | NA | W
6330 | Durg | Durg | DH | maternity ward | Resuscitation unit | 1 | Medirin | Intensive Warmer | NA | 3000104485 |  | 0 | NA | 0 | NA | NW
6331 | Durg | Durg | DH | maternity ward | SUCTION APPARATUS | 1 | NA | NA | NA | 3000104486 |  | 0 | NA | 0 | NA | NW
6332 | Durg | Durg | DH | maternity ward | SPHYGMOMANOMETER (MERCURIAL) | 1 | diamond | Delux | 7825 | 3000104514 |  | 0 | NA | 0 | NA | W
6333 | Durg | Durg | DH | maternity ward | FOETAL DOPPLER | 1 | Acostik | FM-101 | NA | 3000104515 |  | 0 | NA | 0 | NA | NW
6334 | Durg | Durg | DH | maternity ward | FOETAL DOPPLER | 1 | Acostik | FM-101 | NA | 3000104516 |  | 0 | NA | 0 | NA | NW
6335 | Durg | Durg | DH | maternity ward | FOETAL DOPPLER | 1 | Acostik | FM-101 | NA | 3000104517 |  | 0 | NA | 0 | NA | NW
6336 | Durg | Durg | DH | maternity ward | FOETAL DOPPLER | 1 | Acostik | FM-101 | NA | 3000104518 |  | 0 | NA | 0 | NA | NW
6337 | Durg | Durg | DH | maternity ward | NEBULIZER | 1 | Nordi | LIFE SAVE | 224999 | 3000104519 | 2005 | 0 | NA | 0 | NA | W
6338 | Durg | Durg | DH | maternity ward | NEBULIZER | 1 | NURDI | LIFE SAVE | 200671 | 3000104520 |  | 0 | NA | 0 | NA | W
6339 | Durg | Durg | DH | maternity ward | FOETAL DOPPLER | 1 | Surgi Trorics | Twins | NA | 3000104521 |  | 0 | NA | 0 | NA | NW
6340 | Durg | Durg | DH | maternity ward | FOETAL DOPPLER | 1 | Surgi Trorics | Twins | NA | 3000104522 |  | 0 | NA | 0 | NA | NW
6341 | Durg | Durg | DH | maternity ward | FOETAL DOPPLER | 1 | Acostics | FM107 | 6423 | 3000104523 |  | 0 | NA | 0 | NA | NW
6342 | Durg | Durg | DH | maternity ward | FOETAL DOPPLER | 1 | Poineor 2MHz | NA | NA | 3000104524 |  | 0 | NA | 0 | NA | NW
6343 | Durg | Durg | DH | maternity ward | LARYNGOSCOPE | 1 | CITI SURG | NA | NA | 3000104525 | 2012-08-01 | 0 | NA | 0 | NA | W
6344 | Durg | Durg | DH | maternity ward | LARYNGOSCOPE | 1 | CITI SURG | NA | NA | 3000104526 | 2012-08-01 | 0 | NA | 0 | NA | W
6345 | Durg | Durg | DH | maternity ward | LARYNGOSCOPE | 1 | CITI SURG | NA | NA | 3000104527 | 2012-08-01 | 0 | NA | 0 | NA | W
6346 | Durg | Durg | DH | maternity ward | LARYNGOSCOPE | 1 | CITI SURG | NA | NA | 3000104528 | 2012-08-01 | 0 | NA | 0 | NA | W
6347 | Durg | Durg | DH | maternity ward | LARYNGOSCOPE | 1 | NA | NA | NA | 3000104529 | 2012-08-01 | 0 | NA | 0 | NA | W
6348 | Durg | Durg | DH | maternity ward | SPHYGMOMANOMETER (MERCURIAL) | 1 | CITIZEN | CH-432B | 5034673 | 3000104530 | 2012-08-01 | 0 | NA | 0 | NA | NW
6349 | Durg | Durg | DH | maternity ward | SPHYGMOMANOMETER (MERCURIAL) | 1 | CITIZEN | CH-302B | 5007623 | 3000104531 | 2012-08-01 | 0 | NA | 0 | NA | NW
6350 | Durg | Durg | DH | maternity ward | Air ELECTRIC STERILIZER Machine | 1 | NA | NA | 201 | 3000104532 | 2013-06-01 | 0 | NA | 0 | NA | NW
6351 | Durg | Durg | DH | maternity ward | ADULT WEIGHING MACHINE | 1 | Crown | VICTORIYA DX | NA | 3000104533 | 2014-05-01 | 0 | NA | 0 | NA | NW
6352 | Durg | Durg | DH | maternity ward | ADULT WEIGHING MACHINE | 1 | MEDI TECH | Perstige BR-701 | NA | 3000104534 | 2014-05-01 | 0 | NA | 0 | NA | W
6353 | Durg | Durg | DH | maternity ward | NEEDLE DESTROYER | 1 | Micro Sil | ND100 | 2212 | 3000104535 |  | 0 | NA | 0 | NA | W
6354 | Durg | Durg | DH | maternity ward | SURGICAL DIATHERMY MACHINE | 1 | NA | DH-CAUT | NA | 3000104536 |  | 0 | NA | 0 | NA | NW
6355 | Durg | Durg | DH | maternity ward | BABY WEIGHING SCALE | 1 | Crown | NA | NA | 3000104537 |  | 0 | NA | 0 | NA | NW
6356 | Durg | Durg | DH | maternity ward | ADULT WEIGHING MACHINE | 1 | OMRON | HN-286 | 201109-02470F | 3000104538 |  | 0 | NA | 0 | NA | W
6357 | Durg | Durg | DH | maternity ward | NEEDLE DESTROYER | 1 | Micro Sil | ND-100 | 2551 | 3000104539 |  | 0 | NA | 0 | NA | W
6358 | Durg | Durg | DH | maternity ward | SPHYGMOMANOMETER (MERCURIAL) | 1 | diamond | Regular | 6145 | 3000104540 | 2014-03-01 | 0 | NA | 0 | NA | NW
6359 | Durg | Durg | DH | maternity ward | SPHYGMOMANOMETER (MERCURIAL) | 1 | Medi Care | MCP | 4C4004 | 3000104541 | 2014-08-01 | 0 | NA | 0 | NA | NW
6360 | Durg | Durg | DH | maternity ward | SPHYGMOMANOMETER (MERCURIAL) | 1 | Namat Shree | NAMATT | NA | 3000104542 | 2014-10-01 | 0 | NA | 0 | NA | NW
6361 | Durg | Durg | DH | maternity ward | SPHYGMOMANOMETER (MERCURIAL) | 1 | NA | MCP | 4C4007 | 3000104543 | 2014-10-01 | 0 | NA | 0 | NA | NW
6362 | Durg | Durg | DH | maternity ward | ELECTRIC STERILIZER | 1 | NA | NA | NA | 3000104544 | NA | 0 | NA | 0 | NA | NW
6363 | Durg | Durg | DH | maternity ward | REFRIGERATOR | 1 | LG | GL-225BEDG5 | 204PRJR1170036 | 3000104545 | 2013-05-01 | 0 | NA | 0 | NA | W
6364 | Durg | Durg | DH | maternity ward | Air ELECTRIC STERILIZER Machine | 1 | NA | TROPO | NA | 3000104546 | NA | 0 | NA | 0 | NA | NW
6365 | Durg | Durg | DH | maternity ward | SPHYGMOMANOMETER (MERCURIAL) | 1 | SAREEN SURGICAL | LIFE+ | NA | 3000104547 | NA | 0 | NA | 0 | NA | W
6366 | Durg | Durg | DH | OT | Hydraulic OT TABLE | 1 | Cognate | NA | NA | 3000104445 | NA | 0 | NA | 0 | NA | W
6367 | Durg | Durg | DH | OT | SHADOWLESS OT LIGHT | 1 | NA | NA | NA | 3000104446 | NA | 0 | NA | 0 | NA | NW
6368 | Durg | Durg | DH | OT | NEEDLE DESTROYER | 1 | Micro Sil | ND350 | 2964 | 3000104447 | NA | 0 | NA | 0 | NA | W
6369 | Durg | Durg | DH | OT | BOYLE'S APPARATUS | 1 | Datex ohmeda | Boyle,s Basic | NA | 3000104448 | NA | 0 | NA | 0 | NA | W
6370 | Durg | Durg | DH | OT | PULSE OXIMETER | 1 | OPTO SYSTEM PVT LTD | OXY 500 | 125-HF 5153 | 3000104449 | NA | 0 | NA | 0 | NA | W
6371 | Durg | Durg | DH | OT | BABY WEIGHING SCALE | 1 | Romon Surgical | 20 kg | NA | 3000104450 | NA | 0 | NA | 0 | NA | W
6372 | Durg | Durg | DH | OT | ELECTRIC STERILIZER | 1 | Faith INNOVATN | Sterigen Hydropep | NA | 3000104451 | 2013-07-01 | 0 | NA | 0 | NA | W
6373 | Durg | Durg | DH | OT | AUTOCLAVE | 1 | Ravi | NA | NA | 3000104453 | NA | 0 | NA | 0 | NA | W
6374 | Durg | Durg | DH | OT | resuscitation unit | 1 | Meditrin Instrument | NA | NA | 3000104454 | NA | 0 | NA | 0 | NA | W
6375 | Durg | Durg | DH | OT | NEEDLE DESTROYER | 1 | Micro Sil | ND350 | 3289 | 3000104455 | NA | 0 | NA | 0 | NA | W
6376 | Durg | Durg | DH | OT | MULTIPARA PATIENT MONITOR | 1 | Mediasd | M-1000 | AQ67B-7912 | 3000104456 | NA | 0 | NA | 0 | NA | W
6377 | Durg | Durg | DH | OT | BOYLE'S APPARATUS | 1 | MPL India | NA | NA | 3000104457 | NA | 0 | NA | 0 | NA | W
6378 | Durg | Durg | DH | OT | LAPAROSCOPY SYSTEM | 1 | NA | NA | NA | 3000104458 | NA | 0 | NA | 0 | NA | NW
6379 | Durg | Durg | DH | OT | SPHYGMOMANOMETER (MERCURIAL) | 1 | NOVA PHON | Sphugmo-Mano Meter | 204763 | 3000104459 | NA | 0 | NA | 0 | NA | W
6380 | Durg | Durg | DH | OT | SUCTION APPARATUS | 1 | NA | NA | NA | 3000104460 | NA | 0 | NA | 0 | NA | W
6381 | Durg | Durg | DH | OT | Hydraulic OT TABLE | 1 | Local | NA | NA | 3000104461 | NA | 0 | NA | 0 | NA | W
6382 | Durg | Durg | DH | OT | SHADOWLESS OT LIGHT | 1 |  | NA | NA | 3000104462 | NA | 0 | NA | 0 | NA | NW
6383 | Durg | Durg | DH | OT | Hydraulic OT TABLE | 1 |  | NA | NA | 3000104463 | NA | 0 | NA | 0 | NA | W
6384 | Durg | Durg | DH | OT | SHADOWLESS OT LIGHT | 1 | Cognate | NA | NA | 3000104464 | 2015-07-01 | 0 | NA | 0 | NA | W
6385 | Durg | Durg | DH | OT | SUCTION APPARATUS | 1 | Nayak | NA | NA | 3000104465 | NA | 0 | NA | 0 | NA | NW
6386 | Durg | Durg | DH | Store Room | SPHYGMOMANOMETER (MERCURIAL) | 1 | Namatt Shri Vinayak |  | NA | 3000104466 | NA | 0 | NA | 0 | NA | W
6387 | Durg | Durg | DH | Store Room | SPHYGMOMANOMETER (MERCURIAL) | 1 | diamond | Regular | 6149 | 3000104467 | 2011 | 0 | NA | 0 | NA | W
6388 | Durg | Durg | DH | Store Room | SPHYGMOMANOMETER (MERCURIAL) | 1 | Namatt Shri Vinayak | Regular | NA | 3000104468 | NA | 0 | NA | 0 | NA | W
6389 | Durg | Durg | DH | Store Room | SPHYGMOMANOMETER (MERCURIAL) | 1 | Namatt Shri Vinayak | Regular | NA | 3000104469 | NA | 0 | NA | 0 | NA | W
6390 | Durg | Durg | DH | Store Room | SPHYGMOMANOMETER (MERCURIAL) | 1 | diamond | Delux | 7833 | 3000104470 | NA | 0 | NA | 0 | NA | W
6391 | Durg | Durg | DH | Store Room | SPHYGMOMANOMETER (MERCURIAL) | 1 | Emll | NA | NA | 3000104471 | NA | 0 | NA | 0 | NA | W
6392 | Durg | Durg | DH | Store Room | Fibre optic light Source | 1 | 3D Medical System | NA | NA | 3000104472 | NA | 0 | NA | 0 | NA | W
6393 | Durg | Durg | DH | Store Room | LARYNGOSCOPE | 1 | Anasthetics | NA | NA | 3000104473 | NA | 0 | NA | 0 | NA | W
6394 | Durg | Durg | DH | Store Room | LARYNGOSCOPE | 1 | Anasthetics | NA | NA | 3000104474 | NA | 0 | NA | 0 | NA | W
6395 | Durg | Durg | DH | Store Room | LARYNGOSCOPE | 1 | Anasthetics | NA | NA | 3000104475 | NA | 0 | NA | 0 | NA | W
6396 | Durg | Durg | DH | Store Room | LARYNGOSCOPE | 1 | CITI SURG | NA | NA | 3000104476 | NA | 0 | NA | 0 | NA | W
6397 | Durg | Durg | DH | OT | FUMIGATION MACHINE | 1 | NA | NA | NA | 3000104477 | NA | 0 | NA | 0 | NA | W
6398 | Durg | Durg | DH | OT | SPHYGMOMANOMETER (MERCURIAL) | 1 | Basin Sons | NOVA Pham | 204760 | 3000104478 | NA | 0 | NA | 0 | NA | W
6399 | Durg | Durg | DH | OT | Hydraulic OT TABLE | 1 | NA | NA | NA | 3000104479 | NA | 0 | NA | 0 | NA | NW
6400 | Durg | Durg | DH | TT OT | SPHYGMOMANOMETER (MERCURIAL) | 1 | diamond | Delux | 43491 | 3000104487 | NA | 0 | NA | 0 | NA | W
6401 | Durg | Durg | DH | TT OT | SUCTION APPARATUS | 1 | Zohar Surgical Enterl | Max Life | NA | 3000104488 | NA | 0 | NA | 0 | NA | W
6402 | Durg | Durg | DH | TT OT | SHADOWLESS OT LIGHT | 1 | NA | NA | NA | 3000104489 | NA | 0 | NA | 0 | NA | W
6403 | Durg | Durg | DH | TT OT | NEEDLE DESTROYER | 1 | Micro Sil | ND-360 | 5020/03 | 3000104490 | NA | 0 | NA | 0 | NA | W
6404 | Durg | Durg | DH | TT OT | FUMIGATION MACHINE | 1 | NA | NA | NA | 3000104491 | NA | 0 | NA | 0 | NA | W
6405 | Durg | Durg | DH | TT OT | SPHYGMOMANOMETER (MERCURIAL) | 1 | diamond | Regular | 19254 | 3000104492 | NA | 0 | NA | 0 | NA | W
6406 | Durg | Durg | DH | TT OT | ELECTRIC STERILIZER | 1 | Surgical Udyog | SMR | NA | 3000104493 | NA | 0 | NA | 0 | NA | W
6407 | Durg | Durg | DH | TT OT | AUTOCLAVE | 1 | NA | NA | NA | 3000104494 | NA | 0 | NA | 0 | NA | W
6408 | Durg | Durg | DH | TT OT | ELECTRIC STERILIZER | 1 | Yorco Scientific Udyog | Steri Max Protable | NA | 3000104495 | NA | 0 | NA | 0 | NA | W
6409 | Durg | Durg | DH | TT OT | SHADOWLESS OT LIGHT | 1 | NA | NA | NA | 3000104496 | NA | 0 | NA | 0 | NA | W
6410 | Durg | Durg | DH | TT OT | Hydraulic OT TABLE | 1 | Mani Poise | NA | MP-185 | 3000104497 | NA | 0 | NA | 0 | NA | W
6411 | Durg | Durg | DH | TT OT | SHADOWLESS OT LIGHT | 1 | NA | NA | NA | 3000104498 | NA | 0 | NA | 0 | NA | NW
6412 | Durg | Durg | DH | TT OT | AUTOCLAVE | 1 | NA | NA | NA | 3000104499 | NA | 0 | NA | 0 | NA | NW
6413 | Durg | Durg | DH | TT OT | Air ELECTRIC STERILIZER Machine | 1 | Tropo | NA | NA | 3000104500 | NA | 0 | NA | 0 | NA | NW
6414 | Durg | Durg | DH | TT OT | AUTOCLAVE | 1 | NA | NA | NA | 3000104501 | NA | 0 | NA | 0 | NA | NW
6415 | Durg | Patan | CHC | Store Room | AUTOCLAVE | 1 | NA | NA | NA | 3000076094 | 2002-01-01 | 0 | NA | 0 | NA | NW
6416 | Durg | Patan | CHC | Store Room | CENTRIFUGE MACHINE | 1 | NA | NA | NA | 3000076095 | 2005-08-01 | 0 | NA | 0 | NA | NW
6417 | Durg | Patan | CHC | Store Room | SUCTION APPARATUS | 1 | Local | NA | NA | 3000076096 | 2003-03-01 | 0 | NA | 0 | NA | NW
6418 | Durg | Patan | CHC | Store Room | ELECTRIC STERILIZER | 1 | Atlas | CM/L 1718961 | 09F102 57 | 3000076097 | 2005-08-01 | 0 | NA | 0 | NA | NW
6419 | Durg | Patan | CHC | Store Room | ADULT WEIGHING MACHINE | 1 | NA | NA | NA | 3000076098 | 2002-01-01 | 0 | NA | 0 | NA | NW
6420 | Durg | Patan | CHC | Store Room | NEEDLE DESTROYER | 1 | SARATECH | SIR | 4022 | 3000076099 | 2006-07-01 | 0 | NA | 0 | NA | NW
6421 | Durg | Patan | CHC |  | SPHYGMOMANOMETER (MERCURIAL) | 1 | Fusion | NA | NA | 3000076100 | 2002-01-01 | 0 | NA | 0 | NA | NW
6422 | Durg | Patan | CHC |  | SUCTION APPARATUS | 1 | Silvii | 7A-235 | 72 | 3000076101 | NA | 0 | NA | 0 | NA | NW
6423 | Durg | Patan | CHC |  | ADULT WEIGHING MACHINE | 1 | Beli Ram & Sons | Krups | NA | 3000076102 | 2006-03-01 | 0 | NA | 0 | NA | W
6424 | Durg | Patan | CHC |  | NEEDLE DESTROYER | 1 | Local | NA | NA | 3000076103 | 2009-05-01 | 0 | NA | 0 | NA | NW
6425 | Durg | Patan | CHC |  | ADULT WEIGHING MACHINE | 1 | Omega | OTW | 7400 | 3000076104 | NA | 0 | NA | 0 | NA | NW
6426 | Durg | Patan | CHC |  | SPHYGMOMANOMETER (MERCURIAL) | 1 | diamond | CM/L-0196043 | NA | 3000076106 | 2013-03-01 | 0 | NA | 0 | NA | NW
6427 | Durg | Patan | CHC |  | FOETAL DOPPLER | 1 | Dipel | NA | NA | 3000076107 | 2005-02-01 | 0 | NA | 0 | NA | W
6428 | Durg | Patan | CHC |  | digital ph meter | 1 | Tanco | NA | 2K903058 | 3000076108 | NA | 0 | NA | 0 | NA | NW
6429 | Durg | Patan | CHC |  | microprocessor control 230V ac for 45 sakal | 1 | NA | NA | 120709 | 3000076109 | NA | 0 | NA | 0 | NA | W
6430 | Durg | Patan | CHC |  | SPHYGMOMANOMETER (MERCURIAL) | 1 | Infi | CMIL-8522676 | 14F0435 | 3000076110 | NA | 0 | NA | 0 | NA | NW
6431 | Durg | Patan | CHC |  | Air ELECTRIC STERILIZER Machine | 1 | NA | NA | NA | 3000076111 | 2014-03-01 | 0 | NA | 0 | NA | NW
6432 | Durg | Patan | CHC |  | SPHYGMOMANOMETER (MERCURIAL) | 1 | NOVA PHON | CM/L-0758968 | 1467659-01 | 3000076112 | 2002-01-01 | 0 | NA | 0 | NA | NW
6433 | Durg | Patan | CHC |  | BOYLE'S APPARATUS | 1 | bregco | MVA-10 | NA | 3000076113 | 2008-04-01 | 0 | NA | 0 | NA | W
6434 | Durg | Patan | CHC |  | ELECTRIC STERILIZER | 1 | Local | NA | NA | 3000076114 | 2015-08-01 | 0 | NA | 0 | NA | NW
6435 | Durg | Patan | CHC |  | MICROSCOPE (BINOCULAR) | 1 | olypus | NA | NA | 3000076115 | 2015-08-01 | 0 | NA | 0 | NA | NW
6436 | Durg | Patan | CHC |  | SHADOWLESS OT LIGHT | 1 | Local | NA | NA | 3000076116 | 2007-01-01 | 0 | NA | 0 | NA | NW
6437 | Durg | Patan | CHC |  | NEBULIZER | 1 | MHS Medi care | New-Speegneb | 63005368 | 3000076117 | 2007-01-01 | 0 | NA | 0 | NA | W
6438 | Durg | Patan | CHC | Injection Room | NEEDLE DESTROYER | 1 | York | NA | NA | 3000076118 | NA | 0 | NA | 0 | NA | W
6439 | Durg | Patan | CHC | DELIVERY ROOM | BABY WEIGHING SCALE | 1 | Essae | BS-250 | 25014131925 | 3000076119 | NA | 0 | NA | 0 | NA | W
6440 | Durg | Patan | CHC | DELIVERY ROOM | NEEDLE DESTROYER | 1 | SARATECH | 100VA/60VA | NA | 3000076120 | NA | 0 | NA | 0 | NA | W
6441 | Durg | Patan | CHC | DELIVERY ROOM | SPHYGMOMANOMETER (MERCURIAL) | 1 | Supreme | CM/L-8262373 | 90102040 | 3000076121 | 2014-11-01 | 0 | NA | 0 | NA | W
6442 | Durg | Patan | CHC | DELIVERY ROOM | ELECTRIC STERILIZER | 1 | Local | NA | NA | 3000076122 | 2014-11-01 | 0 | NA | 0 | NA | W
6443 | Durg | Patan | CHC | DELIVERY ROOM | FOETAL DOPPLER | 1 | Neocare | DX01 | NA | 3000076123 | 2014-11-01 | 0 | NA | 0 | NA | W
6444 | Durg | Patan | CHC | DELIVERY ROOM | DELIVERY TABLE | 1 | USM | NA | NA | 3000076124 | 2013-06-01 | 0 | NA | 0 | NA | W
6445 | Durg | Patan | CHC | DELIVERY ROOM | BABY WEIGHING SCALE | 1 | RAMAN SURGICAL | NA | NA | 3000076125 | NA | 0 | NA | 0 | NA | W
6446 | Durg | Patan | CHC | DELIVERY ROOM | SUCTION APPARATUS | 1 | Local | NA | NA | 3000076126 | 2014-11-01 | 0 | NA | 0 | NA | W
6447 | Durg | Patan | CHC | DELIVERY ROOM | INFANT RADIANT WARMER | 1 | Infancy | NA | NA | 3000076127 | NA | 0 | NA | 0 | NA | W
6448 | Durg | Patan | CHC | DELIVERY ROOM | SHADOWLESS OT LIGHT | 1 | NA | NA | NA | 3000076128 | NA | 0 | NA | 0 | NA | W
6449 | Durg | Patan | CHC | DELIVERY ROOM | SUCTION APPARATUS | 1 | Local | NA | NA | 3000076129 | 2014-11-01 | 0 | NA | 0 | NA | W
6450 | Durg | Patan | CHC | Pathology Lab. | REFRIGERATOR | 1 | Samsung | RA23 | NA | 3000076130 | 2006-06-01 | 0 | NA | 0 | NA | W
6451 | Durg | Patan | CHC | Pathology Lab. | HOT AIR OVEN | 1 | NA | NA | NA | 3000076131 | 2008-08-01 | 0 | NA | 0 | NA | W
6452 | Durg | Patan | CHC | Pathology Lab. | CENTRIFUGE MACHINE | 1 | NA | NA | NA | 3000076132 | 2006-03-01 | 0 | NA | 0 | NA | W
6453 | Durg | Patan | CHC | Pathology Lab. | ADULT WEIGHING MACHINE | 1 | KROPS | NA | NA | 3000076133 | 2009-03-01 | 0 | NA | 0 | NA | W
6454 | Durg | Patan | CHC | Pathology Lab. | NEEDLE DESTROYER | 1 | YORK | NA | NA | 3000076134 | 2015-04-01 | 0 | NA | 0 | NA | W
6455 | Durg | Patan | CHC | Pathology Lab. | electronic loudstar timer | 1 | WYNNER | NA | NA | 3000076135 | NA | 0 | NA | 0 | NA | W
6456 | Durg | Patan | CHC | Pathology Lab. | Semi Autoanalyzer | 1 | Erba | CHEM-7 | N140915 | 3000076136 | 2015-04-01 | 0 | NA | 0 | NA | W
6457 | Durg | Patan | CHC | Pathology Lab. | MICROSCOPE (BINOCULAR) | 1 | Olympus | CH20IBIMF | 6405948 | 3000076137 | 2006-10-01 | 0 | NA | 0 | NA | NW
6458 | Durg | Patan | CHC | Pathology Lab. | MICROSCOPE (BINOCULAR) | 1 | Magnus | NA | 4B524554 | 3000076138 | 2006-10-01 | 0 | NA | 0 | NA | W
6459 | Durg | Patan | CHC | Dressing Room | ELECTRIC STERILIZER | 1 | NA | NA | NA | 3000076139 | 2013-08-01 | 0 | NA | 0 | NA | W
6460 | Durg | Patan | CHC | Dressing Room | Dressing Table | 1 | NA | NA | NA | 3000076140 | NA | 0 | NA | 0 | NA | W
6461 | Durg | Patan | CHC | RADIOLOGY Dept. | X-RAY MACHINE | 1 | Siemens | 5304 | 12727524 | 3000076141 | NA | 0 | NA | 0 | NA | W
6462 | Durg | Patan | CHC | RADIOLOGY Dept. | top table | 1 | NA | NA | NA | 3000076142 | NA | 0 | NA | 0 | NA | W
6463 | Durg | Patan | CHC | RADIOLOGY Dept. | VIEW BOX | 1 | RKI | NA | NA | 3000076143 | NA | 0 | NA | 0 | NA | W
6464 | Durg | Patan | CHC | RADIOLOGY Dept. | LED APPRON | 1 | NA | NA | NA | 3000076144 | NA | 0 | NA | 0 | NA | W
6465 | Durg | Patan | CHC | Injection Room | NEBULIZER | 1 | MHS Medi care | New-Peedneb | 63005372 | 3000076145 | 2007-01-01 | 0 | NA | 0 | NA | W
6466 | Durg | Patan | CHC | Sonography Room | Sonography Machine | 1 | Samsung | SAR3-Exp-2p-20 | 5010m34F900026K | 3000076146 | 2014-12-01 | 0 | NA | 0 | NA | W
6467 | Durg | Patan | CHC | OPD | ADULT WEIGHING MACHINE | 1 | KROPS | NA | NA | 3000076147 | 2006-03-01 | 0 | NA | 0 | NA | W
6468 | Durg | Patan | CHC | OPD | Normal Bed | 1 | NA | NA | NA | 3000076148 | NA | 0 | NA | 0 | NA | W
6469 | Durg | Patan | CHC | OPD | SPHYGMOMANOMETER (MERCURIAL) | 1 | diamond | CM/L0196043 | NA | 3000076149 | 2013-05-01 | 0 | NA | 0 | NA | W
6470 | Durg | Patan | CHC | OPD | SPHYGMOMANOMETER (MERCURIAL) | 1 | EMU | Cm/L0758968 | 539246-05 | 3000076150 | 2007-09-01 | 0 | NA | 0 | NA | W
6471 | Durg | Patan | CHC | OPD | Normal Bed | 1 | NA | NA | NA | 3000076151 | NA | 0 | NA | 0 | NA | W
6472 | Durg | Patan | CHC | OT | AUTOCLAVE | 1 | NA | NA | NA | 3000076152 | 2013-12-01 | 0 | NA | 0 | NA | W
6473 | Durg | Patan | CHC | OT | FUMIGATION MACHINE | 1 | NA | NA | NA | 3000076153 | 2002-03-01 | 0 | NA | 0 | NA | W
6474 | Durg | Patan | CHC | OT | BOYLE'S APPARATUS | 1 | NA | NA | NA | 3000076154 | 2015-03-01 | 0 | NA | 0 | NA | W
6475 | Durg | Patan | CHC | OT | PULSE OXIMETER | 1 | BPL | 551-M-001 | FGTA4H1086 | 3000076155 | Jul--7 | 0 | NA | 0 | NA | W
6476 | Durg | Patan | CHC | OT | SUCTION APPARATUS | 1 | NA | NA | NA | 3000076156 | 2014-10-01 | 0 | NA | 0 | NA | W
6477 | Durg | Patan | CHC | OT | SPHYGMOMANOMETER (MERCURIAL) | 1 | INFI | CM/L8522676 | 13A072 | 3000076157 | 2013-03-01 | 0 | NA | 0 | NA | W
6478 | Durg | Patan | CHC | OT | Air ELECTRIC STERILIZER Machine | 1 | NA | NA | NA | 3000076158 | 2014-03-01 | 0 | NA | 0 | NA | W
6479 | Durg | Patan | CHC | OT | Stabilizer | 1 | NA | NA | NA | 3000076159 | NA | 0 | NA | 0 | NA | W
6480 | Durg | Patan | CHC | OT | Hydraulic OT TABLE | 1 | Technomed | NA | NA | 3000076160 | 2015-06-01 | 0 | NA | 0 | NA | W
6481 | Durg | Patan | CHC | OT | SURGICAL DIATHERMY MACHINE | 1 | Technomed | 250B | 581 | 3000076161 | NA | 0 | NA | 0 | NA | W
6482 | Durg | Patan | CHC | OT | Air ELECTRIC STERILIZER Machine | 1 | NA | NA | NA | 3000076162 | NA | 0 | NA | 0 | NA | W
6483 | Durg | Patan | CHC | OT | Trolly Table | 1 | NA | NA | NA | 3000076163 | NA | 0 | NA | 0 | NA | W
6484 | Durg | Patan | CHC | OT | SpSHADOWLESS OT LIGHT | 1 | NA | NA | NA | 3000076164 | 2005-08-01 | 0 | NA | 0 | NA | W
6485 | Durg | Patan | CHC | OT | FOETAL DOPPLER | 1 | Vocmin | FD-200B | FD2B130403519 | 3000076165 | 2015-06-01 | 0 | NA | 0 | NA | W
6486 | Durg | Patan | CHC | OT | AUTOCLAVE | 1 | NA | NA | NA | 3000076166 | NA | 0 | NA | 0 | NA | W
6487 | Durg | Patan | CHC | maternity ward | DELIVERY TABLE | 1 | NA | NA | NA | 3000076167 | NA | 0 | NA | 0 | NA | W
6488 | Durg | Patan | CHC | maternity ward | IB Stand | 1 | NA | NA | NA | 3000076168 | NA | 0 | NA | 0 | NA | W
6489 | Durg | Patan | CHC | Male Ward | Normal Bed | 1 | NA | NA | NA | 3000076169 | 2014-11-01 | 0 | NA | 0 | NA | W
6490 | Durg | Patan | CHC | Female Ward | Normal Bed | 1 | NA | NA | NA | 3000076170 | 2014-11-01 | 0 | NA | 0 | NA | W
6491 | Durg | Patan | CHC | OPD | DENTAL CHAIR | 1 | Chosa | NA | NA | 3000076171 | 2014-12-01 | 0 | NA | 0 | NA | W
6492 | Durg | Patan | CHC | BMO Room | SPHYGMOMANOMETER (MERCURIAL) | 1 | Line | CM/L9421877 | 98330 | 3000076172 | NA | 0 | NA | 0 | NA | W
6493 | Durg | Jewara | PHC | Injection Room | NEBULIZER | 1 | Prollx | CN-01WD | 016715 | 3000101521 | 04/08 | 0 | NA | 0 | NA | W
6494 | Durg | Jewara | PHC | Injection Room | NEEDLE DESTROYER | 1 | Saratech | 100VA/60W | NA | 3000101522 | 06/09 | 0 | NA | 0 | NA | W
6495 | Durg | Jewara | PHC | Injection Room | AUTOCLAVE | 1 | Local | NA | Na | 3000101523 | 01/08 | 0 | NA | 0 | NA | NW
6496 | Durg | Jewara | PHC | Injection Room | BABY WEIGHING SCALE | 1 | Crwon | NA | NA | 3000101524 | 06/02 | 0 | NA | 0 | NA | W
6497 | Durg | Jewara | PHC | Injection Room | PULSE OXIMETER | 1 | MD300 | Na | Na | 3000101525 | 04/08 | 0 | NA | 0 | NA | W
6498 | Durg | Jewara | PHC | DELIVERY ROOM | FOETAL DOPPLER | 1 | Easy care | ECFDT | 0197 | 3000101526 | 12/14 | 0 | NA | 0 | NA | W
6499 | Durg | Jewara | PHC | DELIVERY ROOM | ELECTRIC STERILIZER | 1 | Atlas | NA | 09F10262 | 3000101527 | 09/08 | 0 | NA | 0 | NA | W
6500 | Durg | Jewara | PHC | DELIVERY ROOM | NEEDLE DESTROYER | 1 | Saratech | 100VA/60W | NA | 3000101528 | 06/09 | 0 | NA | 0 | NA | W
6501 | Durg | Jewara | PHC | Doctor's Room | SPHYGMOMANOMETER (MERCURIAL) | 1 | Omron | HEM7203 | 20121106050VG | 3000101529 | 03/13 | 0 | NA | 0 | NA | W
6502 | Durg | Jewara | PHC | RMA'S Room | SPHYGMOMANOMETER (MERCURIAL) | 1 | Diamond | NA | NA | 3000101530 | 09/13 | 0 | NA | 0 | NA | W
6503 | Durg | Jewara | PHC | RMA'S Room | SPHYGMOMANOMETER (MERCURIAL) | 1 | NA | NA | NA | 3000101531 | 04/12 | 0 | NA | 0 | NA | NW
6504 | Durg | Jewara | PHC | RMA'S Room | SUCTION APPARATUS | 1 | NA | NA | NA | 3000101532 | 07/13 | 0 | NA | 0 | NA | W
6505 | Durg | Jewara | PHC | RMA'S Room | FREEZE | 1 | EDEN | UAS-22512012 | VAS-225 | 3000101533 | 09/12 | 0 | NA | 0 | NA | W
6506 | Durg | Vaishali Nagar | PHC | Doctor's Room | SPHYGMOMANOMETER (MERCURIAL) | 1 | Daimon | CM/L0196043 | NA | 3000101446 | NA | 0 | NA | 0 | NA | W
6507 | Durg | Vaishali Nagar | PHC | Injection Room | FOETAL DOPPLER | 1 | Dopel | DFM051 | NA | 3000101447 | 04/09 | 0 | NA | 0 | NA | NW
6508 | Durg | Vaishali Nagar | PHC | Injection Room | NEEDLE DESTROYER | 1 | Saratech | 100VA/60W | NA | 3000101448 | 04/13 | 0 | NA | 0 | NA | W
6509 | Durg | Vaishali Nagar | PHC | Injection Room | BABY WEIGHING SCALE | 1 | Braun | NA | NA | 3000101449 | NA | 0 | NA | 0 | NA | W
6510 | Durg | Vaishali Nagar | PHC | Injection Room | SPHYGMOMANOMETER (MERCURIAL) | 1 | Aamatt | CM/L832547 | 0788 | 3000101450 | NA | 0 | NA | 0 | NA | NW
6511 | Durg | Vaishali Nagar | PHC | Injection Room | NEEDLE DESTROYER | 1 | Neels | NA | NA | 3000101451 | NA | 0 | NA | 0 | NA | W
6512 | Durg | Vaishali Nagar | PHC | Doctor's Room | SPHYGMOMANOMETER (MERCURIAL) | 1 | Daimon | 111200811-0502 | NA | 3000101452 | NA | 0 | NA | 0 | NA | W
6513 | Durg | Vaishali Nagar | PHC | Doctor's Room | SUCTION APPARATUS | 1 | Dr. Yes | Delux | NA | 3000101453 | NA | 0 | NA | 0 | NA | W
6514 | Durg | Vaishali Nagar | PHC | Labour/ Dressing ward | ELECTRIC STERILIZER | 1 | Atlas | 09FL0201 | NA | 3000101454 | NA | 0 | NA | 0 | NA | W
6515 | Durg | Vaishali Nagar | PHC | DELIVERY ROOM | SPHYGMOMANOMETER (MERCURIAL) | 1 | Diamond | 03033 | NA | 3000101455 | NA | 0 | NA | 0 | NA | NW
6516 | Durg | Vaishali Nagar | PHC | DELIVERY ROOM | NEEDLE DESTROYER | 1 | Nulife | NA | Ngm15445 | 3000101456 | NA | 0 | NA | 0 | NA | W
6517 | Durg | Vaishali Nagar | PHC | DELIVERY ROOM | BABY WEIGHING SCALE | 1 | Crown | NA | NA | 3000101457 | 09/10 | 0 | NA | 0 | NA | W
6518 | Durg | Vaishali Nagar | PHC | DELIVERY ROOM | FOETAL DOPPLER | 1 | Eurodopp | NA | NA | 3000101458 | 02/14 | 0 | NA | 0 | NA | W
6519 | Durg | Vaishali Nagar | PHC | DELIVERY ROOM | SUCTION APPARATUS | 1 | NA | NA | NA | 3000101459 | 04/13 | 0 | NA | 0 | NA | W
6520 | Durg | Vaishali Nagar | PHC | DELIVERY ROOM | PULSE OXIMETER | 1 | Local | NA | NA | 3000101460 | 04/09 | 0 | NA | 0 | NA | W
6521 | Durg | Vaishali Nagar | PHC | Pathology Lab. | CENTRIFUGE MACHINE (8 Tubes) | 1 | Local | NA | NA | 3000101461 | 04/09 | 0 | NA | 0 | NA | W
6522 | Durg | Vaishali Nagar | PHC | Pathology Lab. | NEEDLE DESTROYER | 1 | Saratech | NA | NA | 3000101462 | 04/13 | 0 | NA | 0 | NA | W
6523 | Durg | Vaishali Nagar | PHC | Pathology Lab. | GLUCOMETER | 1 | Accuchek | NA | GN20357399 | 3000101463 | 04/15 | 0 | NA | 0 | NA | W
6524 | Durg | Vaishali Nagar | PHC | Pathology Lab. | MICROSCOPE (BINOCULAR) | 1 | Blisco | NA | NA | 3000101464 | 02/13 | 0 | NA | 0 | NA | W
6525 | Durg | Vaishali Nagar | PHC | Pathology Lab. | MICROSCOPE (MONOCULAR) | 1 | Magax | MLX | NA | 3000101465 | 03/19 | 0 | NA | 0 | NA | NW
6526 | Durg | Vaishali Nagar | PHC | Pathology Lab. | PHOTO COLORIMETER | 1 | Delux Labretories | 112 | 200906247 | 3000101466 | 11/09 | 0 | NA | 0 | NA | W
6527 | Durg | Vaishali Nagar | PHC | Pathology Lab. | HB METER | 1 | Sahli | NA | NA | 3000101467 | 04/13 | 0 | NA | 0 | NA | W
6528 | Durg | Vaishali Nagar | PHC | Pathology Lab. | AUTOCLAVE | 1 | Local | NA | NA | 3000101468 | 07/13 | 0 | NA | 0 | NA | W
6529 | Durg | Vaishali Nagar | PHC | Pharmacy Dept. | NEBULIZER | 1 | Prollx | CN-01WD | 017446 | 3000101469 | 04/08 | 0 | NA | 0 | NA | W
6530 | Durg | Vaishali Nagar | PHC | Pharmacy Dept. | SPHYGMOMANOMETER (MERCURIAL) | 1 | EML | NA | 54575306 | 3000101470 | 07/12 | 0 | NA | 0 | NA | NW
6531 | Durg | Vaishali Nagar | PHC | Pharmacy Dept. | REFRIGERATOR | 1 | Samsung | RA-218-2009 | 3124TZ101327M | 3000101471 | NA | 0 | NA | 0 | NA | W
6532 | Durg | Vaishali Nagar | PHC | Store Room | AUTOCLAVE | 1 | Local | NA | NA | 3000101472 | NA | 0 | NA | 0 | NA | NW
6533 | Durg | Junwani Khamarya | PHC | OPD | SPHYGMOMANOMETER (MERCURIAL) | 1 | Diamond | NA | 32845 | 3000098561 | NA | 0 | NA | 0 | NA | W
6534 | Durg | Junwani Khamarya | PHC | OPD | FOETAL DOPPLER | 1 | Comin | FD200D | FD2D140812197 | 3000098562 | NA | 0 | NA | 0 | NA | W
6535 | Durg | Junwani Khamarya | PHC | Dressing Room | NEEDLE DESTROYER | 1 | Haemo Safe | HL202 | NA | 3000098563 | NA | 0 | NA | 0 | NA | W
6536 | Durg | Junwani Khamarya | PHC | Dressing Room | ELECTRIC STERILIZER | 1 | Rexco | NA | NA | 3000098564 | NA | 0 | NA | 0 | NA | W
6537 | Durg | Junwani Khamarya | PHC | DELIVERY ROOM | BABY WEIGHING SCALE | 1 | Crown | NA | NA | 3000098565 | NA | 0 | NA | 0 | NA | W
6538 | Durg | Batrel | PHC | Store Room | AUTOCLAVE | 1 | NA | NA | NA | 3000076016 | NA | 0 | NA | 0 | NA | W
6539 | Durg | Batrel | PHC | Store Room | FUMIGATION MACHINE | 1 | NA | NA | NA | 3000076017 | NA | 0 | NA | 0 | NA | W
6540 | Durg | Batrel | PHC | Store Room | SUCTION APPARATUS | 1 | Shiva Gaoues | NA | NA | 3000076018 | NA | 0 | NA | 0 | NA | NW
6541 | Durg | Batrel | PHC | Store Room | SPHYGMOMANOMETER (MERCURIAL) | 1 | Omega gold 2000 | CE 0197 | NA | 3000076019 | NA | 0 | NA | 0 | NA | NW
6542 | Durg | Batrel | PHC | Store Room | ELECTRIC STERILIZER | 1 | NA | NA | NA | 3000076020 | NA | 0 | NA | 0 | NA | NW
6543 | Durg | Batrel | PHC | Store Room | ADULT WEIGHING MACHINE | 1 | Lotus | NA | NA | 3000076021 | NA | 0 | NA | 0 | NA | W
6544 | Durg | Batrel | PHC | DELIVERY ROOM | DELIVERY TABLE | 1 | NA | NA | NA | 3000076022 | NA | 0 | NA | 0 | NA | W
6545 | Durg | Batrel | PHC |  | NEEDLE DESTROYER | 1 | Saratech | NA | NA | 3000076023 | NA | 0 | NA | 0 | NA | W
6546 | Durg | Batrel | PHC |  | SPHYGMOMANOMETER (MERCURIAL) | 1 | Omron | HEM-7203 | 9754794-94666 | 3000076024 | NA | 0 | NA | 0 | NA | W
6547 | Durg | Batrel | PHC |  | ELECTRIC STERILIZER | 1 | Atlas | CM/L1718961 | 99P10213 | 3000076025 | NA | 0 | NA | 0 | NA | W
6548 | Durg | Batrel | PHC |  | AUTOCLAVE | 1 | Crown | NA | IS-3624-1967 | 3000076026 | NA | 0 | NA | 0 | NA | W
6549 | Durg | Batrel | PHC |  | SUCTION APPARATUS | 1 | BIO Plus | NA | NA | 3000076027 | NA | 0 | NA | 0 | NA | W
6550 | Durg | Batrel | PHC |  | O2 Cylinder | 1 | NA | NA | 7285PT-ITP 250FP150 | 3000076028 | NA | 0 | NA | 0 | NA | W
6551 | Durg | Batrel | PHC | Doctor's Room | X-ray film illuminator | 1 | NA | NA | NA | 3000076029 | NA | 0 | NA | 0 | NA | W
6552 | Durg | Batrel | PHC | Doctor's Room | Ultra sonic doppler | 1 | Dipel | DFM051 | NA | 3000076030 | NA | 0 | NA | 0 | NA | W
6553 | Durg | Batrel | PHC | Medicine Room | REFRIGERATOR | 1 | Godrej | GON/185 | NA | 3000076031 | NA | 0 | NA | 0 | NA | W
6554 | Durg | Khursipar UPHC | UPHC | Doctor's Room | SPHYGMOMANOMETER (MERCURIAL) | 1 | Dimond | NA | CM/L 0196043 | 3000098421 | NA | 0 | NA | 0 | NA | W
6555 | Durg | Khursipar UPHC | UPHC | DELIVERY ROOM | BABY WEIGHING SCALE | 1 | Docber Barun | NA | NA | 3000098420 | NA | 0 | NA | 0 | NA | W
6556 | Durg | Khursipar UPHC | UPHC | DELIVERY ROOM | FOETAL DOPPLER | 1 | Dipel | DFM-051 | NA | 3000098419 | NA | 0 | NA | 0 | NA | W
6557 | Durg | Khursipar UPHC | UPHC | DELIVERY ROOM | ELECTRIC STERILIZER | 1 | Sona | NA | NA | 3000098418 | NA | 0 | NA | 0 | NA | W
6558 | Durg | Khursipar UPHC | UPHC |  | SHADOWLESS OT LIGHT | 1 | Local | NA | NA | 3000098413 | NA | 0 | NA | 0 | NA | W
6559 | Durg | Khursipar UPHC | UPHC |  | SUCTION APPARATUS | 1 | NA | NA | NA | 3000098414 | NA | 0 | NA | 0 | NA | W
6560 | Durg | Khursipar UPHC | UPHC |  | CENTRIFUGE MACHINE | 1 | Nayak | NA | NA | 3000098417 | NA | 0 | NA | 0 | NA | W
6561 | Durg | Khursipar UPHC | UPHC |  | HB METER | 1 | Superior | NA | NA | 3000098416 | NA | 0 | NA | 0 | NA | W
6562 | Durg | Khursipar UPHC | UPHC |  | REFRIGERATOR | 1 | LG | GL254AT3 | 211NRWS055697 | 3000098415 | NA | 0 | NA | 0 | NA | W
6563 | Durg | Khursipar UPHC | UPHC | Pathology Lab. | MICROSCOPE (BINOCULAR) | 1 | Purjob Scientific | MAG NUS | NA | 3000076392 | 07/2006 | 0 | NA | 0 | NA | W
6564 | Durg | Khursipar UPHC | UPHC | Pathology Lab. | MICROSCOPE (BINOCULAR) | 1 | NA | Blisco | NA | 3000076393 | 07/2006 | 0 | NA | 0 | NA | W
6565 | Durg | Khursipar UPHC | UPHC | DELIVERY ROOM | Air ELECTRIC STERILIZER Machine | 1 | NA | NA | NA | 3000076394 | 07/2006 | 0 | NA | 0 | NA | W
6566 | Durg | Khursipar UPHC | UPHC | DELIVERY ROOM | Air ELECTRIC STERILIZER Machine | 1 | NA | NA | NA | 3000076395 | 08/2006 | 0 | NA | 0 | NA | W
6567 | Durg | Khursipar UPHC | UPHC | DELIVERY ROOM | Air ELECTRIC STERILIZER Machine | 1 | NA | Jainco | NA | 3000076396 | 08/2006 | 0 | NA | 0 | NA | W
6568 | Durg | Khursipar UPHC | UPHC | DELIVERY ROOM | SHADOWLESS OT LIGHT | 1 |  | Na | NA | 3000076397 | 2014 | 0 | NA | 0 | NA | NW
6569 | Durg | Khursipar UPHC | UPHC | Hall | ADULT WEIGHING MACHINE | 1 | Beli Ram Son's | Krups | NA | 3000076398 | 2013 | 0 | NA | 0 | NA | W
6570 | Durg | Khursipar UPHC | UPHC | Hall | SUCTION APPARATUS | 1 | Olex | 7E-A | NA | 3000076399 | 2015 | 0 | NA | 0 | NA | W
6571 | Durg | Khursipar UPHC | UPHC | Hall | SPHYGMOMANOMETER (MERCURIAL) | 1 | Daimond | Regular | NA | 3000076400 | NA | 0 | NA | 0 | NA | NW
6572 | Durg | Khursipar UPHC | UPHC | Hall | FOETAL DOPPLER | 1 | NA | Mico | NA | 3000076401 | 2006 | 0 | NA | 0 | NA | NW
6573 | Durg | Jheet | CHC | Store Room | ADULT WEIGHING MACHINE | 1 | NA | NA | NA | 3000076068 | 2013-03-01 | 0 | NA | 0 | NA | NW
6574 | Durg | Jheet | CHC | Store Room | ELECTRIC STERILIZER | 1 | NA | NA | NA | 3000076069 | NA | 0 | NA | 0 | NA | NW
6575 | Durg | Jheet | CHC | Store Room | Delivery kit | 1 | NA | NA | NA | 3000076070 | 2013-03-01 | 0 | NA | 0 | NA | W
6576 | Durg | Jheet | CHC | Store Room | SPHYGMOMANOMETER (MERCURIAL) | 1 | Extra care | NA | NA | 3000076071 | 2013-03-01 | 0 | NA | 0 | NA | W
6577 | Durg | Jheet | CHC | DELIVERY ROOM | ELECTRIC STERILIZER | 1 | NA | NA | NA | 3000076072 | NA | 0 | NA | 0 | NA | W
6578 | Durg | Jheet | CHC | DELIVERY ROOM | FOETAL DOPPLER | 1 | NA | NA | NA | 3000076073 | 2012-07-01 | 0 | NA | 0 | NA | W
6579 | Durg | Jheet | CHC | DELIVERY ROOM | SUCTION APPARATUS | 1 | Raman Surgical | NA | NA | 3000076074 | 2012-07-01 | 0 | NA | 0 | NA | W
6580 | Durg | Jheet | CHC | DELIVERY ROOM | BABY WEIGHING SCALE | 1 | NA | NA | NA | 3000076075 | 2014-03-01 | 0 | NA | 0 | NA | W
6581 | Durg | Jheet | CHC | DELIVERY ROOM | OT TABLE | 1 | NA | NA | NA | 3000076076 | Oct.-13 | 0 | NA | 0 | NA | W
6582 | Durg | Jheet | CHC | DELIVERY ROOM | AUTOCLAVE | 1 | NA | NA | NA | 3000076077 | NA | 0 | NA | 0 | NA | W
6583 | Durg | Jheet | CHC | DELIVERY ROOM | BABY PHOTOTHERAPY UNIT | 1 | NA | NA | NA | 3000076078 | 2014-03-01 | 0 | NA | 0 | NA | W
6584 | Durg | Jheet | CHC | Doctor's Room | SPHYGMOMANOMETER (MERCURIAL) | 1 | Diomond | CM/L 0196043 | NA | 3000076079 | 2014-03-01 | 0 | NA | 0 | NA | W
6585 | Durg | Jheet | CHC | Doctor's Room | REFRIGERATOR | 1 | Godrej | GFE25 Smt3N | NA | 3000076080 | Oct.-12 | 0 | NA | 0 | NA | W
6586 | Durg | Jheet | CHC | Doctor's Room | ADULT WEIGHING MACHINE | 1 | Export | Putes | NA | 3000076081 | 2013-07-01 | 0 | NA | 0 | NA | W
6587 | Durg | Jheet | CHC | Pathology Lab. | CENTRIFUGE MACHINE | 1 | NA | NA | NA | 3000076082 | Nov.2014 | 0 | NA | 0 | NA | NW
6588 | Durg | Jheet | CHC | Pathology Lab. | NEEDLE DESTROYER | 1 | Satatech | 100Va | NA | 3000076083 | 2014-11-01 | 0 | NA | 0 | NA | W
6589 | Durg | Jheet | CHC | Pathology Lab. | MICROSCOPE (BINOCULAR) | 1 | Olympus | 520185 | 4951 | 3000076084 | 2014-07-01 | 0 | NA | 0 | NA | NW
6590 | Durg | Jheet | CHC |  | GLUCOMETER | 1 | Akkiscanzeet | 6267C | MT00014084 | 3000076085 | 2014-05-01 | 0 | NA | 0 | NA | W
6591 | Durg | Jheet | CHC |  | MICROSCOPE (BINOCULAR) | 1 | Blisco | CM/L 9474292 | NA | 3000076086 | 2015-07-01 | 1 | NA | 0 | NA | W
6592 | Durg | Jheet | CHC | Store Room | ADULT WEIGHING MACHINE | 1 | Lous | NA | NA | 3000076087 | NA | 1 | NA | 0 | NA | W
6593 | Durg | Jheet | CHC | Store Room | Air ELECTRIC STERILIZER Machine | 1 | NA | NA | NA | 3000076088 | Nov.2014 | 0 | NA | 0 | NA | W
6594 | Durg | Jheet | CHC | Store Room | CENTRIFUGE MACHINE | 1 | NA | NA | NA | 3000076089 | 2014-11-01 | 0 | NA | 0 | NA | W
6595 | Durg | Jheet | CHC | Store Room | NEEDLE DESTROYER | 1 | Saratech | 100VA/60VA | NA | 3000076090 | NA | 0 | NA | 0 | NA | W
6596 | Durg | Jheet | CHC | Store Room | AUTOCLAVE | 1 | Eletrogard | NA | NA | 3000076091 | NA | 0 | NA | 0 | NA | NW
6597 | Durg | Jheet | CHC | Store Room | ADULT WEIGHING MACHINE | 1 | NA | NA | NA | 3000076092 | NA | 0 | NA | 0 | NA | NW
6598 | Durg | Jheet | CHC | Store Room | SPHYGMOMANOMETER (MERCURIAL) | 1 | Lifeline | CM/L9421877 | NA | 3000076093 | NA | 0 | NA | 0 | NA | NW
6599 | Durg | Kosanager UPHC | PHC | Store Room | SPHYGMOMANOMETER (MERCURIAL) | 1 | Suprene Surgical | Ashoka Max | 98134502 | 3000076402 | 2015-06-01 | 0 | NA | 0 | NA | W
6600 | Durg | Kosanager UPHC | PHC | Store Room | GLUCOMETER | 1 | Lifescan | One Touch | Sagwe3rg | 3000101660 | 2015-06-01 | 0 | NA | 0 | NA | W
6601 | Durg | Kosanager UPHC | PHC | Store Room | SPHYGMOMANOMETER (MERCURIAL) | 1 | Meedi Care | MCP | 14C4002 | 3000101661 | Aug.2014 | 0 | NA | 0 | NA | NW
6602 | Durg | Potiyakala UPHC | PHC | DELIVERY ROOM | GLUCOMETER | 1 | Roche | Accu-Chek | GU04567942 | 3000101723 | 2015-06-01 | 0 | NA | 0 | NA | W
6603 | Durg | Potiyakala UPHC | PHC | DELIVERY ROOM | FUMIGATION MACHINE | 1 | NA | NA | NA | 3000101724 | 2015-05-01 | 0 | NA | 0 | NA | W
6604 | Durg | Potiyakala UPHC | PHC | DELIVERY ROOM | NEEDLE DESTROYER | 1 | NA | SAI+ life | NA | 3000101725 | NA | 0 | NA | 0 | NA | W
6605 | Durg | Potiyakala UPHC | PHC | DELIVERY ROOM | SPHYGMOMANOMETER (MERCURIAL) | 1 | Diomond | Regular | 31059 | 3000101726 | NA | 0 | NA | 0 | NA | W
6606 | Durg | Potiyakala UPHC | PHC | Doctor's Room | ADULT WEIGHING MACHINE | 1 | NA | NA | NA | 3000101727 | NA | 0 | NA | 0 | NA | W
6607 | Durg | Potiyakala UPHC | PHC | Doctor's Room | SHADOWLESS OT LIGHT | 1 | NA | NA | NA | 3000101728 | 2015-05-01 | 0 | NA | 0 | NA | W
6608 | Durg | Medesara | PHC | Store Room | REFRIGERATOR | 1 | LG | GL-3252VPG4 | NA | 3000076342 | 2015-06-01 | 0 | NA | 0 | NA | W
6609 | Durg | Medesara | PHC | Vaccination Room | ADULT WEIGHING MACHINE | 1 | NA | KROPS | NA | 3000076343 | NA | 0 | NA | 0 | NA | W
6610 | Durg | Medesara | PHC | Store Room | BABY WEIGHING SCALE | 1 | NA | Crown | NA | 3000076344 | NA | 0 | NA | 0 | NA | W
6611 | Durg | Medesara | PHC | Store Room | ELECTRIC STERILIZER | 1 | NA | NA | NA | 3000076345 | NA | 0 | NA | 0 | NA | W
6612 | Durg | Medesara | PHC | DELIVERY ROOM | ADULT WEIGHING MACHINE | 1 | NA | NA | NA | 3000076346 | NA | 0 | NA | 0 | NA | NW
6613 | Durg | Pendrawan | PHC | Doctor's Room | SPHYGMOMANOMETER (MERCURIAL) | 1 | Diomond | Regular | NA | 3000076347 | NA | 0 | NA | 0 | NA | W
6614 | Durg | Pendrawan | PHC | Pathology Lab. | ELECTRIC STERILIZER | 1 | Bhagwati Industries | NA | NA | 3000076348 | 2012 | 0 | NA | 0 | NA | W
6615 | Durg | Pendrawan | PHC | Pathology Lab. | CENTRIFUGE MACHINE (6 Tubes) | 1 | NA | REMI | NA | 3000076349 | 2014 | 0 | NA | 0 | NA | W
6616 | Durg | Pendrawan | PHC | Pathology Lab. | MICROSCOPE (MONOCULAR) | 1 | MAGNUS | MLX | NA | 3000076350 | 2014 | 0 | NA | 0 | NA | W
6617 | Durg | Pendrawan | PHC | DELIVERY ROOM | BABY WEIGHING SCALE | 1 | NA | Crown | NA | 3000076351 | 2013-03-01 | 0 | NA | 0 | NA | W
6618 | Durg | Pendrawan | PHC | DELIVERY ROOM | SUCTION APPARATUS | 1 | NA | NA | NA | 3000076352 | 2012-09-01 | 0 | NA | 0 | NA | W
6619 | Durg | Pendrawan | PHC | IPD | SPHYGMOMANOMETER (MERCURIAL) | 1 | NA | NA | NA | 3000076353 | NA | 0 | NA | 0 | NA | NW
6620 | Durg | Pendrawan | PHC | IPD | NEEDLE DESTROYER | 1 | Linco scienfic | ND-350 | 2239 | 3000076354 | NA | 0 | NA | 0 | NA | W
6621 | Durg | Pendrawan | PHC | IPD | SPHYGMOMANOMETER (MERCURIAL) | 1 | Diomond | Regular | NA | 3000076355 | 2012-05-01 | 0 | NA | 0 | NA | W
6622 | Durg | Pendrawan | PHC | IPD | REFRIGERATOR | 1 | Sumsung | RT2534 BACSE/TL | NA | 3000076356 | 2012-11-01 | 0 | NA | 0 | NA | W
6623 | Durg | Pendrawan | PHC | IPD | ADULT WEIGHING MACHINE | 1 | NA | NA | NA | 3000076357 | 2012-10-01 | 0 | NA | 0 | NA | W
6624 | Durg | Pendrawan | PHC | Doctor's Room | ADULT WEIGHING MACHINE | 1 | NA | Pulex | NA | 3000076358 | 2013-03-01 | 0 | NA | 0 | NA | W
6625 | Durg | Pendrawan | PHC | Doctor's Room | FOETAL DOPPLER | 1 | Jain Surgical Traders | Jainco 03 | NA | 3000076359 | 2012-05-01 | 0 | NA | 0 | NA | W
6626 | Durg | Pendrawan | PHC | Opthalmology Dept. | EYE CHART VISION BOX | 1 | NA | NA | NA | 3000076360 | 2012-09-01 | 0 | NA | 0 | NA | W
6627 | Durg | Pendrawan | PHC | Store Room | SPHYGMOMANOMETER (MERCURIAL) | 1 | Diomond | Regular | NA | 3000076361 | 2012-05-01 | 0 | NA | 0 | NA | W
6628 | Durg | Pendrawan | PHC | Injection Room | NEBULIZER | 1 | Omron | Cump AIR | NA | 3000076362 | 2013-03-01 | 0 | NA | 0 | NA | W
6629 | Durg | Pendrawan | PHC | Pathology Lab. | GLUCOMETER | 1 | Bayen Health Care | Ascensia Entrst | AES000862300 | 3000076363 | 2012-05-01 | 0 | NA | 0 | NA | W
6630 | Durg | Kumhari | CHC | DELIVERY ROOM | INFANT RADIANT WARMER | 1 | Zeal Medical pvt | NA | HW2008/2614/115 | 3000104691 | 2015-01-01 | 1 | 2016-01-01 | 0 | NA | W
6631 | Durg | Kumhari | CHC | DELIVERY ROOM | BABY WEIGHING SCALE | 1 | crown | NA | NA | 3000104692 | NA | 0 | NA | 0 | NA | W
6632 | Durg | Kumhari | CHC | DELIVERY ROOM | SUCTION APPARATUS | 1 | local | NA | NA | 3000104693 | NA | 0 | NA | 0 | NA | W
6633 | Durg | Kumhari | CHC | DELIVERY ROOM | FUMIGATION MACHINE | 1 | local | NA | NA | 3000104694 | NA | 0 | NA | 0 | NA | W
6634 | Durg | Kumhari | CHC | DELIVERY ROOM | DELIVERY TABLE | 1 | NA | NA | NA | 3000104695 | NA | 0 | NA | 0 | NA | W
6635 | Durg | Kumhari | CHC | DELIVERY ROOM | FOETAL DOPPLER | 1 | NISCO | NA | NA | 3000104696 | NA | 0 | NA | 0 | NA | W
6636 | Durg | Kumhari | CHC | DELIVERY ROOM | FOETAL DOPPLER | 1 | Easy care | ECFDT-106 | DTCEL3065 | 3000104697 | NA | 0 | NA | 0 | NA | NW
6637 | Durg | Kumhari | CHC | DELIVERY ROOM | ELECTRIC STERILIZER | 1 | Atlas | NA | 09F10118 | 3000104698 | NA | 0 | NA | 0 | NA | W
6638 | Durg | Kumhari | CHC | DELIVERY ROOM | AUTOCLAVE | 1 | NA | NA | NA | 3000104699 | NA | 0 | NA | 0 | NA | W
6639 | Durg | Kumhari | CHC | DELIVERY ROOM | BABY PHOTOTHERAPY UNIT | 1 | Infancy care | NA | NA | 3000104700 | NA | 0 | NA | 0 | NA | W
6640 | Durg | Kumhari | CHC | GENERAL WARD | SUCTION APPARATUS | 1 | Shiva | NA | NA | 3000104701 | NA | 0 | NA | 0 | NA | W
6641 | Durg | Kumhari | CHC | OPD | NEBULIZER | 1 | OMRON | comp A-IR | 694300 | 3000104702 | NA | 0 | NA | 0 | NA | W
6642 | Durg | Kumhari | CHC | OPD | SPHYGMOMANOMETER (MERCURIAL) | 1 | life line | Ultra portable | 79831 | 3000104703 | NA | 0 | NA | 0 | NA | W
6643 | Durg | Kumhari | CHC | OPD | SPHYGMOMANOMETER (MERCURIAL) | 1 | Diamonds | regular | 32687 | 3000104704 | NA | 0 | NA | 0 | NA | W
6644 | Durg | Kumhari | CHC | OPD | SPHYGMOMANOMETER (MERCURIAL) | 1 | Diamonds | regular | 32683 | 3000104705 | NA | 0 | NA | 0 | NA | W
6645 | Durg | Kumhari | CHC | Injection Room | NEEDLE DESTROYER | 1 | york | NA | NA | 3000104706 | NA | 0 | NA | 0 | NA | W
6646 | Durg | Kumhari | CHC | Injection Room | SPHYGMOMANOMETER (MERCURIAL) | 1 | Diamonds | regular | 32694 | 3000104707 | NA | 0 | NA | 0 | NA | W
6647 | Durg | Kumhari | CHC | Pathology Lab. | MICROSCOPE (BINOCULAR) | 1 | BLISCO | NA | NA | 3000104708 | NA | 0 | NA | 0 | NA | W
6648 | Durg | Kumhari | CHC | Pathology Lab. | MICROSCOPE (BINOCULAR) | 1 | BLISCO | NA | NA | 3000104709 | NA | 0 | NA | 0 | NA | W
6649 | Durg | Kumhari | CHC | Pathology Lab. | GLUCOMETER | 1 | roche | Accu chek(active) | GC14454511 | 3000104710 | NA | 0 | NA | 0 | NA | W
6650 | Durg | Kumhari | CHC | Pathology Lab. | ADULT WEIGHING MACHINE | 1 | Dr.beliram &sons | krups | NA | 3000104711 | NA | 0 | NA | 0 | NA | W
6651 | Durg | Kumhari | CHC | Pathology Lab. | ADULT WEIGHING MACHINE | 1 | Nactor life science | dr.trust | NA | 3000104712 | NA | 0 | NA | 0 | NA | W
6652 | Durg | Kumhari | CHC | Pathology Lab. | CENTRIFUGE MACHINE | 1 | NA | NA | NA | 3000104713 | NA | 0 | NA | 0 | NA | W
6653 | Durg | Kumhari | CHC | Pathology Lab. | CENTRIFUGE MACHINE | 1 | Godrej | RDEDGE185CHTM | NA | 3000104714 | NA | 0 | NA | 0 | NA | W
6654 | Durg | Kumhari | CHC | Pathology Lab. | ELECTRIC STERILIZER | 1 | Atlas | NA | 240 | 3000104715 | NA | 0 | NA | 0 | NA | W
6655 | Durg | Surdung | PHC | OPD | SPHYGMOMANOMETER (MERCURIAL) | 1 | Diamonds | regular | 32764 | 3000104749 | 2014-03-01 | 0 | NA | 0 | NA | W
6656 | Durg | Surdung | PHC | OPD | SPHYGMOMANOMETER (MERCURIAL) | 1 | Diamonds | regular | 32768 | 3000104750 | 2014-03-01 | 0 | NA | 0 | NA | W
6657 | Durg | Surdung | PHC | OPD | ADULT WEIGHING MACHINE | 1 | doctor beli ram&sons | krups | NA | 3000104751 | NA | 0 | NA | 0 | NA | W
6658 | Durg | Surdung | PHC | OPD | GLUCOMETER | 1 | DR.morepen glucome | BG-03 Auto | NA | 3000104752 | 2015-04-01 | 1 | 2016-04-01 | 0 | NA | W
6659 | Durg | Surdung | PHC | Injection Room | NEBULIZER | 1 | Aero-MAC | NBB02-A20 | 123035-349 | 3000104753 | NA | 0 | NA | 0 | NA | W
6660 | Durg | Surdung | PHC | Injection Room | NEEDLE DESTROYER | 1 | saratech | S1R | 3038 | 3000104754 | 2013 | 0 | NA | 0 | NA | W
6661 | Durg | Surdung | PHC | Vaccination Room | REFRIGERATOR | 1 | Samsung | RT2534BACRR | NA | 3000104755 | 2010 | 0 | NA | 0 | NA | W
6662 | Durg | Surdung | PHC | Vaccination Room | AUTOCLAVE | 1 | life + | 20 hrs | 9130411 | 3000104756 | NA | 0 | NA | 0 | NA | W
6663 | Durg | Surdung | PHC | Vaccination Room | ELECTRIC STERILIZER | 1 | NA | NA | NA | 3000104757 | 2002 | 0 | NA | 0 | NA | NW
6664 | Durg | Surdung | PHC | Vaccination Room | AUTOCLAVE | 1 | NA | NA | NA | 3000104758 | NA | 0 | NA | 0 | NA | NW
6665 | Durg | Surdung | PHC | DELIVERY ROOM | BABY WEIGHING SCALE | 1 | Docbel | Brown | NA | 3000104759 | NA | 0 | NA | 0 | NA | W
6666 | Durg | Surdung | PHC | DELIVERY ROOM | SUCTION APPARATUS | 1 | master care | NA | NA | 3000104760 | NA | 0 | NA | 0 | NA | W
6667 | Durg | Surdung | PHC | DELIVERY ROOM | FOETAL DOPPLER | 1 | mico | NA | NA | 3000104761 | NA | 0 | NA | 0 | NA | W
6668 | Durg | Surdung | PHC | DELIVERY ROOM | SPHYGMOMANOMETER (MERCURIAL) | 1 | Diamonds | regular | 1279 | 3000104762 | 2014-09-01 | 1 | 2016-09-01 | 0 | NA | W
6669 | Durg | Surdung | PHC | DELIVERY ROOM | ELECTRIC STERILIZER | 1 | NA | NA | NA | 3000104763 | NA | 0 | NA | 0 | NA | W
6670 | Durg | Surdung | PHC | DELIVERY ROOM | NEEDLE DESTROYER | 1 | microsil | ND-360 | 1800 | 3000104764 | NA | 0 | NA | 0 | NA | W
6671 | Durg | Surdung | PHC | Pathology Lab. | MICROSCOPE (BINOCULAR) | 1 | BLISCO | NA | NA | 3000104765 | NA | 0 | NA | 0 | NA | W
6672 | Durg | Surdung | PHC | Pathology Lab. | CENTRIFUGE MACHINE (4 Tubes) | 1 | Coslab | NA | NA | 3000104766 | NA | 0 | NA | 0 | NA | W
6673 | Durg | Surdung | PHC | Pathology Lab. | SPHYGMOMANOMETER (MERCURIAL) | 1 | Diamonds | regular | 32764 seal pack | 3000104767 | NA | 0 | NA | 0 | NA | W
6674 | Durg | Surdung | PHC | Pathology Lab. | ADULT WEIGHING MACHINE | 1 | neetar cesueves | dr.trust | NA | 3000104768 | NA | 0 | NA | 0 | NA | W
6675 | Durg | Surdung | PHC |  | ELECTRIC STERILIZER | 1 | NA | NA | NA | 3000104769 | NA | 0 | NA | 0 | NA | NW
6676 | Durg | Surdung | PHC |  | FOETAL DOPPLER | 1 | Easy care | ECEFDT-106 | DTCEL-02924 | 3000104770 | 2015-04-01 | 1 | 2016-04-01 | 0 | NA | W
6677 | Durg | Ahiwara | CHC | OT | AUTOCLAVE | 1 | Shiva | NA | NA | 3000101607 | 2015-04-01 | 1 | NA | 0 | NA | W
6678 | Durg | Ahiwara | CHC | OT | AUTOCLAVE | 1 | fisher | NA | NA | 3000101608 | 2015-02-01 | 1 | NA | 0 | NA | W
6679 | Durg | Ahiwara | CHC | OT | ELECTRIC STERILIZER | 1 | local | NA | NA | 3000101609 | 2006-04-01 | 0 | NA | 0 | NA | W
6680 | Durg | Ahiwara | CHC | OT | OT TABLE (Hydraulic) | 1 | local | NA | NA | 3000101610 | 2002-03-01 | 0 | NA | 0 | NA | W
6681 | Durg | Ahiwara | CHC | OT | SUCTION APPARATUS | 1 | Shiva | NA | NA | 3000101611 | 2006-05-01 | 0 | NA | 0 | NA | NW
6682 | Durg | Ahiwara | CHC | OT | SHADOWLESS OT LIGHT | 1 | local | NA | NA | 3000101612 | 2005-08-01 | 0 | NA | 0 | NA | W
6683 | Durg | Ahiwara | CHC | OT | SHADOWLESS OT LIGHT | 1 | local | NA | NA | 3000101613 | NA | 0 | NA | 0 | NA | W
6684 | Durg | Ahiwara | CHC | OT | SURGICAL DIATHERMY MACHINE | 1 | medical level eq. | EX250 | 5416 | 3000101614 | 2015-02-01 | 1 | NA | 0 | NA | W
6685 | Durg | Ahiwara | CHC | OT | PULSE OXIMETER | 1 | OPTO | Oxy-500A | NA | 3000101615 | 2006-11-01 | 0 | NA | 0 | NA | W
6686 | Durg | Ahiwara | CHC | OT | PULSE OXIMETER | 1 | BPL | clear sign C7 | FGTA4K1197 | 3000101616 | NA | 0 | NA | 0 | NA | W
6687 | Durg | Ahiwara | CHC | OT | BOYLE'S APPARATUS | 1 | PRIME | CR054 | NA | 3000101617 | 2015-02-01 | 1 | NA | 0 | NA | W
6688 | Durg | Ahiwara | CHC | OT | SPHYGMOMANOMETER (MERCURIAL) | 1 | Diamonds | NA | 3035 | 3000101618 | NA | 0 | NA | 0 | NA | W
6689 | Durg | Ahiwara | CHC | OT | AUTOCLAVE | 1 | Shiva | NA | NA | 3000101619 | 2014-03-01 | 0 | NA | 0 | NA | W
6690 | Durg | Ahiwara | CHC | OT | NEEDLE DESTROYER | 1 | sahlife | NA | NA | 3000101620 | NA | 0 | NA | 0 | NA | W
6691 | Durg | Ahiwara | CHC | OT | UV Light | 1 | local | NA | NA | 3000101621 | 2015-03-01 | 1 | NA | 0 | NA | W
6692 | Durg | Ahiwara | CHC | OT | LARYNGOSCOPE | 1 | citysurg | NA | NA | 3000101623 | 2015-03-01 | 1 | NA | 0 | NA | W
6693 | Durg | Ahiwara | CHC | OT | LARYNGOSCOPE | 1 | local | NA | NA | 3000101622 | 2015-03-01 | 1 | NA | 0 | NA | W
6694 | Durg | Ahiwara | CHC | Store Room | AUTOCLAVE | 1 | HIMSON | NA | NA | 3000101624 | NA | 0 | NA | 0 | NA | NW
6695 | Durg | Ahiwara | CHC | Injection Room | NEEDLE DESTROYER | 1 | saratech | NA | NA | 3000101625 | NA | 0 | NA | 0 | NA | W
6696 | Durg | Ahiwara | CHC | Injection Room | NEBULIZER | 1 | ARIANNe | NA | 122670 | 3000101626 | 2006-04-01 | 0 | NA | 0 | NA | W
6697 | Durg | Ahiwara | CHC | Injection Room | SPHYGMOMANOMETER (MERCURIAL) | 1 | Namatt | NA | 78813 | 3000101627 | 2005-11-01 | 0 | NA | 0 | NA | NW
6698 | Durg | Ahiwara | CHC | Injection Room | NEEDLE DESTROYER | 1 | SAI+LIFE | NA | NA | 3000101628 | NA | 0 | NA | 0 | NA | NW
6699 | Durg | Ahiwara | CHC | Injection Room | NEBULIZER | 1 | smart care | NA | 3595 | 3000101629 | 2006-04-01 | 0 | NA | 0 | NA | NW
6700 | Durg | Ahiwara | CHC | Pathology Lab. | maemometer | 1 | sahlife | NA | NA | 3000101630 | 2015-06-01 | 1 | NA | 0 | NA | W
6701 | Durg | Ahiwara | CHC | Pathology Lab. | Semi Autoanalyzer | 1 | ERBA | NA | NA | 3000101631 | 2014-10-01 | 0 | NA | 0 | NA | W
6702 | Durg | Ahiwara | CHC | Pathology Lab. | NEEDLE DESTROYER | 1 | SAI+LIFE | NA | NA | 3000101632 | 2015-05-01 | 1 | NA | 0 | NA | W
6703 | Durg | Ahiwara | CHC | Pathology Lab. | REFRIGERATOR | 1 | relvonator | KWP163 | 1106120-5101847 | 3000101633 | 2013-05-01 | 0 | NA | 0 | NA | W
6704 | Durg | Ahiwara | CHC | Pathology Lab. | CENTRIFUGE MACHINE (4 Tubes) | 1 | local | NA | NA | 3000101634 | NA | 0 | NA | 0 | NA | W
6705 | Durg | Ahiwara | CHC | Pathology Lab. | HB METER | 1 | SAHLI | NA | NA | 3000101635 | 2015-06-01 | 1 | NA | 0 | NA | W
6706 | Durg | Ahiwara | CHC | Pathology Lab. | HB METER | 1 | SAHLI | NA | NA | 3000101636 | 2015-06-01 | 1 | NA | 0 | NA | W
6707 | Durg | Ahiwara | CHC | Pathology Lab. | GLUCOMETER | 1 | one touch | NA | SAGQT0C5 | 3000101637 | 2015-06-01 | 1 | NA | 0 | NA | W
6708 | Durg | Ahiwara | CHC | Pathology Lab. | MICROSCOPE (BINOCULAR) | 1 | Olympus | CH200BIMF | 6H05951 | 3000101638 | 2006-11-01 | 0 | NA | 0 | NA | W
6709 | Durg | Ahiwara | CHC | Pathology Lab. | MICROSCOPE (BINOCULAR) | 1 | Olympus | MLXB | 518990 | 3000101639 | NA | 0 | NA | 0 | NA | W
6710 | Durg | Ahiwara | CHC | Injection Room | ELECTRIC STERILIZER | 1 | REXLO | NA | NA | 3000101640 | NA | 0 | NA | 0 | NA | W
6711 | Durg | Ahiwara | CHC | DELIVERY ROOM | INFANT RADIANT WARMER | 1 | local | NA | NA | 3000101641 | NA | 0 | NA | 0 | NA | W
6712 | Durg | Ahiwara | CHC | DELIVERY ROOM | SUCTION APPARATUS | 1 | Shiva | NA | NA | 3000101642 | 2006-05-01 | 0 | NA | 0 | NA | W
6713 | Durg | Ahiwara | CHC | DELIVERY ROOM | heat connector | 1 | navya | NA | NA | 3000101643 | NA | 0 | NA | 0 | NA | W
6714 | Durg | Ahiwara | CHC | DELIVERY ROOM | BABY PHOTOTHERAPY UNIT | 1 | local | NA | NA | 3000101644 | 2006-04-01 | 0 | NA | 0 | NA | W
6715 | Durg | Ahiwara | CHC | DELIVERY ROOM | BABY WEIGHING SCALE | 1 | crown | NA | NA | 3000101645 | 2006-04-01 | 0 | NA | 0 | NA | W
6716 | Durg | Ahiwara | CHC | DELIVERY ROOM | BABY WEIGHING SCALE | 1 | crown | NA | NA | 3000101646 | 2006-01-01 | 0 | NA | 0 | NA | W
6717 | Durg | Chhawani UPHC | PHC | DELIVERY ROOM | ELECTRIC STERILIZER | 1 | NA | Jainco | NA | 3000076364 | 2014-04-01 | 0 | NA | 0 | NA | W
6718 | Durg | Chhawani UPHC | PHC | DELIVERY ROOM | NEBULIZER | 1 | Norditali & Electro Medical | Flowneb | 150480/2004 | 3000076365 | 2013-10-01 | 0 | NA | 0 | NA | W
6719 | Durg | Chhawani UPHC | PHC | DELIVERY ROOM | ADULT WEIGHING MACHINE | 1 | NA | NA | NA | 3000076366 | 2013-09-01 | 0 | NA | 0 | NA | W
6720 | Durg | Chhawani UPHC | PHC | DELIVERY ROOM | Hydraulic OT TABLE | 1 | NA | NA | NA | 3000076367 | NA | 0 | NA | 0 | NA | W
6721 | Durg | Chhawani UPHC | PHC | DELIVERY ROOM | SHADOWLESS OT LIGHT | 1 | NA | Tripple | NA | 3000076368 | 2014-03-01 | 0 | NA | 0 | NA | W
6722 | Durg | Chhawani UPHC | PHC | IR ROOM | NEEDLE DESTROYER | 1 | NA |  | NA | 3000076369 | NA | 0 | NA | 0 | NA | W
6723 | Durg | Chhawani UPHC | PHC | Doctor's Room | SPHYGMOMANOMETER (MERCURIAL) | 1 | NA |  | NA | 3000076370 | 2013-09-01 | 0 | NA | 0 | NA | W
6724 | Durg | Chhawani UPHC | PHC | Store Room | ADULT WEIGHING MACHINE | 1 | NA | NEC Path | NA | 3000076371 | 2015-04-01 | 0 | NA | 0 | NA | W
6725 | Durg | Chhawani UPHC | PHC | Store Room | ADULT WEIGHING MACHINE | 1 | NA | Venus |  | 3000076372 | 2013-09-01 | 0 | NA | 0 | NA | NW
6726 | Durg | Chhawani UPHC | PHC | Store Room | SPHYGMOMANOMETER (MERCURIAL) | 1 | Diamond | Regular | 32966 | 3000076373 | 2013-09-01 | 0 | NA | 0 | NA | W
6727 | Durg | Chhawani UPHC | PHC | Store Room | ELECTRIC STERILIZER | 1 | NA | NA | NA | 3000076374 | 2014-04-01 | 0 | NA | 0 | NA | W
6728 | Durg | Supela | Civil Hospital | Store Room | WATER BATH | 1 | NA | Life line | 201 | 3000104370 | NA | 0 | NA | 0 | NA | W
6729 | Durg | Supela | Civil Hospital | DELIVERY ROOM | INFANT RADIANT WARMER | 1 | Meditrine | NA | NA | 3000104371 | 2006-04-01 | 0 | NA | 0 | NA | NW
6730 | Durg | Supela | Civil Hospital | DELIVERY ROOM | INFANT RADIANT WARMER | 1 | Meditrine | NA | NA | 3000104372 | 2006-04-01 | 0 | NA | 0 | NA | NW
6731 | Durg | Supela | Civil Hospital | DELIVERY ROOM | SPHYGMOMANOMETER (MERCURIAL) | 1 | Bhasin Sons Pvt.ltd. | Novaphon | 101347 | 3000104373 | NA | 0 | NA | 0 | NA | NW
6732 | Durg | Supela | Civil Hospital | DELIVERY ROOM | SPHYGMOMANOMETER (MERCURIAL) | 1 |  | Mle | NA | 3000104374 | NA | 0 | NA | 0 | NA | NW
6733 | Durg | Supela | Civil Hospital | Store Room | BABY PHOTOTHERAPY UNIT | 1 | NA | NA | NA | 3000104375 | NA | 0 | NA | 0 | NA | NW
6734 | Durg | Supela | Civil Hospital | OT | BABY WEIGHING SCALE | 1 | Raman Surgical | Crown | NA | 3000104376 | NA | 0 | NA | 0 | NA | NW
6735 | Durg | Supela | Civil Hospital | OT | SHADOWLESS OT LIGHT | 1 | NA | NA | NA | 3000104377 | NA | 0 | NA | 0 | NA | NW
6736 | Durg | Supela | Civil Hospital | OT | SHADOWLESS OT LIGHT | 1 | NA | NA | NA | 3000104378 | NA | 0 | NA | 0 | NA | NW
6737 | Durg | Supela | Civil Hospital | OT | ELECTRIC STERILIZER | 1 | NA | NA | NA | 3000104379 | 2006-01-01 | 0 | NA | 0 | NA | NW
6738 | Durg | Supela | Civil Hospital | Store Room | ELECTRIC STERILIZER | 1 | NA | NA | NA | 3000104380 | 2006-02-01 | 0 | NA | 0 | NA | NW
6739 | Durg | Supela | Civil Hospital | Store Room | Ultra sonic doppler | 1 | NA | FM101 | NA | 3000104381 | 2013-09-01 | 0 | NA | 0 | NA | NW
6740 | Durg | Supela | Civil Hospital | Male Ward | NEBULIZER | 1 | NA | Read Mist | 1530 | 3000104382 | NA | 0 | NA | 0 | NA | NW
6741 | Durg | Supela | Civil Hospital | Female Ward | SUCTION APPARATUS | 1 | NA | NA | NA | 3000104383 | NA | 0 | NA | 0 | NA | NW
6742 | Durg | Supela | Civil Hospital | Store Room | REFRIGERATOR | 1 | LG | GL-254 ur13 | NA | 3000104384 | 2013 | 0 | NA | 0 | NA | W
6743 | Durg | Supela | Civil Hospital | Store Room | INFANT RADIANT WARMER | 1 | Miditrin | NA | NA | 3000104385 | 2012-04-01 | 0 | NA | 0 | NA | NW
6744 | Durg | Supela | Civil Hospital | Store Room | INFANT RADIANT WARMER | 1 | Miditrin | NA | NA | 3000104386 | 2012-04-01 | 0 | NA | 0 | NA | NW
6745 | Durg | Supela | Civil Hospital | Store Room | INFANT RADIANT WARMER | 1 | Miditrin | NA | NA | 3000104387 | 2012-04-01 | 0 | NA | 0 | NA | NW
6746 | Durg | Supela | Civil Hospital | Store Room | INFANT RADIANT WARMER | 1 | Miditrin | NA | NA | 3000104388 | 2012-04-01 | 0 | NA | 0 | NA | NW
6747 | Durg | Supela | Civil Hospital | Store Room | SUCTION APPARATUS | 1 | NA | NA | NA | 3000104389 | NA | 0 | NA | 0 | NA | NW
6748 | Durg | Supela | Civil Hospital | Pathology Lab. | CENTRIFUGE MACHINE (6 Tubes) | 1 | NA | REMI | NA | 3000104390 | 2003 | 0 | NA | 0 | NA | W
6749 | Durg | Supela | Civil Hospital | Pathology Lab. | AUTOCLAVE | 1 | RFCL LTD | Lablife chem | 601302014BGE | 3000104392 | 2011 | 0 | NA | 0 | NA | W
6750 | Durg | Supela | Civil Hospital | Pathology Lab. | CENTRIFUGE MACHINE (6 Tubes) | 1 | NA | NA | NA | 3000104391 | 2003 | 0 | NA | 0 | NA | W
6751 | Durg | Supela | Civil Hospital | Pathology Lab. | Bacteriological INCUBATOR | 1 | NA | NA | NA | 3000104393 | 2003 | 0 | NA | 0 | NA | W
6752 | Durg | Supela | Civil Hospital | Pathology Lab. | Bacteriological INCUBATOR | 1 | NA | NA | NA | 3000104394 | 2003 | 0 | NA | 0 | NA | W
6753 | Durg | Supela | Civil Hospital | Pathology Lab. | MICROSCOPE (BINOCULAR) | 1 | olympus | CHS-G | 5903064 | 3000104395 | 1998 | 0 | NA | 0 | NA | W
6754 | Durg | Supela | Civil Hospital | Pathology Lab. | NEEDLE DESTROYER | 1 | Sapna | NA | NA | 3000104396 | 2013 | 0 | NA | 0 | NA | W
6755 | Durg | Supela | Civil Hospital | Pathology Lab. | REFRIGERATOR | 1 | LG | 5322QL | NA | 3000104397 | 2015 | 0 | NA | 0 | NA | W
6756 | Durg | Supela | Civil Hospital | ICTC ROOM | NEEDLE DESTROYER | 1 | SARATECH | S!R (100VA) | 1214 | 3000104398 | NA | 0 | NA | 0 | NA | W
6757 | Durg | Supela | Civil Hospital | ICTC ROOM | REFRIGERATOR | 1 | Videocon | NA | REF3180BRG | 3000104399 | 2015 | 0 | NA | 0 | NA | W
6758 | Durg | Supela | Civil Hospital | ICTC ROOM | HOT AIR OVEN | 1 | NA | NA | NA | 30001043400 | NA | 0 | NA | 0 | NA | NW
6759 | Durg | Supela | Civil Hospital | GENERAL WARD | NEEDLE DESTROYER | 1 | Sapna |  | NA | 3000076188 | NA | 0 | NA | 0 | NA | W
6760 | Durg | Supela | Civil Hospital | GENERAL WARD | NEBULIZER | 1 | Norditali & Electro Medical | Flowneb | 150329 | 3000076189 | 2012-10-01 | 0 | NA | 0 | NA | W
6761 | Durg | Supela | Civil Hospital | GENERAL WARD | SPHYGMOMANOMETER (MERCURIAL) | 1 | Diamond | Delux | 67823 | 3000076190 | 2013-10-01 | 0 | NA | 0 | NA | W
6762 | Durg | Supela | Civil Hospital | GENERAL WARD | SUCTION APPARATUS | 1 | NA | NA | NA | 3000076191 | NA | 0 | NA | 0 | NA | W
6763 | Durg | Supela | Civil Hospital | GENERAL WARD | SUCTION APPARATUS | 1 | NA | NA | NA | 3000076192 | 2013 | 0 | NA | 0 | NA | W
6764 | Durg | Supela | Civil Hospital | GENERAL WARD | REFRIGERATOR | 1 | Videocon | VAP163 | NA | 3000076193 | Jan.2015 | 0 | NA | 0 | NA | W
6765 | Durg | Supela | Civil Hospital | GENERAL WARD | NEEDLE DESTROYER | 1 | Sapna | NA | NA | 3000076194 | 2013 | 0 | NA | 0 | NA | W
6766 | Durg | Supela | Civil Hospital | GENERAL WARD | NEBULIZER | 1 | NA | INFNEB | NA | 3000076195 | 2015 | 0 | NA | 0 | NA | W
6767 | Durg | Supela | Civil Hospital | DELIVERY ROOM | BABY WEIGHING SCALE | 1 | Aikripa Enter Prises | EssaeRS250 | 250/419/423 | 3000076196 | 2014-03-01 | 0 | NA | 0 | NA | W
6768 | Durg | Supela | Civil Hospital | DELIVERY ROOM | BABY WEIGHING SCALE | 1 | Raman Surgical | Crown | NA | 3000076197 | 2013-11-01 | 0 | NA | 0 | NA | W
6769 | Durg | Supela | Civil Hospital | DELIVERY ROOM | SUCTION APPARATUS | 1 |  |  | NA | 3000076198 | 2010-07-01 | 0 | NA | 0 | NA | W
6770 | Durg | Supela | Civil Hospital | DELIVERY ROOM | INFANT RADIANT WARMER | 1 | SS Teehnomd P Ltd | Tiana-5 | NA | 3000076199 | 2012-07-01 | 0 | NA | 0 | NA | W
6771 | Durg | Supela | Civil Hospital | DELIVERY ROOM | INFANT RADIANT WARMER | 1 | SS Teehnomd P Ltd | Tiana-5 | NA | 3000076200 | 2012-07-01 | 0 | NA | 0 | NA | W
6772 | Durg | Supela | Civil Hospital | DELIVERY ROOM | FOETAL DOPPLER | 1 | NA | Euro Dopp | NA | 3000076201 | 2013-09-01 | 0 | NA | 0 | NA | W
6773 | Durg | Supela | Civil Hospital | DELIVERY ROOM | FOETAL DOPPLER | 1 | NA | MCP | NA | 3000076202 | Nov.2013 | 0 | NA | 0 | NA | W
6774 | Durg | Supela | Civil Hospital | DELIVERY ROOM | NEEDLE DESTROYER | 1 | Sapna | NA | NA | 3000076203 | 2005-07-01 | 0 | NA | 0 | NA | W
6775 | Durg | Supela | Civil Hospital | DELIVERY ROOM | AUTOCLAVE | 1 | Zohra Sugical Enter prizer | Max-Life | NA | 3000076204 | 2012-09-01 | 0 | NA | 0 | NA | W
6776 | Durg | Supela | Civil Hospital | DELIVERY ROOM | SHADOWLESS OT LIGHT | 1 | NA | Arko | NA | 3000076205 | 2010-10-01 | 0 | NA | 0 | NA | W
6777 | Durg | Supela | Civil Hospital | DELIVERY ROOM | BABY PHOTOTHERAPY UNIT | 1 |  | NA | NA | 3000076206 | 2012-05-01 | 0 | NA | 0 | NA | W
6778 | Durg | Supela | Civil Hospital | DELIVERY ROOM | X-RAY MACHINE 300 mA | 1 | Bharat Electronic | THXi125/80 | NA | 3000076207 | 2010-10-01 | 0 | NA | 0 | NA | W
6779 | Durg | Supela | Civil Hospital | OT | Air ELECTRIC STERILIZER Machine | 1 | NA | NA | NA | 3000076259 | 2014-11-01 | 0 | NA | 0 | NA | W
6780 | Durg | Supela | Civil Hospital | OT | SUCTION APPARATUS | 1 | NA | Medevac | 12B02 | 3000076260 | NA | 0 | NA | 0 | NA | W
6781 | Durg | Supela | Civil Hospital | OT | SHADOWLESS OT LIGHT | 1 | FSNL | Linkan | NA | 3000076261 | Feb.2015 | 0 | NA | 0 | NA | W
6782 | Durg | Supela | Civil Hospital | OT | SHADOWLESS OT LIGHT | 1 | FSNL | Linkan | NA | 3000076262 | Feb.2015 | 0 | NA | 0 | NA | W
6783 | Durg | Supela | Civil Hospital | OT | BOYLE'S APPARATUS | 1 | FSNL | NA | NA | 3000076263 | NA | 0 | NA | 0 | NA | W
6784 | Durg | Supela | Civil Hospital | OT | PULSE OXIMETER | 1 | Mediteeh Engineen P ltd. | TMX-6000 | E1181A 5006 | 3000076264 | NA | 0 | NA | 0 | NA | W
6785 | Durg | Supela | Civil Hospital | OT | SPHYGMOMANOMETER (MERCURIAL) | 1 | Suprene Surgical | Lifex | 98128537 | 3000076265 | NA | 0 | NA | 0 | NA | W
6786 | Durg | Supela | Civil Hospital | OT | SURGICAL DIATHERMY MACHINE | 1 | Phetta | Delcatt-MP3 | NA | 3000076266 | NA | 0 | NA | 0 | NA | W
6787 | Durg | Supela | Civil Hospital | OT | Formalin Chamber | 1 | NA | NA | NA | 3000076267 | 2015-05-01 | 0 | NA | 0 | NA | W
6788 | Durg | Supela | Civil Hospital | OT | OT TABLE | 1 | NA | Surginers | NA | 3000076268 | 2013-11-01 | 0 | NA | 0 | NA | W
6789 | Durg | Supela | Civil Hospital | OT | Hydraulic OT TABLE | 1 | NA | NA | NA | 3000076269 | NA | 0 | NA | 0 | NA | W
6790 | Durg | Supela | Civil Hospital | OT | Trolly Table | 1 | NA | NA | NA | 3000076270 | NA | 0 | NA | 0 | NA | W
6791 | Durg | Supela | Civil Hospital | OT | Trolly Table | 1 | NA | NA | NA | 3000076271 | NA | 0 | NA | 0 | NA | W
6792 | Durg | Supela | Civil Hospital | OT | Trolly Table | 1 | NA | NA | NA | 3000076272 | NA | 0 | NA | 0 | NA | W
6793 | Durg | Supela | Civil Hospital | OT | Trolly Table | 1 | NA | NA | NA | 3000076273 | NA | 0 | NA | 0 | NA | W
6794 | Durg | Supela | Civil Hospital | OT | Cold Light Source 250 L. | 1 | NA | Optolux | NA | 3000076274 | NA | 0 | NA | 0 | NA | W
6795 | Durg | Supela | Civil Hospital | OT | ELECTRIC STERILIZER | 1 | NA | NA | NA | 3000076275 | NA | 0 | NA | 0 | NA | W
6796 | Durg | Supela | Civil Hospital | OT | AUTOCLAVE | 1 | Guru | GL | NA | 3000076276 | NA | 0 | NA | 0 | NA | W
6797 | Durg | Supela | Civil Hospital | Opthalmology Dept. | SLIT LAMP | 1 | Appasamy associates | AIA -11-SSL | 1511140053 | 3000101680 | Jan.2015 | 0 | NA | 0 | NA | W
6798 | Durg | Supela | Civil Hospital | Opthalmology Dept. | SPHYGMOMANOMETER (MERCURIAL) | 1 | Diamond | Regular | 33784 | 3000101681 | Jan.2015 | 0 | NA | 0 | NA | W
6799 | Durg | Supela | Civil Hospital | Opthalmology Dept. | EYE CHART VISION BOX | 1 | NA | NA | NA | 3000101682 | Jan.2015 | 0 | NA | 0 | NA | W
6800 | Durg | Supela | Civil Hospital | Opthalmology Dept. | A- SCAN BIOMETER | 1 | NA | NA | NA | 3000101683 | Jan.2015 | 0 | NA | 0 | NA | W
6801 | Durg | Supela | Civil Hospital | Dressing Room | ELECTRIC STERILIZER | 1 | NA | NA | NA | 3000076208 | 2012 | 0 | NA | 0 | NA | NW
6802 | Durg | Supela | Civil Hospital | Injection Room | NEEDLE DESTROYER | 1 | microsil | NA | NA | 3000076209 | 2010 | 0 | NA | 0 | NA | W
6803 | Durg | Supela | Civil Hospital | DELIVERY ROOM | SHADOWLESS OT LIGHT | 1 | NA | NA | NA | 3000076210 | NA | 0 | NA | 0 | NA | NW
6804 | Durg | Supela | Civil Hospital | DELIVERY ROOM | ELECTRIC STERILIZER | 1 | NA | NA | NA | 3000076211 | NA | 0 | NA | 0 | NA | W
6805 | Durg | Supela | Civil Hospital | DELIVERY ROOM | FOETAL DOPPLER | 1 | Peksonic p ltd | techno dop | NA | 3000076212 | NA | 0 | NA | 0 | NA | NW
6806 | Durg | Supela | Civil Hospital | DELIVERY ROOM | FOETAL DOPPLER | 1 | S.S technomed | Dopp-XT | NA | 3000076213 | NA | 0 | NA | 0 | NA | NW
6807 | Durg | Supela | Civil Hospital | DELIVERY ROOM | SPHYGMOMANOMETER (MERCURIAL) | 1 | NA | NA | NA | 3000076214 | NA | 0 | NA | 0 | NA | NW
6808 | Durg | Supela | Civil Hospital | DELIVERY ROOM | ELECTRIC STERILIZER | 1 | NA | NA | NA | 3000076215 | 24/1/2006 | 0 | NA | 0 | NA | NW
6809 | Durg | Supela | Civil Hospital | DELIVERY ROOM | ELECTRIC STERILIZER | 1 | NA | NA | NA | 3000076216 | 24/1/2006 | 0 | NA | 0 | NA | NW
6810 | Durg | Supela | Civil Hospital | DELIVERY ROOM | ELECTRIC STERILIZER | 1 | NA | NA | NA | 3000076217 | 24/1/2006 | 0 | NA | 0 | NA | NW
6811 | Durg | Supela | Civil Hospital | DELIVERY ROOM | ELECTRIC STERILIZER | 1 | NA | NA | NA | 3000076218 | 24/1/2006 | 0 | NA | 0 | NA | NW
6812 | Durg | Supela | Civil Hospital | DELIVERY ROOM | ELECTRIC STERILIZER | 1 | NA | NA | NA | 3000076219 | 24/1/2006 | 0 | NA | 0 | NA | NW
6813 | Durg | Supela | Civil Hospital | DELIVERY ROOM | ELECTRIC STERILIZER | 1 | NA | NA | NA | 3000076220 | 24/1/2006 | 0 | NA | 0 | NA | NW
6814 | Durg | Supela | Civil Hospital | OT | SUCTION APPARATUS | 1 | NA | NA | NA | 3000076221 | NA | 0 | NA | 0 | NA | W
6815 | Durg | Supela | Civil Hospital | OT | FOETAL DOPPLER | 1 | NA | NA | NA | 3000076222 | NA | 0 | NA | 0 | NA | W
6816 | Durg | Supela | Civil Hospital | OT | SHADOWLESS OT LIGHT | 1 | NA | NA | NA | 3000076223 | NA | 0 | NA | 0 | NA | W
6817 | Durg | Supela | Civil Hospital | OT | SHADOWLESS OT LIGHT | 1 | NA | NA | NA | 3000076224 | NA | 0 | NA | 0 | NA | W
6818 | Durg | Supela | Civil Hospital | OT | AUTOCLAVE | 1 | NA | NA | NA | 3000076225 | NA | 0 | NA | 0 | NA | W
6819 | Durg | Supela | Civil Hospital | OT | ELECTRIC STERILIZER | 1 | NA | NA | NA | 3000076226 | NA | 0 | NA | 0 | NA | NW
6820 | Durg | Supela | Civil Hospital | OT | ELECTRIC STERILIZER | 1 | NA | NA | NA | 3000076227 | NA | 0 | NA | 0 | NA | NW
6821 | Durg | Supela | Civil Hospital | OT | BOYLE'S APPARATUS | 1 | NA | NA | NA | 3000076228 | NA | 0 | NA | 0 | NA | W
6822 | Durg | Supela | Civil Hospital | OT | DELIVERY TABLE | 1 | NA | NA | NA | 3000076229 | NA | 0 | NA | 0 | NA | W
6823 | Durg | Supela | Civil Hospital | OT | Hydraulic OT TABLE | 1 | NA | NA | NA | 3000076230 | NA | 0 | NA | 0 | NA | W
6824 | Durg | Supela | Civil Hospital | OT | Labour OT TABLE | 1 | NA | NA | NA | 3000076231 | NA | 0 | NA | 0 | NA | W
6825 | Durg | Supela | Civil Hospital | OT | Labour OT TABLE | 1 | NA | NA | NA | 3000076232 | NA | 0 | NA | 0 | NA | W
6826 | Durg | Supela | Civil Hospital | OT | Air ELECTRIC STERILIZER Machine | 1 | NA | NA | NA | 3000076233 | NA | 0 | NA | 0 | NA | W
6827 | Durg | Supela | Civil Hospital | OT | Trolly Table | 1 | NA | NA | NA | 3000076234 | NA | 0 | NA | 0 | NA | W
6828 | Durg | Supela | Civil Hospital | OT | Trolly Table | 1 | NA | NA | NA | 3000076235 | NA | 0 | NA | 0 | NA | W
6829 | Durg | Supela | Civil Hospital | OT | Trolly Table | 1 | NA | NA | NA | 3000076236 | NA | 0 | NA | 0 | NA | W
6830 | Durg | Supela | Civil Hospital | OT | AUTOCLAVE | 1 | NA | NA | NA | 3000076237 | NA | 0 | NA | 0 | NA | NW
6831 | Durg | Supela | Civil Hospital | Opthalmology Dept. | NEEDLE DESTROYER | 1 | microsil | NA | NA | 3000076238 | NA | 0 | NA | 0 | NA | W
6832 | Durg | Supela | Civil Hospital | Opthalmology Dept. | Air ELECTRIC STERILIZER Machine | 1 | NA | NA | NA | 3000076239 | 2014-07-01 | 0 | NA | 0 | NA | W
6833 | Durg | Supela | Civil Hospital | Opthalmology Dept. | MICROSCOPE (BINOCULAR) | 1 | carl zeiss | OPM11FRpro | 6635322335 | 3000076240 | NA | 0 | NA | 0 | NA | W
6834 | Durg | Supela | Civil Hospital | Opthalmology Dept. | DELIVERY TABLE | 1 | NA | NA | NA | 3000076241 | NA | 0 | NA | 0 | NA | W
6835 | Durg | Supela | Civil Hospital | Opthalmology Dept. | DELIVERY TABLE | 1 | NA | NA | NA | 3000076242 | NA | 0 | NA | 0 | NA | W
6836 | Durg | Supela | Civil Hospital | Opthalmology Dept. | operation trolly | 1 | NA | NA | NA | 3000076243 | NA | 0 | NA | 0 | NA | W
6837 | Durg | Supela | Civil Hospital | Opthalmology Dept. | operation trolly | 1 | NA | NA | NA | 3000076244 | NA | 0 | NA | 0 | NA | W
6838 | Durg | Supela | Civil Hospital | Opthalmology Dept. | SUCTION APPARATUS | 1 | NA | NA | NA | 3000076245 | NA | 0 | NA | 0 | NA | W
6839 | Durg | Supela | Civil Hospital | Opthalmology Dept. | formuling air | 1 | NA | NA | NA | 3000076246 | NA | 0 | NA | 0 | NA | W
6840 | Durg | Supela | Civil Hospital | Opthalmology Dept. | MICROSCOPE (BINOCULAR) | 1 | Appusa | NA | GSL_NI-777 | 3000076247 | 13/10/2003 | 0 | NA | 0 | NA | NW
6841 | Durg | Supela | Civil Hospital | Opthalmology Dept. | OT TABLE | 1 | NA | NA | NA | 3000076248 | NA | 0 | NA | 0 | NA | W
6842 | Durg | Supela | Civil Hospital | Opthalmology Dept. | OT TABLE | 1 | NA | NA | NA | 3000076249 | NA | 0 | NA | 0 | NA | W
6843 | Durg | Supela | Civil Hospital | Opthalmology Dept. | Trolly Table | 1 | NA | NA | NA | 3000076250 | NA | 0 | NA | 0 | NA | W
6844 | Durg | Supela | Civil Hospital | Opthalmology Dept. | formuling air | 1 | NA | NA | NA | 3000076251 | NA | 0 | NA | 0 | NA | W
6845 | Durg | Supela | Civil Hospital | Dental Dept. | ELECTRIC STERILIZER | 1 | NA | NA | NA | 3000076252 | NA | 0 | NA | 0 | NA | W
6846 | Durg | Supela | Civil Hospital | Dental Dept. | DENTAL CHAIR | 1 | NA | NA | NA | 3000076253 | NA | 0 | NA | 0 | NA | NW
6847 | Durg | Supela | Civil Hospital | Dental Dept. | SPHYGMOMANOMETER (MERCURIAL) | 1 | Medicare | MCP | 14K0067 | 3000076254 | NA | 0 | NA | 0 | NA | W
6848 | Durg | Supela | Civil Hospital | OPD registration Room | REFRIGERATOR | 1 | samsung | RT31 | NA | 3000076255 | 2010 | 0 | NA | 0 | NA | W
6849 | Durg | Supela | Civil Hospital | OPD registration Room | REFRIGERATOR | 1 | videocon | VAE225 | NA | 3000076256 | 2010 | 0 | NA | 0 | NA | W
6850 | Durg | Supela | Civil Hospital | OPD registration Room | SPHYGMOMANOMETER (MERCURIAL) | 1 | Diamond | CM/L-0196043 | NA | 3000076257 | NA | 0 | NA | 0 | NA | NW
6851 | Durg | Supela | Civil Hospital | OPD registration Room | SPHYGMOMANOMETER (MERCURIAL) | 1 | Diamond | NA | NA | 3000076258 | 2015 | 0 | NA | 0 | NA | W
6852 | Durg | Nikum | CHC | OPD | ELECTRIC STERILIZER | 1 | LOCAL | 100 VA/60 VA | 9811 | 3000098485 | NA | 0 | NA | 0 | NA | W
6853 | Durg | Nikum | CHC | OPD | NEEDLE DESTROYER | 1 | SARATECH | Mod Axnne | 123280/2005 | 3000098486 | 2006-05-01 | 0 | NA | 0 | NA | W
6854 | Durg | Nikum | CHC | OPD | NEBULIZER | 1 | ARIANNE | NA | 38242 | 3000098487 | 2006-05-01 | 0 | NA | 0 | NA | W
6855 | Durg | Nikum | CHC | OPD | SPHYGMOMANOMETER (MERCURIAL) | 1 | DIAMOND | NA | NA | 3000098488 | 2004-01-01 | 0 | NA | 0 | NA | W
6856 | Durg | Nikum | CHC | OT | FUMIGATION MACHINE | 1 | LOCAL | NA | NA | 3000098489 | 2009-09-01 | 0 | NA | 0 | NA | W
6857 | Durg | Nikum | CHC | OT | AUTOCLAVE | 1 | LOCAL | NA | NA | 3000098490 | 2011-10-01 | 0 | NA | 0 | NA | W
6858 | Durg | Nikum | CHC | OT | AUTOCLAVE | 1 | LOCAL | MM2KH | NA | 3000098491 | 2011-10-01 | 0 | NA | 0 | NA | W
6859 | Durg | Nikum | CHC | OT | SHADOWLESS OT LIGHT | 1 | Multilive | NA | NA | 3000098492 | 2009-09-01 | 0 | NA | 0 | NA | W
6860 | Durg | Nikum | CHC | OT | SHADOWLESS OT LIGHT | 1 | Multilive | NA | NA | 3000098493 | 2009-09-01 | 0 | NA | 0 | NA | W
6861 | Durg | Nikum | CHC | OT | AUTOCLAVE | 1 | Local | NA | NA | 3000098494 | 2005-08-01 | 0 | NA | 0 | NA | W
6862 | Durg | Nikum | CHC | OT | AUTOCLAVE | 1 | LOCAL | NA | NA | 3000098495 | 2005-08-01 | 0 | NA | 0 | NA | NW
6863 | Durg | Nikum | CHC | OT | ELECTRIC STERILIZER | 1 | LOCAL | NA | NA | 3000098496 | NA | 0 | NA | 0 | NA | NW
6864 | Durg | Nikum | CHC | OT | ECG RECORDER | 1 | Cardio BPL | 8108R | AHNGOO-67 | 3000098497 | NA | 0 | NA | 0 | NA | NW
6865 | Durg | Nikum | CHC | RADIOLOGY Dept. | X-RAY MACHINE 60 mA | 1 | SIEMENS | Pleodor 3 E (5305) | 2867 | 3000098498 | 2005-10-01 | 0 | NA | 0 | NA | W
6866 | Durg | Nikum | CHC | DELIVERY ROOM | SPHYGMOMANOMETER (MERCURIAL) | 1 | DIAMOND | NA | NA | 3000098499 | 2013-06-01 | 0 | NA | 0 | NA | W
6867 | Durg | Nikum | CHC | DELIVERY ROOM | FOETAL DOPPLER | 1 | DIPEL | DFM-051 | NA | 3000098500 | NA | 0 | NA | 0 | NA | W
6868 | Durg | Nikum | CHC | DELIVERY ROOM | INFANT RADIANT WARMER | 1 | Double Brown | NA | NA | 3000098501 | 2002-01-01 | 0 | NA | 0 | NA | W
6869 | Durg | Nikum | CHC | DELIVERY ROOM | INFANT RADIANT WARMER | 1 | ESSAL | BS - 250 | 25014 B1921 | 3000098502 | NA | 0 | NA | 0 | NA | W
6870 | Durg | Nikum | CHC | DELIVERY ROOM | ELECTRIC STERILIZER | 1 | LACAL | NA | NA | 3000098503 | 2012-06-01 | 0 | NA | 0 | NA | NW
6871 | Durg | Nikum | CHC | OPD | NEEDLE DESTROYER | 1 | MICROSIL | NA | 10396/03 | 3000098504 | NA | 0 | NA | 0 | NA | NW
6872 | Durg | Nikum | CHC | DELIVERY ROOM | NEEDLE DESTROYER | 1 | SARATECH | 100VA/60VA | NA | 3000098505 | NA | 0 | NA | 0 | NA | W
6873 | Durg | Nikum | CHC | DELIVERY ROOM | SUCTION APPARATUS | 1 | LOCAL | NA | NA | 3000098506 | NA | 0 | NA | 0 | NA | W
6874 | Durg | Nikum | CHC | Pathology Lab. | HOT AIR OVEN | 1 | Universal | NA | NA | 3000098507 | NA | 0 | NA | 0 | NA | W
6875 | Durg | Nikum | CHC | Pathology Lab. | CENTRIFUGE MACHINE | 1 | LOCAL | NA | NA | 3000098508 | NA | 0 | NA | 0 | NA | W
6876 | Durg | Nikum | CHC | Pathology Lab. | HB METER | 1 | SAHLI | NA | NA | 3000098509 | 2006-11-01 | 0 | NA | 0 | NA | W
6877 | Durg | Nikum | CHC | Pathology Lab. | GLUCOMETER | 1 | Accu Check | Model - GC | GCI6048223 | 3000098510 | 2006-05-01 | 0 | NA | 0 | NA | NW
6878 | Durg | Nikum | CHC | Pathology Lab. | MICROSCOPE (BINOCULAR) | 1 | OLYMPUS | NA | 520089 | 3000098511 | 2006-06-01 | 0 | NA | 0 | NA | NW
6879 | Durg | Nikum | CHC | Pathology Lab. | MICROSCOPE (BINOCULAR) | 1 |  | CH 20BNP | NA | 3000098512 | 2006-06-01 | 0 | NA | 0 | NA | NW
6880 | Durg | Nikum | CHC | Pathology Lab. | COLORIMETER | 1 | Octa-1 | OCI | 20317 BIMF | 3000098513 | NA | 0 | NA | 0 | NA | NW
6881 | Durg | Nikum | CHC | Doctor's Room | Ice Lined REFRIGERATOR | 1 | NA | HB-70 | NA | 3000098514 | NA | 0 | NA | 0 | NA | W
6882 | Durg | Nikum | CHC | Doctor's Room | SPHYGMOMANOMETER (MERCURIAL) | 1 | DIAMOND | NA | NA | 3000098515 | 2013-03-01 | 0 | NA | 0 | NA | W
6883 | Durg | Nikum | CHC | Doctor's Room | REFRIGERATOR | 1 | LG | GL-278 VTS 2010 | NA | 3000098516 | NA | 0 | NA | 0 | NA | W
6884 | Durg | Nikum | CHC | Store Room | NEEDLE DESTROYER | 1 | MICROSIL | NA | NA | 3000098519 | 2015-06-01 | 1 | 2016-06-01 | 0 | NA | NI
6885 | Durg | Nikum | CHC | Store Room | NEEDLE DESTROYER | 1 | MICROSIL | NA | NA | 3000098520 | 2015-06-01 | 1 | 2016-06-01 | 0 | NA | W
6886 | Durg | Nikum | CHC | Store Room | NEEDLE DESTROYER | 1 | MICROSIL | NA | NA | 3000098521 | 2015-06-01 | 1 | NA | 0 | NA | W
6887 | Durg | Nikum | CHC | Store Room | NEEDLE DESTROYER | 1 | MICROSIL | NA | NA | 3000098522 | 2015-06-01 | 1 | NA | 0 | NA | W
6888 | Durg | Nikum | CHC | Store Room | NEEDLE DESTROYER | 1 | MICROSIL | NA | NA | 3000098523 | 2015-06-01 | 1 | NA | 0 | NA | W
6889 | Durg | Nikum | CHC | Store Room | BABY WEIGHING SCALE | 1 | ESSAE | NA | NA | 3000098524 | NA | 0 | NA | 0 | NA | NW
6890 | Durg | Nikum | CHC | Store Room | Dig PH Meter | 1 | TANCO | NA | NA | 3000098525 | NA | 0 | NA | 0 | NA | NW
6891 | Durg | Nikum | CHC | DELIVERY ROOM | SUCTION APPARATUS | 1 | Local | NA | NA | 3000098517 | 2010-10-01 | 0 | NA | 0 | NA | W
6892 | Durg | Machandur | PHC | Pathology Lab. | NEEDLE DESTROYER | 1 | SARATECH | S1R | NA | 3000076277 | 2014 | 0 | NA | 0 | NA | W
6893 | Durg | Machandur | PHC | Pathology Lab. | ADULT WEIGHING MACHINE | 1 | Doctor BELI Ram & Sons | KRUPS | NA | 3000076278 | 2013 | 0 | NA | 0 | NA | W
6894 | Durg | Machandur | PHC | DELIVERY ROOM | FOETAL DOPPLER | 1 | DIPEL | DFM-051 | NA | 3000076279 | 2012 | 0 | NA | 0 | NA | NW
6895 | Durg | Machandur | PHC | DELIVERY ROOM | BABY WEIGHING SCALE | 1 | NA | CROWN | NA | 3000076280 | 2012 | 0 | NA | 0 | NA | W
6896 | Durg | Machandur | PHC | DELIVERY ROOM | SUCTION APPARATUS | 1 | NA | NA | NA | 3000076281 | 2013 | 0 | NA | 0 | NA | NW
6897 | Durg | Machandur | PHC | DELIVERY ROOM | Hydraulic OT TABLE | 1 | NA | NA | NA | 3000076282 | NA | 0 | NA | 0 | NA | W
6898 | Durg | Machandur | PHC | DELIVERY ROOM | Trolly Table | 1 | NA | NA | NA | 3000076283 | NA | 0 | NA | 0 | NA | W
6899 | Durg | Machandur | PHC | DELIVERY ROOM | AUTOCLAVE | 1 | NA | NA | NA | 3000076284 | 2009-11-01 | 0 | NA | 0 | NA | NW
6900 | Durg | Machandur | PHC | Dressing Room | ELECTRIC STERILIZER | 1 | Allas Surgical Co. | ATLAS | 09 Pro 260 | 3000076285 | NA | 0 | NA | 0 | NA | W
6901 | Durg | Machandur | PHC | Store Room | SPHYGMOMANOMETER (MERCURIAL) | 1 | MEDICARE | MCP | NA | 3000076286 | NA | 0 | NA | 0 | NA | NW
6902 | Durg | Machandur | PHC | Store Room | ADULT WEIGHING MACHINE | 1 | NA | NA | NA | 3000076287 | NA | 0 | NA | 0 | NA | NW
6903 | Durg | Machandur | PHC | Vaccination Room | REFRIGERATOR | 1 | LG | GL- 1005 | NA | 3000076288 | 2010 | 0 | NA | 0 | NA | W
6904 | Durg | Machandur | PHC | Office Room | SPHYGMOMANOMETER (MERCURIAL) | 1 | DIMOND | CM/L - 01 96043 | NA | 3000076289 | 1014 | 0 | NA | 0 | NA | W
6905 | Durg | Machandur | PHC | Office Room | ADULT WEIGHING MACHINE | 1 | NA | NA | NA | 3000076290 | 2013 | 0 | NA | 0 | NA | W
6906 | Durg | Machandur | PHC | Doctor's Room | SPHYGMOMANOMETER (DIGITAL) | 1 | HICKS | W710 | 1406625-1 | 3000076291 | 2014 | 0 | NA | 0 | NA | W
6907 | Durg | Bori | CHC | OT | AUTOCLAVE | 1 | NA | NA | NA | 3000076303 | 2013 | 0 | NA | 0 | NA | W
6908 | Durg | Bori | CHC | OT | ELECTRIC STERILIZER | 1 | NA | NA | NA | 3000076304 | 2013 | 0 | NA | 0 | NA | NW
6909 | Durg | Bori | CHC | OT | ELECTRIC STERILIZER | 1 | NA | NA | NA | 3000076305 | 2013 | 0 | NA | 0 | NA | NW
6910 | Durg | Bori | CHC | OT | SPHYGMOMANOMETER (MERCURIAL) | 1 | NA | Micro Life | 9010202 | 3000076306 | NA | 0 | NA | 0 | NA | NW
6911 | Durg | Bori | CHC | OT | SUCTION APPARATUS | 1 | NA | NA | NA | 3000076307 | NA | 0 | NA | 0 | NA | W
6912 | Durg | Bori | CHC | OT | ELECTRIC STERILIZER | 1 | NA | NA | NA | 3000076308 | 2013 | 0 | NA | 0 | NA | W
6913 | Durg | Bori | CHC | DELIVERY ROOM | FUMIGATION MACHINE | 1 | NA | NA | NA | 3000076309 | 2011-11-01 | 0 | NA | 0 | NA | W
6914 | Durg | Bori | CHC | DELIVERY ROOM | AUTOCLAVE | 1 | NA | NA | NA | 3000076310 | 2013 | 0 | NA | 0 | NA | W
6915 | Durg | Bori | CHC | DELIVERY ROOM | FOETAL DOPPLER | 1 | EASY CARE | ECFDT-106 | NA | 3000076311 | 2015-01-01 | 0 | NA | 0 | NA | W
6916 | Durg | Bori | CHC | DELIVERY ROOM | BABY WEIGHING SCALE | 1 | NA | Essal-BS-250 | 28014131924 | 3000076312 | NA | 0 | NA | 0 | NA | W
6917 | Durg | Bori | CHC | DELIVERY ROOM | SUCTION APPARATUS | 1 | NA | NA | NA | 3000076313 | 2015-02-01 | 0 | NA | 0 | NA | W
6918 | Durg | Bori | CHC | DELIVERY ROOM | OT TABLE (Hydraulic) | 1 | NA | NA | NA | 3000076314 | NA | 0 | NA | 0 | NA | W
6919 | Durg | Bori | CHC | DELIVERY ROOM | OT TABLE (Hydraulic) | 1 | NA | NA | NA | 3000076315 | NA | 0 | NA | 0 | NA | W
6920 | Durg | Bori | CHC | Female Ward | SPHYGMOMANOMETER (MERCURIAL) | 1 | DIAMOND | Regular | NA | 3000076316 | 2013-02-01 | 0 | NA | 0 | NA | W
6921 | Durg | Bori | CHC | Female Ward | NEEDLE DESTROYER | 1 | NA | NA | NA | 3000076317 | 2014-08-01 | 0 | NA | 0 | NA | W
6922 | Durg | Bori | CHC | Female Ward | SUCTION APPARATUS | 1 | NA | NA | NA | 3000076318 | 2011-02-01 | 0 | NA | 0 | NA | W
6923 | Durg | Bori | CHC | Pathology Lab. | MICROSCOPE (BINOCULAR) | 1 | NA | BLIS 10 | NA | 3000076319 | NA | 0 | NA | 0 | NA | W
6924 | Durg | Bori | CHC | Pathology Lab. | NEEDLE DESTROYER | 1 | NA | MAC | NA | 3000076320 | NA | 0 | NA | 0 | NA | W
6925 | Durg | Bori | CHC | Pathology Lab. | CENTRIFUGE MACHINE (6 Tubes) | 1 | NA | NA | NA | 3000076328 | NA | 0 | NA | 0 | NA | W
6926 | Durg | Bori | CHC | Pathology Lab. | CENTRIFUGE MACHINE (4 Tubes) | 1 | NA | NA | NA | 3000076329 | NA | 0 | NA | 0 | NA | NW
6927 | Durg | Bori | CHC | OPD | SPHYGMOMANOMETER (MERCURIAL) | 1 | DIAMOND | Delux | NA | 3000076321 | NA | 0 | NA | 0 | NA | W
6928 | Durg | Bori | CHC | OPD | SPHYGMOMANOMETER (MERCURIAL) | 1 | BHASIN SONS Pvt. Ltd | Dovaphon | 1938837-04 | 3000076322 | NA | 0 | NA | 0 | NA | W
6929 | Durg | Bori | CHC | OPD | ADULT WEIGHING MACHINE | 1 | NA | NA | NA | 3000076323 | NA | 0 | NA | 0 | NA | W
6930 | Durg | Bori | CHC | OPD | Hydraulic Table | 1 | NA | NA | NA | 3000076324 | NA | 0 | NA | 0 | NA | W
6931 | Durg | Bori | CHC | DELIVERY ROOM | SPHYGMOMANOMETER (DIGITAL) | 1 | OMRON | HEM-7203 | 20110807047 VG | 3000076325 | 2013-02-01 | 0 | NA | 0 | NA | NW
6932 | Durg | Bori | CHC | DELIVERY ROOM | NEBULIZER | 1 | OMRON | COMP A-I-R | 733169 | 3000076326 | 2013-07-01 | 0 | NA | 0 | NA | W
6933 | Durg | Bori | CHC | DELIVERY ROOM | PULSE OXIMETER | 1 | EASY CARE | EPCO-250E | 0814 EL1406308389 | 3000076327 | 2015-03-01 | 0 | NA | 0 | NA | W
6934 | Durg | Bori | CHC | Store Room | ELECTRIC STERILIZER | 1 | NA | NA | NA | 3000076330 | NA | 0 | NA | 0 | NA | NW
6935 | Durg | Bori | CHC | Store Room | SUCTION APPARATUS | 1 | NA | NA | NA | 3000076331 | NA | 0 | NA | 0 | NA | NW
6936 | Durg | Bori | CHC | Store Room | ELECTRIC STERILIZER | 1 | NA | NA | NA | 3000076332 | NA | 0 | NA | 0 | NA | NW
6937 | Durg | Bori | CHC | Store Room | ELECTRIC STERILIZER | 1 | NA | NA | NA | 3000076333 | NA | 0 | NA | 0 | NA | NW
6938 | Durg | Bori | CHC | Store Room | BABY WEIGHING SCALE | 1 | NA | NA | NA | 3000076334 | NA | 0 | NA | 0 | NA | NW
6939 | Durg | Bori | CHC | Store Room | ADULT WEIGHING MACHINE | 1 | NA | KRUPS | NA | 3000076335 | NA | 0 | NA | 0 | NA | NW
6940 | Durg | Bori | CHC | Store Room | ADULT WEIGHING MACHINE | 1 | NA | PRESTICE | NA | 3000076336 | NA | 0 | NA | 0 | NA | NW
6941 | Durg | Bori | CHC | Store Room | FOETAL DOPPLER | 1 | NA | NA | NA | 3000076337 | NA | 0 | NA | 0 | NA | NW
6942 | Durg | Bori | CHC | Store Room | REFRIGERATOR | 1 | SAMSUNG | RR 1914 ASBSE | NA | 3000076338 | 2012 | 0 | NA | 0 | NA | W
6943 | Durg | Bori | CHC | Store Room | SUCTION APPARATUS | 1 | NA | NA | NA | 3000076339 | NA | 0 | NA | 0 | NA | NW
6944 | Durg | Bori | CHC | Store Room | SPHYGMOMANOMETER (MERCURIAL) | 1 | DIAMOND | Regular | NA | 3000076340 | NA | 0 | NA | 0 | NA | NW
6945 | Durg | Bori | CHC | Store Room | SPHYGMOMANOMETER (MERCURIAL) | 1 | DIAMOND | Regular | NA | 3000076341 | NA | 0 | NA | 0 | NA | NW
6946 | Durg | Khursul | PHC | Doctor's Room | SPHYGMOMANOMETER (MERCURIAL) | 1 | OMRON | HEM-7203 | 20110906092VG | 3000101592 | 2012-03-01 | 0 | NA | 0 | NA | W
6947 | Durg | Khursul | PHC | Doctor's Room | SPHYGMOMANOMETER (MERCURIAL) | 1 | Dewex | NA | 98119178 | 3000101593 | 2013-03-01 | 0 | NA | 0 | NA | W
6948 | Durg | Khursul | PHC | Doctor's Room | REFRIGERATOR | 1 | LG | GL-254VH3/2013 | 307NRCW143264 | 3000101594 | NA | 0 | NA | 0 | NA | W
6949 | Durg | Khursul | PHC | Pathology Lab. | HB METER | 1 | Sattli | NA | NA | 3000101595 | 2006-11-01 | 0 | NA | 0 | NA | W
6950 | Durg | Khursul | PHC | Pathology Lab. | FUMIGATION MACHINE | 1 | LOCAL | NA | NA | 3000101606 | NA | 0 | NA | 0 | NA | W
6951 | Durg | Khursul | PHC | Store Room | ELECTRIC STERILIZER | 1 | Atlas | NA | 09F12188 | 3000101596 | NA | 0 | NA | 0 | NA | W
6952 | Durg | Khursul | PHC | Store Room | NEEDLE DESTROYER | 1 | MICROSIL | NA | NA | 3000101597 | 2009-06-01 | 0 | NA | 0 | NA | W
6953 | Durg | Khursul | PHC | Store Room | AUTOCLAVE | 1 | Uday | NA | NA | 3000101598 | 1999-08-01 | 0 | NA | 0 | NA | W
6954 | Durg | Khursul | PHC | Store Room | SUCTION APPARATUS | 1 | Shiva | NA | NA | 3000101599 | NA | 0 | NA | 0 | NA | W
6955 | Durg | Khursul | PHC | GENERAL WARD | NEBULIZER | 1 | INF-NOB | CN-01WB | 66295 | 3000101600 | NA | 0 | NA | 0 | NA | W
6956 | Durg | Khursul | PHC | GENERAL WARD | NEBULIZER | 1 | Prolex | CN-01WD | 17605 | 3000101601 | NA | 0 | NA | 0 | NA | W
6957 | Durg | Khursul | PHC | Pathology Lab. | GLUCOMETER | 1 | Accu Check | GC | Gc17167958 | 3000101602 | NA | 0 | NA | 0 | NA | W
6958 | Durg | Khursul | PHC | Pathology Lab. | THERMOMETER | 1 | HICKS | DT-101N | 1406441 | 3000101603 | 2012-03-01 | 0 | NA | 0 | NA | W
6959 | Durg | Khursul | PHC | DELIVERY ROOM | BABY WEIGHING SCALE | 1 | Misaki | NA | NA | 3000101604 | 1999-08-01 | 0 | NA | 0 | NA | W
6960 | Durg | Khursul | PHC | DELIVERY ROOM | NEEDLE DESTROYER | 1 | MICROSIL | NA | NA | 3000101605 | 2009-06-01 | 0 | NA | 0 | NA | W
6961 | Durg | Dhamdha | CHC | OT | DELIVERY TABLE | 1 | NA | NA | NA | 3000104572 | NA | 0 | NA | 0 | NA | W
6962 | Durg | Dhamdha | CHC | OT | SHADOWLESS OT LIGHT | 1 | technomed | NA | NA | 3000104573 | NA | 0 | NA | 0 | NA | W
6963 | Durg | Dhamdha | CHC | OT | BOYLE'S APPARATUS | 1 | NA | NA | NA | 3000104574 | NA | 0 | NA | 0 | NA | W
6964 | Durg | Dhamdha | CHC | OT | PULSE OXIMETER | 1 | Emco meditech | oxi-sat 610 | 509407 | 3000104575 | NA | 0 | NA | 0 | NA | W
6965 | Durg | Dhamdha | CHC | OT | LARYNGOSCOPE | 1 | nA | NA | NA | 3000104576 | NA | 0 | NA | 0 | NA | W
6966 | Durg | Dhamdha | CHC | OT | Air ELECTRIC STERILIZER Machine | 1 | nA | NA | NA | 3000104577 | NA | 0 | NA | 0 | NA | W
6967 | Durg | Dhamdha | CHC | OT | FUMIGATION MACHINE | 1 | nA | NA | NA | 3000104578 | NA | 0 | NA | 0 | NA | W
6968 | Durg | Dhamdha | CHC | OT | SPHYGMOMANOMETER (MERCURIAL) | 1 | Diamond | regular | 1.44 1906 653 42602 | 3000104579 | NA | 0 | NA | 0 | NA | W
6969 | Durg | Dhamdha | CHC | OT | SUCTION APPARATUS | 1 | master care | Deluxe | NA | 3000104580 | NA | 0 | NA | 0 | NA | W
6970 | Durg | Dhamdha | CHC | OT | AUTOCLAVE | 1 | nA | NA | NA | 3000104581 | NA | 0 | NA | 0 | NA | W
6971 | Durg | Dhamdha | CHC | OT | AUTOCLAVE | 1 | SNI | NA | NA | 3000104582 | NA | 0 | NA | 0 | NA | NW
6972 | Durg | Dhamdha | CHC | OT | BABY WEIGHING SCALE | 1 | Essae | BS 250 | 25014131922 | 3000104583 | NA | 0 | NA | 0 | NA | W
6973 | Durg | Dhamdha | CHC | OT | MULTIPARA PATIENT MONITOR | 1 | philips | Intellvue MP30 | DE728-66559 | 3000104584 | NA | 0 | NA | 0 | NA | W
6974 | Durg | Dhamdha | CHC | OT | SURGICAL DIATHERMY MACHINE | 1 | Emer-tech electro | SSE | 2K140-6035 | 3000104585 | NA | 0 | NA | 0 | NA | W
6975 | Durg | Dhamdha | CHC | DELIVERY ROOM | Air ELECTRIC STERILIZER Machine | 1 | NA | NA | NA | 3000104586 | NA | 0 | NA | 0 | NA | W
6976 | Durg | Dhamdha | CHC | DELIVERY ROOM | ADULT WEIGHING MACHINE | 1 | Dr.beli Ram | krups | 712892 | 3000104587 | NA | 0 | NA | 0 | NA | W
6977 | Durg | Dhamdha | CHC | DELIVERY ROOM | SUCTION APPARATUS | 1 | NA | NA | NA | 3000104588 | NA | 0 | NA | 0 | NA | W
6978 | Durg | Dhamdha | CHC | DELIVERY ROOM | FOETAL DOPPLER | 1 | mico | DX02 | NA | 3000104589 | 2013 | 0 | NA | 0 | NA | NW
6979 | Durg | Dhamdha | CHC | DELIVERY ROOM | SPHYGMOMANOMETER (MERCURIAL) | 1 | Diamond | regular | 00 951 | 3000104590 | NA | 0 | NA | 0 | NA | W
6980 | Durg | Dhamdha | CHC | DELIVERY ROOM | FUMIGATION MACHINE | 1 | nA | NA | NA | 3000104591 | NA | 0 | NA | 0 | NA | W
6981 | Durg | Dhamdha | CHC | DELIVERY ROOM | BABY WEIGHING SCALE | 1 | crown | NA | NA | 3000104592 | NA | 0 | NA | 0 | NA | W
6982 | Durg | Dhamdha | CHC | DELIVERY ROOM | ELECTRIC STERILIZER | 1 | nA | NA | NA | 3000104593 | NA | 0 | NA | 0 | NA | W
6983 | Durg | Dhamdha | CHC | DELIVERY ROOM | SHADOWLESS OT LIGHT | 1 | nA | NA | NA | 3000104594 | NA | 0 | NA | 0 | NA | W
6984 | Durg | Dhamdha | CHC | DELIVERY ROOM | SHADOWLESS OT LIGHT | 1 | multilux | NA | NA | 3000104595 | NA | 0 | NA | 0 | NA | W
6985 | Durg | Dhamdha | CHC | DELIVERY ROOM | SUCTION APPARATUS | 1 | Unicef | NA | NA | 3000104596 | NA | 0 | NA | 0 | NA | W
6986 | Durg | Dhamdha | CHC | NICU | INFANT RADIANT WARMER | 1 | phoenix | ocw 100 | 6420 | 3000104597 | 2015 | 0 | NA | 0 | NA | W
6987 | Durg | Dhamdha | CHC | NICU | BABY PHOTOTHERAPY UNIT | 1 | infancy care | tubelight | NA | 3000104598 | NA | 0 | NA | 0 | NA | W
6988 | Durg | Dhamdha | CHC | NICU | BABY PHOTOTHERAPY UNIT | 1 | phoenix | LEDPT 100 | 1853 | 3000104599 | NA | 0 | NA | 0 | NA | W
6989 | Durg | Dhamdha | CHC | NICU | INFANT RADIANT WARMER | 1 | infancy care | NA | NA | 3000104600 | NA | 0 | NA | 0 | NA | W
6990 | Durg | Dhamdha | CHC | NICU | BABY WEIGHING SCALE | 1 | Guru kripa | BS 250 | 25014131-910 | 3000104601 | NA | 0 | NA | 0 | NA | W
6991 | Durg | Dhamdha | CHC | NICU | SUCTION APPARATUS | 1 | SHIva | NA | NA | 3000104602 | NA | 0 | NA | 0 | NA | W
6992 | Durg | Dhamdha | CHC | NICU | AUTOCLAVE | 1 | nA | NA | NA | 3000104603 | NA | 0 | NA | 0 | NA | W
6993 | Durg | Dhamdha | CHC | NICU | NEBULIZER | 1 | SG technology | AS-01 | NA | 3000104604 | NA | 0 | NA | 0 | NA | W
6994 | Durg | Dhamdha | CHC | NICU | SPHYGMOMANOMETER (MERCURIAL) | 1 | Diamond | regular | 00 940 | 3000104605 | NA | 0 | NA | 0 | NA | W
6995 | Durg | Dhamdha | CHC | BLOOD BANK | INCUBATOR | 1 | NA | NA | NA | 3000104606 | NA | 0 | NA | 0 | NA | NW
6996 | Durg | Dhamdha | CHC | BLOOD BANK | MICROSCOPE (BINOCULAR) | 1 | coslab | bio scan | 2530 | 3000104607 | NA | 0 | NA | 0 | NA | W
6997 | Durg | Dhamdha | CHC | BLOOD BANK | BINOCULR MICROSCOPE | 1 | carl zeiss | primostar | 31160-11743 | 3000104608 | NA | 0 | NA | 0 | NA | W
6998 | Durg | Dhamdha | CHC | BLOOD BANK | CENTRIFUGE MACHINE | 1 | NA | NA | NA | 3000104609 | NA | 0 | NA | 0 | NA | W
6999 | Durg | Dhamdha | CHC | BLOOD BANK | Blood Bank REFRIGERATOR | 1 | York Scientific | VSI-512 | 0 9F0-416 | 3000104610 | NA | 0 | NA | 0 | NA | W
7000 | Durg | Dhamdha | CHC | BLOOD BANK | Blood Bank REFRIGERATOR | 1 | hicare | BBR-60 | CBI8BI-36/01 | 3000104611 | NA | 0 | NA | 0 | NA | W
7001 | Durg | Dhamdha | CHC | T.B Dept. | NEEDLE DESTROYER | 1 | York Scientific | NA | NA | 3000104612 | NA | 0 | NA | 0 | NA | W
7002 | Durg | Dhamdha | CHC | Pathology Lab. | NEEDLE DESTROYER | 1 | SAI+LIFE | NA | NA | 3000104618 | NA | 0 | NA | 0 | NA | W
7003 | Durg | Dhamdha | CHC | Pathology Lab. | INCUBATOR | 1 | coslab | CLE-102 | NA | 3000104613 | NA | 0 | NA | 0 | NA | W
7004 | Durg | Dhamdha | CHC | Pathology Lab. | CENTRIFUGE MACHINE (8 Tubes) | 1 | NA | NA | NA | 3000104614 | NA | 0 | NA | 0 | NA | W
7005 | Durg | Dhamdha | CHC | Pathology Lab. | Semi Autoanalyzer | 1 | trans-sasia | chem-7 | N140916 | 3000104615 | NA | 0 | NA | 0 | NA | W
7006 | Durg | Dhamdha | CHC | Pathology Lab. | MICROSCOPE (BINOCULAR) | 1 | Olympus | CH 201 | NA | 3000104616 | NA | 0 | NA | 0 | NA | W
7007 | Durg | Dhamdha | CHC | Pathology Lab. | HOT AIR OVEN | 1 | MB instruments | NA | NA | 3000104617 | NA | 0 | NA | 0 | NA | W
7008 | Durg | Dhamdha | CHC | X-RAY DEPT | X-RAY MACHINE 60 mA | 1 | Siemens | pleador3E5305 | 0 12870s24 | 3000104619 | NA | 0 | NA | 0 | NA | W
7009 | Durg | Dhamdha | CHC | Doctor's Room | SPHYGMOMANOMETER (MERCURIAL) | 1 | Diamond | regular | 00 949 | 3000104620 | 2014 | 0 | NA | 0 | NA | W
7010 | Durg | Dhamdha | CHC | Doctor's Room | SPHYGMOMANOMETER (MERCURIAL) | 1 | Diamond | NA | 00 942 | 3000104621 | NA | 0 | NA | 0 | NA | W
7011 | Durg | Dhamdha | CHC | Doctor's Room | ADULT WEIGHING MACHINE | 1 | DR.trust | NA | NA | 3000104622 | NA | 0 | NA | 0 | NA | W
7012 | Durg | Dhamdha | CHC | Doctor's Room | ADULT WEIGHING MACHINE | 1 | DR.trust | NA | NA | 3000104623 | NA | 0 | NA | 0 | NA | W
7013 | Durg | Dhamdha | CHC | Opthalmology Dept. | ADULT WEIGHING MACHINE | 1 | crown | NA | NA | 3000104624 | NA | 0 | NA | 0 | NA | W
7014 | Durg | Dhamdha | CHC | Dental Dept. | DENTAL CHAIR | 1 | CHESA | Vogu | NA | 3000104625 | 2014 | 0 | NA | 0 | NA | W
7015 | Durg | Dhamdha | CHC | Dental Dept. | REFRIGERATOR | 1 | samsung | Freshtech | NA | 3000104626 | NA | 0 | NA | 0 | NA | W
7016 | Durg | Dhamdha | CHC | OPD | REFRIGERATOR | 1 | nA | VCP-314 | NA | 3000104627 | NA | 0 | NA | 0 | NA | W
7017 | Durg | Dhamdha | CHC | Store Room | ECG RECORDER | 1 | BPL | cardiart 108T | BAMA4C4047 | 3000104628 | NA | 0 | NA | 0 | NA | NW
7018 | Durg | Dhamdha | CHC | Store Room | ECG RECORDER | 1 | BPL | 8108R | AHRS006 | 3000104629 | NA | 0 | NA | 0 | NA | NW
7019 | Durg | Dhamdha | CHC | Store Room | SHADOWLESS OT LIGHT | 1 | technomed | NA | NA | 3000104630 | 24/7/2013 | 0 | NA | 0 | NA | W
7020 | Durg | Dhamdha | CHC | Store Room | INFANT RADIANT WARMER | 1 | phoenix | Open care | 6421 | 3000104631 | 22/5/2015 | 0 | NA | 0 | NA | W
7021 | Durg | Dhamdha | CHC | Store Room | INFANT RADIANT WARMER | 1 | phoenix | Open care | 6422 | 3000104632 | 22/5/2015 | 0 | NA | 0 | NA | W
7022 | Durg | Dhamdha | CHC | Store Room | SUCTION APPARATUS | 1 | SHIva | NA | NA | 3000104633 | NA | 0 | NA | 0 | NA | W
7023 | Durg | Dhamdha | CHC | Store Room | SUCTION APPARATUS | 1 | SHIva | NA | NA | 3000104634 | NA | 0 | NA | 0 | NA | W
7024 | Durg | Dhamdha | CHC | Store Room | NEEDLE DESTROYER | 1 | York Scientific | NA | NA | 3000104635 | NA | 0 | NA | 0 | NA | W
7025 | Durg | Dhamdha | CHC | Store Room | NEEDLE DESTROYER | 1 | York Scientific | NA | NA | 3000104636 | 17/6/2015 | 1 | NA | 0 | NA | W
7026 | Durg | Dhamdha | CHC | Store Room | NEEDLE DESTROYER | 1 | York Scientific | NA | NA | 3000104637 | NA | 0 | NA | 0 | NA | W
7027 | Durg | Dhamdha | CHC | Store Room | NEEDLE DESTROYER | 1 | York Scientific | NA | NA | 3000104638 | 17/6/2015 | 1 | 17/6/2016 | 0 | NA | W
7028 | Durg | Dhamdha | CHC | Store Room | NEEDLE DESTROYER | 1 | York Scientific | NA | NA | 3000104639 | 17/6/2015 | 1 | 17/6/2016 | 0 | NA | W
7029 | Durg | Dhamdha | CHC | Store Room | NEEDLE DESTROYER | 1 | York Scientific | NA | NA | 3000104640 | 17/6/2015 | 1 | 17/6/2016 | 0 | NA | W
7030 | Durg | Dhamdha | CHC | Store Room | NEEDLE DESTROYER | 1 | York Scientific | NA | NA | 3000104641 | 17/6/2015 | 1 | 17/6/2016 | 0 | NA | W
7031 | Durg | Dhamdha | CHC | Store Room | NEEDLE DESTROYER | 1 | York Scientific | NA | NA | 3000104642 | 17/6/2015 | 1 | 17/6/2016 | 0 | NA | W
7032 | Durg | Dhamdha | CHC | Store Room | NEEDLE DESTROYER | 1 | York Scientific | NA | NA | 3000104643 | 17/6/2015 | 1 | 17/6/2016 | 0 | NA | W
7033 | Durg | Dhamdha | CHC | Store Room | NEEDLE DESTROYER | 1 | York Scientific | NA | NA | 3000104644 | 17/6/2015 | 1 | 17/6/2016 | 0 | NA | W
7034 | Durg | Dhamdha | CHC | Store Room | NEEDLE DESTROYER | 1 | York Scientific | NA | NA | 3000104645 | 17/6/2015 | 1 | 17/6/2016 | 0 | NA | W
7035 | Durg | Dhamdha | CHC | Store Room | NEEDLE DESTROYER | 1 | York Scientific | NA | NA | 3000104646 | 17/6/2015 | 1 | 17/6/2016 | 0 | NA | W
7036 | Durg | Dhamdha | CHC | Store Room | NEEDLE DESTROYER | 1 | York Scientific | NA | NA | 3000104647 | 17/6/2015 | 1 | 17/6/2016 | 0 | NA | W
7037 | Durg | Dhamdha | CHC | Store Room | NEEDLE DESTROYER | 1 | York Scientific | NA | NA | 3000104648 | 17/6/2015 | 1 | 17/6/2016 | 0 | NA | W
7038 | Durg | Dhamdha | CHC | Store Room | NEEDLE DESTROYER | 1 | York Scientific | NA | NA | 3000104649 | 17/6/2015 | 1 | 17/6/2016 | 0 | NA | W
7039 | Durg | Dhamdha | CHC | Store Room | NEEDLE DESTROYER | 1 | York Scientific | NA | NA | 3000104650 | 17/6/2015 | 1 | 17/6/2016 | 0 | NA | W
7040 | Durg | Dhamdha | CHC | Store Room | NEEDLE DESTROYER | 1 | York Scientific | NA | NA | 3000104651 | 17/6/2015 | 1 | 17/6/2016 | 0 | NA | W
7041 | Durg | Dhamdha | CHC | Store Room | NEEDLE DESTROYER | 1 | York Scientific | NA | NA | 3000104652 | 17/6/2015 | 1 | 17/6/2016 | 0 | NA | W
7042 | Durg | Dhamdha | CHC | Store Room | NEEDLE DESTROYER | 1 | York Scientific | NA | NA | 3000104653 | 17/6/2015 | 1 | NA | 0 | NA | NW
7043 | Durg | Dhamdha | CHC | Store Room | NEEDLE DESTROYER | 1 | SAI+LIFE | NA | NA | 3000104654 | NA | 0 | NA | 0 | NA | W
7044 | Durg | Dhamdha | CHC | Store Room | ADULT WEIGHING MACHINE | 1 | Dr.beli Ram | krups | 713126 | 3000104655 | NA | 0 | NA | 0 | NA | W
7045 | Durg | Dhamdha | CHC | Store Room | ADULT WEIGHING MACHINE | 1 | Nactor life | DR.trust | NA | 3000104656 | NA | 0 | NA | 0 | NA | W
7046 | Durg | Dhamdha | CHC | Store Room | ADULT WEIGHING MACHINE | 1 | Nactor life | NA | NA | 3000104657 | NA | 0 | NA | 0 | NA | W
7047 | Durg | Dhamdha | CHC | Store Room | ADULT WEIGHING MACHINE | 1 | nature | DR.trust | NA | 3000104658 | 17/6/2015 | 1 | 17/6/2016 | 0 | NA | W
7048 | Durg | Dhamdha | CHC | Store Room | ADULT WEIGHING MACHINE | 1 | nature | DR.trust | NA | 3000104659 | 17/6/2015 | 1 | 17/6/2016 | 0 | NA | W
7049 | Durg | Dhamdha | CHC | Store Room | ADULT WEIGHING MACHINE | 1 | nature | DR.trust | NA | 3000104660 | 17/6/2015 | 1 | 17/6/2016 | 0 | NA | W
7050 | Durg | Dhamdha | CHC | Store Room | ADULT WEIGHING MACHINE | 1 | nature | DR.trust | NA | 3000104661 | 17/6/2015 | 1 | 17/6/2016 | 0 | NA | W
7051 | Durg | Dhamdha | CHC | Store Room | ADULT WEIGHING MACHINE | 1 | nature | DR.trust | NA | 3000104662 | 17/6/2015 | 1 | 17/6/2016 | 0 | NA | W
7052 | Durg | Dhamdha | CHC | Store Room | ADULT WEIGHING MACHINE | 1 | nature | DR.trust | NA | 3000104663 | 17/6/2015 | 1 | 17/6/2016 | 0 | NA | W
7053 | Durg | Dhamdha | CHC | Store Room | ADULT WEIGHING MACHINE | 1 | nature | DR.trust | NA | 3000104664 | 17/6/2015 | 1 | 17/6/2016 | 0 | NA | W
7054 | Durg | Dhamdha | CHC | Store Room | ADULT WEIGHING MACHINE | 1 | nature | DR.trust | NA | 3000104665 | 17/6/2015 | 1 | 17/6/2016 | 0 | NA | W
7055 | Durg | Dhamdha | CHC | Store Room | ADULT WEIGHING MACHINE | 1 | nature | DR.trust | NA | 3000104666 | 17/6/2015 | 1 | 17/6/2016 | 0 | NA | W
7056 | Durg | Dhamdha | CHC | Store Room | ADULT WEIGHING MACHINE | 1 | nature | DR.trust | NA | 3000104667 | 17/6/2015 | 1 | 17/6/2016 | 0 | NA | W
7057 | Durg | Dhamdha | CHC | Store Room | ADULT WEIGHING MACHINE | 1 | nature | DR.trust | NA | 3000104668 | NA | 0 | NA | 0 | NA | W
7058 | Durg | Dhamdha | CHC | Store Room | ADULT WEIGHING MACHINE | 1 | nature | DR.trust | NA | 3000104669 | NA | 0 | NA | 0 | NA | W
7059 | Durg | Dhamdha | CHC | Store Room | ADULT WEIGHING MACHINE | 1 | nature | DR.trust | NA | 3000104670 | NA | 0 | NA | 0 | NA | W
7060 | Durg | Dhamdha | CHC | Store Room | FOETAL DOPPLER | 1 | Dipel | DFMA-001 | 2004LC009 | 3000104671 | 2013 | 0 | NA | 0 | NA | NW
7061 | Durg | Dhamdha | CHC | Store Room | SUCTION APPARATUS | 1 | Yoga +care | NA | NA | 3000104672 | NA | 0 | NA | 0 | NA | W
7062 | Durg | Dhamdha | CHC | Store Room | infusion pump | 1 | Frensenius medical | NA | 018090/2055059 | 3000104673 | NA | 0 | NA | 0 | NA | W
7063 | Durg | Dhamdha | CHC | Store Room | PHOTO COLORIMETER | 1 | Simtronics | NA | NA | 3000104674 | 25/11/2011 | 0 | NA | 0 | NA | W
7064 | Durg | Dhamdha | CHC | Store Room | PHOTO COLORIMETER | 1 | Simtronics | NA | NA | 3000104675 | 25/11/2011 | 0 | NA | 0 | NA | NW
7065 | Durg | Dhamdha | CHC | Store Room | CENTRIFUGE MACHINE (4 Tubes) | 1 | NA | NA | NA | 3000104676 | 25/11/2011 | 0 | NA | 0 | NA | W
7066 | Durg | Dhamdha | CHC | Store Room | VDRL ROTATOR | 1 | NA | NA | NA | 3000104677 | NA | 0 | NA | 0 | NA | W
7067 | Durg | Dhamdha | CHC | Store Room | VDRL ROTATOR | 1 | keeler | NA | NA | 3000104678 | 2012-11-01 | 0 | NA | 0 | NA | NW
7068 | Durg | Dhamdha | CHC | Store Room | ADULT WEIGHING MACHINE | 1 | omega | OTW | 74151 | 3000104679 | 18/3/2014 | 0 | NA | 0 | NA | W
7069 | Durg | Dhamdha | CHC | Store Room | ADULT WEIGHING MACHINE | 1 | omega | OTW | 74099 | 3000104680 | 18/3/2014 | 0 | NA | 0 | NA | W
7070 | Durg | Dhamdha | CHC | Store Room | ADULT WEIGHING MACHINE | 1 | omega | OPW | 73990 | 3000104681 | 18/3/2014 | 0 | NA | 0 | NA | W
7071 | Durg | Dhamdha | CHC | Store Room | SURGICAL DIATHERMY MACHINE | 1 | Shelya | EASY + | EP09E0-3B | 3000104682 | 18/3/2014 | 0 | NA | 0 | NA | NW
7072 | Durg | Dhamdha | CHC | Store Room | SUCTION APPARATUS | 1 | SHIva | NA | NA | 3000104683 | 18/3/2014 | 0 | NA | 0 | NA | W
7073 | Durg | Dhamdha | CHC | Store Room | SUCTION APPARATUS | 1 | SHIva | NA | NA | 3000104684 | 18/3/2014 | 0 | NA | 0 | NA | W
7074 | Durg | Dhamdha | CHC | Store Room | Emergency kit | 1 | surgi coin | NA | 5SE/1725/109 | 3000104685 | 18/3/2014 | 0 | NA | 0 | NA | W
7075 | Durg | Dhamdha | CHC | Store Room | PULSE OXIMETER | 1 | Maestrok medicline | NA | 31. 4798 206 27 8027 | 3000104686 | 18/3/2014 | 0 | NA | 0 | NA | W
7076 | Durg | Dhamdha | CHC | Store Room | PULSE OXIMETER | 1 | NA | Lotous-700 | 07020/0241 | 3000104687 | 18/3/2014 | 0 | NA | 0 | NA | W
7077 | Durg | Dhamdha | CHC | Store Room | Air ELECTRIC STERILIZER Machine | 1 | pure air | NA | NA | 3000104688 | 18/3/2014 | 0 | NA | 0 | NA | W
7078 | Durg | Dhamdha | CHC | Store Room | HF surgical unit | 1 | NA | D-500 | NA | 3000104689 | NA | 0 | NA | 0 | NA | W
7079 | Durg | Kohka | PHC | Doctor's Room | SPHYGMOMANOMETER (MERCURIAL) | 1 | Diamond | Regular | NA | 3000101481 | 2013-03-01 | 0 | NA | 0 | NA | W
7080 | Durg | Kohka | PHC | Doctor's Room | SPHYGMOMANOMETER (DIGITAL) | 1 | OMRON | HEM-7113AP | 2013081/881VG1 | 3000101483 | 2012-11-01 | 0 | NA | 0 | NA | W
7081 | Durg | Kohka | PHC | OPD | REFRIGERATOR | 1 | Samsung | NA | 0487RA23F | 3000101482 | NA | 0 | NA | 0 | NA | W
7082 | Durg | Kohka | PHC | Vaccination Room | HB METER | 1 | Sahli | NA | NA | 3000101487 | 2013-06-01 | 0 | NA | 0 | NA | W
7083 | Durg | Kohka | PHC | DELIVERY ROOM | FOETAL DOPPLER | 1 | Local | NA | NA | 3000101486 | 2013-08-01 | 0 | NA | 0 | NA | W
7084 | Durg | Kohka | PHC | DELIVERY ROOM | FOETAL DOPPLER | 1 | DIPEL | DFM-051 | NA | 3000101476 | 2008-06-01 | 0 | NA | 0 | NA | W
7085 | Durg | Kohka | PHC | DELIVERY ROOM | SHADOWLESS OT LIGHT | 1 | NA | NA | NA | 3000101477 | 2008-04-01 | 0 | NA | 0 | NA | W
7086 | Durg | Kohka | PHC | DELIVERY ROOM | SUCTION APPARATUS | 1 | ECPSU-307 | 7E-A | NA | 3000101478 | 2008-06-01 | 0 | NA | 0 | NA | W
7087 | Durg | Kohka | PHC | DELIVERY ROOM | PULSE OXIMETER | 1 | NA | CEO197 | NA | 3000101479 | 2008-01-01 | 0 | NA | 0 | NA | W
7088 | Durg | Kohka | PHC | Doctor's Room | THERMOMETER | 1 | Haniman | CM/L4002024 | NA | 3000101480 | 2012-11-01 | 0 | NA | 0 | NA | W
7089 | Durg | Kohka | PHC | OPD | NEEDLE DESTROYER | 1 | Local | NA | NA | 3000101484 | 2014-02-01 | 0 | NA | 0 | NA | W
7090 | Durg | Kohka | PHC | Vaccination Room | NEEDLE DESTROYER | 1 | Local | NA | NA | 3000101485 | 2013-08-01 | 0 | NA | 0 | NA | W
7091 | Durg | Kohka | PHC | DELIVERY ROOM | AUTOCLAVE | 1 | Local | NA | NA | 3000101473 | 2009-10-01 | 0 | NA | 0 | NA | W
7092 | Durg | Kohka | PHC | DELIVERY ROOM | O2 Cylinder | 1 | Batra | WP-160 | NA | 3000101474 | 2008-06-01 | 0 | NA | 0 | NA | W
7093 | Durg | Kohka | PHC | DELIVERY ROOM | BABY WEIGHING SCALE | 1 | Local | NA | NA | 3000101475 | 2013-06-01 | 0 | NA | 0 | NA | W
7094 | Durg | Utai | CHC | Doctor's Room | BABY WEIGHING SCALE | 1 | Crown | NA | NA | 3000076292 | NA | 0 | NA | 0 | NA | W
7095 | Durg | Utai | CHC | Doctor's Room | SPHYGMOMANOMETER (MERCURIAL) | 1 | Bhasin Sons | NA | 5387C6-05 | 3000076293 | 2015-02-01 | 0 | NA | 0 | NA | W
7096 | Durg | Utai | CHC | Doctor's Room | SPHYGMOMANOMETER (MERCURIAL) | 1 | Diamond | NA | Regular | 3000076294 | 2015-03-01 | 0 | NA | 0 | NA | W
7097 | Durg | Utai | CHC | Doctor's Room | ADULT WEIGHING MACHINE | 1 | Kruips | NA | NA | 3000076295 | 2014-04-01 | 0 | NA | 0 | NA | W
7098 | Durg | Utai | CHC | Doctor's Room | MICROSCOPE (BINOCULAR) | 1 | NA | NA | NA | 3000076296 | 2014-04-01 | 0 | NA | 0 | NA | W
7099 | Durg | Utai | CHC | Opthalmology Dept. | VISION DRUM | 1 | NA | NA | NA | 3000076297 | 2014-04-01 | 0 | NA | 0 | NA | W
7100 | Durg | Utai | CHC | Opthalmology Dept. | NEEDLE DESTROYER | 1 | NA | NA | MCP | 3000076298 | NA | 0 | NA | 0 | NA | W
7101 | Durg | Utai | CHC | Injection Room | NEEDLE DESTROYER | 1 | York | NA | NA | 3000076299 | NA | 0 | NA | 0 | NA | W
7102 | Durg | Utai | CHC | Doctor's Room | SPHYGMOMANOMETER (MERCURIAL) | 1 | Diamond | Regular | NA | 3000076300 | 2013-05-01 | 0 | NA | 0 | NA | W
7103 | Durg | Utai | CHC | Doctor's Room | BABY WEIGHING SCALE | 1 | Crown | NA | NA | 3000076301 | NA | 0 | NA | 0 | NA | W
7104 | Durg | Utai | CHC | Doctor's Room | ADULT WEIGHING MACHINE | 1 | Kruips | NA | NA | 3000076302 | NA | 0 | NA | 0 | NA | W
7105 | Durg | Utai | CHC | DELIVERY ROOM | SPHYGMOMANOMETER (MERCURIAL) | 1 | Diamond | Regular | NA | 3000101662 | 2015-05-15 | 0 | NA | 0 | NA | W
7106 | Durg | Utai | CHC | DELIVERY ROOM | NEBULIZER | 1 | Vege Technologies | PCN-01WW | 77616 | 3000101663 | 2011-08-01 | 0 | NA | 0 | NA | W
7107 | Durg | Utai | CHC | DELIVERY ROOM | BABY PHOTOTHERAPY UNIT | 1 | NA | NA | NA | 3000101664 | 2015-01-01 | 0 | NA | 0 | NA | W
7108 | Durg | Utai | CHC | DELIVERY ROOM | INFANT RADIANT WARMER | 1 | Tiana | Tiana NW | NA | 3000101665 | 2015-01-01 | 0 | NA | 0 | NA | W
7109 | Durg | Utai | CHC | DELIVERY ROOM | BABY WEIGHING SCALE | 1 | NA | Misan | NA | 3000101666 | NA | 0 | NA | 0 | NA | W
7110 | Durg | Utai | CHC | DELIVERY ROOM | SUCTION APPARATUS | 1 | NA | NA | NA | 3000101667 | 2006-04-01 | 0 | NA | 0 | NA | W
7111 | Durg | Utai | CHC | DELIVERY ROOM | REFRIGERATOR | 1 | LG | NA | NA | 3000076001 | 2015-01-01 | 0 | NA | 0 | NA | W
7112 | Durg | Utai | CHC | DELIVERY ROOM | NEEDLE DESTROYER | 1 | NA | NA | NA | 3000076002 | 2015-03-01 | 0 | NA | 0 | NA | NW
7113 | Durg | Utai | CHC | DELIVERY ROOM | FOETAL DOPPLER | 1 | Euro DOPP | NA | NA | 3000076003 | 2006-05-01 | 0 | NA | 0 | NA | NW
7114 | Durg | Utai | CHC | DELIVERY ROOM | Ice Lined REFRIGERATOR | 1 | Haier | NA | 0BD0580EL003Q4A8006Z | 3000076004 | 2010-06-01 | 0 | NA | 0 | NA | W
7115 | Durg | Utai | CHC | DELIVERY ROOM | DEEP FREEZER | 1 | Haier | R1349 | NA | 3000076005 | 2010-06-01 | 0 | NA | 0 | NA | W
7116 | Durg | Utai | CHC | DELIVERY ROOM | Stabilizer | 1 | NA | V6SD100 | NA | 3000076006 | NA | 0 | NA | 0 | NA | W
7117 | Durg | Utai | CHC | Store Room | FOETAL DOPPLER | 1 | NA | 10449 | NA | 3000076007 | NA | 0 | NA | 0 | NA | NW
7118 | Durg | Utai | CHC | Store Room | SUCTION APPARATUS | 1 | NA | NA | NA | 3000076008 | 2005-03-01 | 0 | NA | 0 | NA | NW
7119 | Durg | Utai | CHC | Store Room | COLORIMETER | 1 | Systonics | NA | 7759 | 3000076009 | 2007-12-01 | 0 | NA | 0 | NA | NW
7120 | Durg | Utai | CHC | Store Room | Analyzer | 1 | ERBA Manheim | NA | NA | 3000076010 | 2014-09-01 | 0 | NA | 0 | NA | W
7121 | Durg | Utai | CHC | Store Room | CENTRIFUGE MACHINE | 1 | REMI | NA | NA | 3000076011 | 2009-03-01 | 0 | NA | 0 | NA | W
7122 | Durg | Utai | CHC | Store Room | MICROSCOPE (BINOCULAR) | 1 | Olympus | MLX-0X | 4B524565 | 3000076012 | 2006-12-01 | 0 | NA | 0 | NA | W
7123 | Durg | Utai | CHC | Pathology Lab. | REFRIGERATOR | 1 | LG | NA | NA | 3000076013 | 2009-11-01 | 0 | NA | 0 | NA | W
7124 | Durg | Utai | CHC | Pathology Lab. | GLUCOMETER | 1 | Abott | ARTZ195001 | XE6S251P196D | 3000076014 | 2014-05-01 | 0 | NA | 0 | NA | W
7125 | Durg | Utai | CHC | Pathology Lab. | NEEDLE DESTROYER | 1 | Microsil | ND-360 | NA | 3000076015 | NA | 0 | NA | 0 | NA | W
7126 | Durg | Utai | CHC | OT | OT TABLE (Hydraulic) | 1 | NA | NA | NA | 3000076173 | 2005-03-01 | 0 | NA | 0 | NA | W
7127 | Durg | Utai | CHC | OT | SHADOWLESS OT LIGHT | 1 | NA | NA | NA | 3000076174 | NA | 0 | NA | 0 | NA | W
7128 | Durg | Utai | CHC | OT | BOYLE'S APPARATUS | 1 | NA | NA | NA | 3000076175 | NA | 0 | NA | 0 | NA | W
7129 | Durg | Utai | CHC | OT | PULSE OXIMETER | 1 | BPL | 551M-001 | FGTA4K1199 | 3000076176 | 2006-12-01 | 0 | NA | 0 | NA | W
7130 | Durg | Utai | CHC | OT | SUCTION APPARATUS | 1 | NA | NA | NA | 3000076177 | 2015-02-01 | 0 | NA | 0 | NA | W
7131 | Durg | Utai | CHC | OT | SURGICAL DIATHERMY MACHINE | 1 | NA | EX-250 | NA | 3000076178 | 2015-02-01 | 0 | NA | 0 | NA | W
7132 | Durg | Utai | CHC | OT | SPHYGMOMANOMETER (MERCURIAL) | 1 | Diamond | Regular | NA | 3000076179 | 2015-02-01 | 0 | NA | 0 | NA | W
7133 | Durg | Utai | CHC | OT | Instrument Trolley | 1 | NA | NA | NA | 3000076180 | 2002-01-01 | 0 | NA | 0 | NA | W
7134 | Durg | Utai | CHC | OT | AUTOCLAVE | 1 | NA | NA | NA | 3000076181 | 2006-04-01 | 0 | NA | 0 | NA | W
7135 | Durg | Utai | CHC | OT | ELECTRIC STERILIZER | 1 | NA | NA | NA | 3000076182 | NA | 0 | NA | 0 | NA | NW
7136 | Durg | Utai | CHC | OT | NEEDLE DESTROYER | 1 | NA | NA | NA | 3000076183 | 2015-06-01 | 0 | NA | 0 | NA | W
7137 | Durg | Utai | CHC | OT | Formalin Chamber | 1 | NA | NA | NA | 3000076184 | 2002-03-01 | 0 | NA | 0 | NA | W
7138 | Durg | Utai | CHC | GENERAL WARD | DELIVERY TABLE | 1 | NA | NA | NA | 3000076185 | 2009-08-01 | 0 | NA | 0 | NA | W
7139 | Durg | Utai | CHC | GENERAL WARD | IB Stand | 1 | NA | NA | NA | 3000076186 | 2009-10-01 | 0 | NA | 0 | NA | W
7140 | Durg | Utai | CHC | GENERAL WARD | DELIVERY TABLE | 1 | NA | NA | NA | 3000076187 | 2009-08-01 | 0 | NA | 0 | NA | W
7141 | Durg | Hanoda | PHC | Doctor's Room | SPHYGMOMANOMETER (MERCURIAL) | 1 | NAMATT | NA | 78901 | 3000098466 | 2007-10-01 | 0 | NA | 0 | NA | W
7142 | Durg | Hanoda | PHC | Doctor's Room | Ice Lined REFRIGERATOR | 1 | Haier | NA | NA | 3000098467 | NA | 0 | NA | 0 | NA | W
7143 | Durg | Hanoda | PHC | Doctor's Room | REFRIGERATOR | 1 | LG | NA | Gc254AG4 | 3000098468 | NA | 0 | NA | 0 | NA | W
7144 | Durg | Hanoda | PHC | Doctor's Room | HB METER | 1 | Sahli | NA | NA | 3000098470 | 2012-04-01 | 0 | NA | 0 | NA | W
7145 | Durg | Hanoda | PHC | Doctor's Room | NEEDLE DESTROYER | 1 | Microsil | ND-360 | 10278-03 | 3000098469 | 2014-07-01 | 0 | NA | 0 | NA | W
7146 | Durg | Hanoda | PHC | Doctor's Room | RETINOSCOPE | 1 | NA | NA | NA | 3000098482 | NA | 0 | NA | 0 | NA | W
7147 | Durg | Hanoda | PHC | DELIVERY ROOM | SUCTION APPARATUS | 1 | Local | NA | NA | 3000098483 | NA | 0 | NA | 0 | NA | W
7148 | Durg | Hanoda | PHC | DELIVERY ROOM | ELECTRIC STERILIZER | 1 | Easy Care | ECPSU-307 | NA | 3000098477 | NA | 0 | NA | 0 | NA | W
7149 | Durg | Hanoda | PHC | DELIVERY ROOM | CENTRIFUGE MACHINE (4 Tubes) | 1 | Local | NA | NA | 3000098478 | 2009-03-01 | 0 | NA | 0 | NA | W
7150 | Durg | Hanoda | PHC | DELIVERY ROOM | NEBULIZER | 1 | ARIANNE | NA | NA | 3000098479 | 2008-04-01 | 0 | NA | 0 | NA | W
7151 | Durg | Hanoda | PHC | DELIVERY ROOM | SPHYGMOMANOMETER (DIGITAL) | 1 | OMRON | SEM-1 | 2000106002LF | 3000098480 | 2012-04-01 | 0 | NA | 0 | NA | W
7152 | Durg | Hanoda | PHC | DELIVERY ROOM | TONOMETER | 1 | Schiotz | NA | NA | 3000098481 | 2009-03-01 | 0 | NA | 0 | NA | W
7153 | Durg | Hanoda | PHC | DELIVERY ROOM | PULSE OXIMETER | 1 | NA | NA | NA | 3000098484 | NA | 0 | NA | 0 | NA | W
7154 | Durg | Hanoda | PHC | DELIVERY ROOM | BABY WEIGHING SCALE | 1 | Crown | NA | NA | 3000098471 | 2009-04-01 | 0 | NA | 0 | NA | W
7155 | Durg | Hanoda | PHC | DELIVERY ROOM | NEEDLE DESTROYER | 1 | Microsil | ND-360 | 825403 | 3000098472 | 2014-04-01 | 0 | NA | 0 | NA | W
7156 | Durg | Hanoda | PHC | DELIVERY ROOM | SPHYGMOMANOMETER (MERCURIAL) | 1 | Diamond | NA | NA | 3000098473 | 2007-10-01 | 0 | NA | 0 | NA | W
7157 | Durg | Hanoda | PHC | DELIVERY ROOM | FOETAL DOPPLER | 1 | COMIN | FD-200D | FD2D130405372 | 3000098474 | 2012-04-01 | 0 | NA | 0 | NA | W
7158 | Durg | Hanoda | PHC | DELIVERY ROOM | ELECTRIC STERILIZER | 1 | Atlas | NA | NA | 3000098475 | 2005-02-01 | 0 | NA | 0 | NA | W
7159 | Durg | Hanoda | PHC | DELIVERY ROOM | MICROSCOPE (BINOCULAR) | 1 | Olympus | Magnus10X | NA | 3000098476 | 2001-04-01 | 0 | NA | 0 | NA | W
7160 | Durg | Nagpura | PHC | Dressing Room | NEEDLE DESTROYER | 1 | Microsil | ND-360 | NA | 3000101566 | NA | 0 | NA | 0 | NA | NW
7161 | Durg | Nagpura | PHC | Dressing Room | BABY WEIGHING SCALE | 1 | MISHAKI | NA | NA | 3000101567 | NA | 0 | NA | 0 | NA | W
7162 | Durg | Nagpura | PHC | Dressing Room | ELECTRIC STERILIZER | 1 | Local | NA | NA | 3000101568 | 2009-09-01 | 0 | NA | 0 | NA | NW
7163 | Durg | Nagpura | PHC | Dressing Room | ELECTRIC STERILIZER | 1 | Atlas | NA | NA | 3000101569 | 2009-09-01 | 0 | NA | 0 | NA | NW
7164 | Durg | Nagpura | PHC | Minor OT | AUTOCLAVE | 1 | SNI | NA | NA | 3000101571 | NA | 0 | NA | 0 | NA | W
7165 | Durg | Nagpura | PHC | Minor OT | AUTOCLAVE | 1 | SNI | NA | NA | 3000101570 | NA | 0 | NA | 0 | NA | NW
7166 | Durg | Nagpura | PHC | Pathology Lab. | MICROSCOPE (BINOCULAR) | 1 | Magnus | MLX-0X | NA | 3000101572 | NA | 0 | NA | 0 | NA | W
7167 | Durg | Nagpura | PHC | DELIVERY ROOM | ELECTRIC STERILIZER | 1 | Atlas | NA | NA | 3000101573 | NA | 0 | NA | 0 | NA | NW
7168 | Durg | Nagpura | PHC | DELIVERY ROOM | FOETAL DOPPLER | 1 | Mehar | Ready DOPP MARK II | 09/2013FQ664 | 3000101574 | 2015-03-01 | 0 | NA | 0 | NA | W
7169 | Durg | Nagpura | PHC | DELIVERY ROOM | SUCTION APPARATUS | 1 | Shiva | NA | NA | 3000101575 | NA | 0 | NA | 0 | NA | W
7170 | Durg | Nagpura | PHC | DELIVERY ROOM | BABY WEIGHING SCALE | 1 | Docbel | Braun | NA | 3000101576 | NA | 0 | NA | 0 | NA | W
7171 | Durg | Nagpura | PHC | Doctor's Room | SPHYGMOMANOMETER (DIGITAL) | 1 | Citizen | CH-432 | 4017395 | 3000101577 | 2013-04-01 | 0 | NA | 0 | NA | W
7172 | Durg | Nagpura | PHC | Doctor's Room | SPHYGMOMANOMETER (MERCURIAL) | 1 | Diamond | NA | NA | 3000101578 | 2012-05-01 | 0 | NA | 0 | NA | NW
7173 | Durg | Nagpura | PHC | Doctor's Room | Ice Lined REFRIGERATOR | 1 | Haier | HBC-70 | BD0580E0100BQ4A50659 | 3000101579 | NA | 0 | NA | 0 | NA | NW
7174 | Durg | Nagpura | PHC | Dressing Room | NEBULIZER | 1 | Prolix | CN-01 WD | 17613 | 3000101580 | NA | 0 | NA | 0 | NA | NW
7175 | Durg | Nagpura | PHC | Store Room | SPHYGMOMANOMETER (MERCURIAL) | 1 | NAMATT | NA | 7811 | 3000101581 | 2009-09-01 | 0 | NA | 0 | NA | NW
7176 | Durg | Nagpura | PHC | Store Room | SPHYGMOMANOMETER (MERCURIAL) | 1 | Elite | NA | 163551 | 3000101582 | 2012-03-01 | 0 | NA | 0 | NA | NW
7177 | Durg | Nagpura | PHC | Store Room | SPHYGMOMANOMETER (MERCURIAL) | 1 | Life Line | NA | 88390 | 3000101583 | 2012-05-01 | 0 | NA | 0 | NA | NW
7178 | Durg | Nagpura | PHC | Store Room | SPHYGMOMANOMETER (MERCURIAL) | 1 | Diamond | NA | 32766 | 3000101584 | 2013-03-01 | 0 | NA | 0 | NA | NW
7179 | Durg | Nagpura | PHC | Store Room | FOETAL DOPPLER | 1 | Ashok | ND-101 | NA | 3000101585 | NA | 0 | NA | 0 | NA | NW
7180 | Durg | Nagpura | PHC | Store Room | SPHYGMOMANOMETER (MERCURIAL) | 1 | Diamond | Regular | 1122005111922 | 3000101586 | 2012-03-01 | 0 | NA | 0 | NA | NW
7181 | Durg | Nagpura | PHC | Store Room | SPHYGMOMANOMETER (MERCURIAL) | 1 | Life Line | NA | NA | 3000101587 | 2012-05-01 | 0 | NA | 0 | NA | NW
7182 | Durg | Nagpura | PHC | Store Room | ADULT WEIGHING MACHINE | 1 | Kruips | NA | NA | 3000101588 | NA | 0 | NA | 0 | NA | NW
7183 | Durg | Nagpura | PHC | Store Room | BABY WEIGHING SCALE | 1 | Crown | NA | NA | 3000101589 | 2009-09-01 | 0 | NA | 0 | NA | W
7184 | Durg | Nagpura | PHC | Store Room | SUCTION APPARATUS | 1 | Shiva | NA | NA | 3000101590 | 2015-03-01 | 0 | NA | 0 | NA | W
7185 | Durg | Nagpura | PHC | Doctor's Room | REFRIGERATOR | 1 | LG | GL-195RL4/2011 | 110NRN057103 | 3000101591 | 2011-04-01 | 0 | NA | 0 | NA | W
7186 | Durg | Rasmada | PHC | Injection Room | REFRIGERATOR | 1 | Deo fresh | EPD195/2010 | 9.2604e+17 | 3000098447 | NA | 0 | NA | 0 | NA | W
7187 | Durg | Rasmada | PHC | Injection Room | NEEDLE DESTROYER | 1 | saratech | S1R 100VA/60VA | 9676 | 3000098448 | NA | 0 | NA | 0 | NA | NW
7188 | Durg | Rasmada | PHC | Injection Room | NEEDLE DESTROYER | 1 | microsil | NA | 10424110 | 3000098449 | NA | 0 | NA | 0 | NA | NW
7189 | Durg | Rasmada | PHC | Injection Room | SPHYGMOMANOMETER (MERCURIAL) | 1 | Diamond | NA | NA | 3000098450 | 2013-03-01 | 0 | NA | 0 | NA | W
7190 | Durg | Rasmada | PHC | Vaccination Room | Ice Lined REFRIGERATOR | 1 | Hair | HBC-70 | BD0580E0100BR490129 | 3000098451 | 2015 | 1 | NA | 0 | NA | W
7191 | Durg | Rasmada | PHC | Doctor's Room | SPHYGMOMANOMETER (MERCURIAL) | 1 | Diamond | NA | NA | 3000098452 | NA | 0 | NA | 0 | NA | W
7192 | Durg | Rasmada | PHC | Doctor's Room | SPHYGMOMANOMETER (MERCURIAL) | 1 | omron | HEM7120 | 20131005930VG1 | 3000098453 | NA | 0 | NA | 0 | NA | W
7193 | Durg | Rasmada | PHC | DELIVERY ROOM | INFANT RADIANT WARMER | 1 | local | NA | NA | 3000098454 | NA | 0 | NA | 0 | NA | W
7194 | Durg | Rasmada | PHC | DELIVERY ROOM | INFANT RADIANT WARMER | 1 | MISAKI | NA | NA | 3000098455 | NA | 0 | NA | 0 | NA | W
7195 | Durg | Rasmada | PHC | DELIVERY ROOM | SUCTION APPARATUS | 1 | local | NA | NA | 3000098456 | NA | 0 | NA | 0 | NA | W
7196 | Durg | Rasmada | PHC | DELIVERY ROOM | SPHYGMOMANOMETER (MERCURIAL) | 1 | Diamond | NA | 0 3266 | 3000098457 | 2013-03-01 | 0 | NA | 0 | NA | W
7197 | Durg | Rasmada | PHC | DELIVERY ROOM | FOETAL DOPPLER | 1 | COMW | FD-2000 | FD2D130405465 | 3000098458 | NA | 0 | NA | 0 | NA | W
7198 | Durg | Rasmada | PHC | DELIVERY ROOM | FOETAL DOPPLER | 1 | Dipel | NA | NA | 3000098459 | NA | 0 | NA | 0 | NA | W
7199 | Durg | Rasmada | PHC | DELIVERY ROOM | ELECTRIC STERILIZER | 1 | Atlas surgical | NA | 0 9F10044 | 3000098460 | NA | 0 | NA | 0 | NA | W
7200 | Durg | Rasmada | PHC | DELIVERY ROOM | GLUCOMETER | 1 | NA | NA | NA | 3000098461 | NA | 0 | NA | 0 | NA | W
7201 | Durg | Rasmada | PHC | DELIVERY ROOM | HB METER | 1 | sahli | NA | NA | 3000098462 | NA | 0 | NA | 0 | NA | W
7202 | Durg | Rasmada | PHC | DELIVERY ROOM | NEBULIZER | 1 | Prolix | CN-01WD | 0 16720 | 3000098463 | NA | 0 | NA | 0 | NA | W
7203 | Durg | Rasmada | PHC | DELIVERY ROOM | PULSE OXIMETER | 1 | NA | NA | NA | 3000098464 | 2009-04-01 | 0 | NA | 0 | NA | NW
7204 | Durg | Rasmada | PHC | DELIVERY ROOM | CENTRIFUGE MACHINE | 1 | local | NA | NA | 3000098465 | 2009-04-01 | 0 | NA | 0 | NA | W
7205 | Gariyaband | Chhura | CHC |  | FOETAL DOPPLER | 1 | Uconimtect | FD-200D | Fo20150403965 | 3000103510 | 2015-02-06 | 0 | NA | 0 | NA | W
7206 | Gariyaband | Chhura | CHC |  | FOETAL DOPPLER | 1 | Life-x | NA | NA | 3000103511 | NA | 0 | NA | 0 | NA | W
7207 | Gariyaband | Chhura | CHC |  | ADULT WEIGHING MACHINE | 1 | Raman Surgical | Crown | NA | 3000103512 | NA | 0 | NA | 0 | NA | W
7208 | Gariyaband | Chhura | CHC |  | NEEDLE DESTROYER | 1 | Star Atech | NA | NA | 3000103513 | NA | 0 | NA | 0 | NA | W
7209 | Gariyaband | Chhura | CHC |  | Labour OT TABLE | 1 |  | NA | NA | 3000103514 | 15/5/14 | 0 | NA | 0 | NA | W
7210 | Gariyaband | Chhura | CHC |  | INFANT RADIANT WARMER | 1 | S.S. Techaw | Tiana | OCW 100 | 3000103515 | 2015-02-06 | 0 | NA | 0 | NA | NI
7211 | Gariyaband | Chhura | CHC |  | AUTOCLAVE | 1 |  | NA | NA | 3000103516 | 2015-02-06 | 0 | NA | 0 | NA | NI
7212 | Gariyaband | Chhura | CHC |  | SUCTION APPARATUS | 1 | Shiva | NA | NA | 3000103517 | 2014-10-12 | 0 | NA | 0 | NA | W
7213 | Gariyaband | Chhura | CHC |  | DENTAL CHAIR | 1 | Chesa | NA | NA | 3000103518 | 2015-01-03 | 0 | NA | 0 | NA | W
7214 | Gariyaband | Chhura | CHC |  | ELECTRIC STERILIZER | 1 | local make | NA | NA | 3000103519 | NA | 0 | NA | 0 | NA | NI
7215 | Gariyaband | Chhura | CHC |  | SLIT LAMP | 1 | NA | NA | NA | 3000103520 | 2015-07-07 | 0 | NA | 0 | NA | W
7216 | Gariyaband | Chhura | CHC |  | SPHYGMOMANOMETER (MERCURIAL) | 1 | Diamond | Regular | 17294 | 3000103521 |  | 0 | NA | 0 | NA | W
7217 | Gariyaband | Chhura | CHC |  | ADULT WEIGHING MACHINE | 1 | Raman Surgical | Crown |  | 3000103522 |  | 0 | NA | 0 | NA | W
7218 | Gariyaband | Chhura | CHC |  | ADULT WEIGHING MACHINE | 1 | Raman Surgical | Crown |  | 3000103523 |  | 0 | NA | 0 | NA | W
7219 | Gariyaband | Chhura | CHC |  | ADULT WEIGHING MACHINE | 1 | Raman Surgical | Crown |  | 3000103524 |  | 0 | NA | 0 | NA | W
7220 | Gariyaband | Chhura | CHC |  | ADULT WEIGHING MACHINE | 1 | Raman Surgical | Crown |  | 3000103525 |  | 0 | NA | 0 | NA | W
7221 | Gariyaband | Chhura | CHC |  | SPHYGMOMANOMETER (MERCURIAL) | 1 |  | Top |  | 3000103526 | 2014-09-08 | 0 | NA | 0 | NA | W
7222 | Gariyaband | Chhura | CHC |  | SPHYGMOMANOMETER (MERCURIAL) | 1 |  | Top |  | 3000103527 | 2014-06-09 | 0 | NA | 0 | NA | W
7223 | Gariyaband | Chhura | CHC |  | SPHYGMOMANOMETER (MERCURIAL) | 1 |  | Top |  | 3000103528 | 2015-05-02 | 0 | NA | 0 | NA | W
7224 | Gariyaband | Chhura | CHC |  | X-RAY MACHINE 300 mA | 1 | Allenger | Mars30 KW 0089BX/HF |  | 3000103529 | 27/12/2014 | 0 | NA | 0 | NA | W
7225 | Gariyaband | Chhura | CHC |  | ELECTRIC STERILIZER | 1 | local make |  |  | 3000103530 | 20/5/2015 | 0 | NA | 0 | NA | W
7226 | Gariyaband | Chhura | CHC |  | GLUCOMETER | 1 | Roche Dignatic | Accuchek | 55308372635 | 3000103531 | 2014-10-06 | 0 | NA | 0 | NA | W
7227 | Gariyaband | Chhura | CHC |  | ADULT WEIGHING MACHINE | 1 | Raman Surgical | Crown |  | 3000103532 | 14/12/2013 | 0 | NA | 0 | NA | W
7228 | Gariyaband | Chhura | CHC |  | MICROSCOPE (BINOCULAR) | 1 | olympus |  |  | 3000103533 | NA | 0 | NA | 0 | NA | W
7229 | Gariyaband | Chhura | CHC |  | CENTRIFUGE MACHINE (8 Tubes) | 1 | Alpise |  |  | 3000103534 | NA | 0 | NA | 0 | NA | W
7230 | Gariyaband | Chhura | CHC |  | NEEDLE DESTROYER | 1 | Microsil | No-350 |  | 3000103535 | NA | 0 | NA | 0 | NA | W
7231 | Gariyaband | Chhura | CHC |  | ELECTRIC STERILIZER | 1 | Tropo |  |  | 3000103536 | NA | 0 | NA | 0 | NA | W
7232 | Gariyaband | Chhura | CHC |  | SpSHADOWLESS OT LIGHT | 1 | local make |  |  | 3000103537 | NA | 0 | NA | 0 | NA | W
7233 | Gariyaband | Chhura | CHC |  | SpSHADOWLESS OT LIGHT | 1 | local make |  |  | 3000103538 | NA | 0 | NA | 0 | NA | W
7234 | Gariyaband | Chhura | CHC |  | SpSHADOWLESS OT LIGHT | 1 | local make |  |  | 3000103539 | NA | 0 | NA | 0 | NA | W
7235 | Gariyaband | Chhura | CHC |  | SpSHADOWLESS OT LIGHT | 1 | local make | NA | NA | 3000103540 | NA | 0 | NA | 0 | NA | W
7236 | Gariyaband | Chhura | CHC |  | ELECTRIC STERILIZER | 1 | Shiva | NA | NA | 3000103549 | NA | 0 | NA | 0 | NA | NI
7237 | Gariyaband | Chhura | CHC |  | ELECTRIC STERILIZER | 1 | local make | NA | NA | 3000103550 | NA | 0 | NA | 0 | NA | NI
7238 | Gariyaband | Chhura | CHC |  | ELECTRIC STERILIZER | 1 | local make | NA | NA | 3000103551 | NA | 0 | NA | 0 | NA | NI
7239 | Gariyaband | Chhura | CHC |  | ELECTRIC STERILIZER | 1 | local make | NA | NA | 3000103552 | NA | 0 | NA | 0 | NA | NI
7240 | Gariyaband | Chhura | CHC |  | ELECTRIC STERILIZER | 1 | local make | NA | NA | 3000103553 | NA | 0 | NA | 0 | NA | NI
7241 | Gariyaband | Chhura | CHC |  | SURGICAL DIATHERMY MACHINE | 1 | Lausem & Turbro | NA | NA | 3000103554 | NA | 0 | NA | 0 | NA | NI
7242 | Gariyaband | Chhura | CHC |  | ECG RECORDER | 1 |  | NA | NA | 3000103555 | NA | 0 | NA | 0 | NA | W
7243 | Gariyaband | Chhura | CHC |  | ELECTRIC STERILIZER | 1 | local make | NA | NA | 3000103556 | NA | 0 | NA | 0 | NA | NW
7244 | Gariyaband | Chhura | CHC |  | FUMIGATION MACHINE | 1 |  | NA | NA | 3000103557 | NA | 0 | NA | 0 | NA | W
7245 | Gariyaband | Chhura | CHC |  | FUMIGATION MACHINE | 1 |  | NA | NA | 3000103558 | NA | 0 | NA | 0 | NA | W
7246 | Gariyaband | Chhura | CHC |  | FUMIGATION MACHINE | 1 |  | NA | NA | 3000103559 | NA | 0 | NA | 0 | NA | W
7247 | Gariyaband | Chhura | CHC |  | SPHYGMOMANOMETER (MERCURIAL) | 1 | Supreme Surgical | Top | NA | 3000103560 | NA | 0 | NA | 0 | NA | NI
7248 | Gariyaband | Chhura | CHC |  | SPHYGMOMANOMETER (MERCURIAL) | 1 | Supreme Surgical | Top | NA | 3000103561 | NA | 0 | NA | 0 | NA | NI
7249 | Gariyaband | Chhura | CHC |  | NEBULIZER | 1 | Diamond | Medimisteco | 1501286 | 3000103562 | NA | 0 | NA | 0 | NA | NI
7250 | Gariyaband | Chhura | CHC |  | ADULT WEIGHING MACHINE | 1 |  | NA | NA | 3000103548 | NA | 0 | NA | 0 | NA | NI
7251 | Gariyaband | Chhura | CHC |  | ADULT WEIGHING MACHINE | 1 |  | NA | NA | 3000103547 | NA | 0 | NA | 0 | NA | NI
7252 | Gariyaband | Chhura | CHC |  | VIBRATOR MACHINE FOR PHYSEOTHERAPY | 1 | Philips | HL 4307 | NA | 3000103563 | NA | 0 | NA | 0 | NA | NI
7253 | Gariyaband | Chhura | CHC |  | VIBRATOR MACHINE FOR PHYSEOTHERAPY | 1 | Philips |  | NA | 3000103564 | NA | 0 | NA | 0 | NA | NI
7254 | Gariyaband | Chhura | CHC |  | GLUCOMETER | 1 | Dr.Morepen | B4-03 | NA | 300010355 | NA | 0 | NA | 0 | NA | NI
7255 | Gariyaband | Chhura | CHC |  | FOETAL DOPPLER | 1 | ucomintech | FD-200D | FD2D150403966 | 3000103566 | NA | 0 | NA | 0 | NA | NI
7256 | Gariyaband | Chhura | CHC |  | VIBRATOR MACHINE FOR PHYSEOTHERAPY | 1 | Philips | HL 307 | NA | 3000103567 | NA | 0 | NA | 0 | NA | NI
7257 | Gariyaband | Chhura | CHC |  | SPHYGMOMANOMETER (MERCURIAL) | 1 | Supreme Surgical | Priemer | NA | 3000103568 | NA | 0 | NA | 0 | NA | NI
7258 | Gariyaband | Chhura | CHC |  | SPHYGMOMANOMETER (MERCURIAL) | 1 | Supreme Surgical | Priemer | NA | 3000103569 | NA | 0 | NA | 0 | NA | NI
7259 | Gariyaband | Chhura | CHC |  | SPHYGMOMANOMETER (MERCURIAL) | 1 | Supreme Surgical | Priemer | NA | 3000103570 | NA | 0 | NA | 0 | NA | NI
7260 | Gariyaband | Chhura | CHC |  | SPHYGMOMANOMETER (MERCURIAL) | 1 | Supreme Surgical | Priemer | NA | 3000103571 | NA | 0 | NA | 0 | NA | NI
7261 | Gariyaband | Chhura | CHC |  | SPHYGMOMANOMETER (MERCURIAL) | 1 | Supreme Surgical | Priemer | NA | 3000103572 | NA | 0 | NA | 0 | NA | NI
7262 | Gariyaband | Chhura | CHC |  | SPHYGMOMANOMETER (MERCURIAL) | 1 | Supreme Surgical | Priemer | NA | 3000103573 | NA | 0 | NA | 0 | NA | NI
7263 | Gariyaband | Chhura | CHC |  | SPHYGMOMANOMETER (MERCURIAL) | 1 | Supreme Surgical | Priemer |  | 3000103574 | NA | 0 | NA | 0 | NA | NI
7264 | Gariyaband | Chhura | CHC |  | SPHYGMOMANOMETER (MERCURIAL) | 1 | Supreme Surgical | Top |  | 3000103575 | NA | 0 | NA | 0 | NA | NI
7265 | Gariyaband | Chhura | CHC |  | SPHYGMOMANOMETER (MERCURIAL) | 1 | Supreme Surgical | Top |  | 3000103576 | NA | 0 | NA | 0 | NA | NI
7266 | Gariyaband | Chhura | CHC |  | SPHYGMOMANOMETER (MERCURIAL) | 1 | Supreme Surgical | Top |  | 3000103577 | NA | 0 | NA | 0 | NA | NI
7267 | Gariyaband | Chhura | CHC |  | ELECTRIC STERILIZER | 1 | local make | NA | NA | 3000103546 | NA | 0 | NA | 0 | NA | NW
7268 | Gariyaband | Chhura | CHC |  | SpSHADOWLESS OT LIGHT | 1 | local make | NA | NA | 3000103545 | NA | 0 | NA | 0 | NA | NI
7269 | Gariyaband | Chhura | CHC |  | SpSHADOWLESS OT LIGHT | 1 | local make | NA | NA | 3000103544 | NA | 0 | NA | 0 | NA | NI
7270 | Gariyaband | Chhura | CHC |  | SpSHADOWLESS OT LIGHT | 1 | local make | NA | NA | 3000103543 | NA | 0 | NA | 0 | NA | NI
7271 | Gariyaband | Chhura | CHC |  | SpSHADOWLESS OT LIGHT | 1 | local make | NA | NA | 3000103542 | NA | 0 | NA | 0 | NA | NI
7272 | Gariyaband | Chhura | CHC |  | SpSHADOWLESS OT LIGHT | 1 | local make | NA | NA | 3000103541 | NA | 0 | NA | 0 | NA | NI
7273 | Gariyaband | Raselo | PHC |  | REFRIGERATOR | 1 | LG | GL-B195CRLR | MEZ393-90601 | 3000075076 | 21/4/2015 | 1 | 2016 | 0 | NA | W
7274 | Gariyaband | Raselo | PHC |  | SPHYGMOMANOMETER (DIGITAL) | 1 | Omron |  |  | 3000075077 | 18/3/2015 | 0 | NA | 0 | NA | W
7275 | Gariyaband | Raselo | PHC |  | SPHYGMOMANOMETER (MERCURIAL) | 1 | Supreme Surgical |  |  | 3000075078 | 15/3/2015 | 0 | NA | 0 | NA | NI
7276 | Gariyaband | Raselo | PHC |  | ADULT WEIGHING MACHINE | 1 |  |  |  | 3000075079 | 2015-01-07 | 0 | NA | 0 | NA | NI
7277 | Gariyaband | Raselo | PHC |  | GLUCOMETER | 1 | Roche Dignatic |  |  | 3000075080 | 15/7/2014 | 0 | NA | 0 | NA | W
7278 | Gariyaband | Raselo | PHC |  | MULTIPARA PATIENT MONITOR | 1 | Kerndl | ET-222 | 222 3A000351 | 3000075081 | 18/3/2015 | 0 | NA | 0 | NA | NI
7279 | Gariyaband | Raselo | PHC |  | ELECTRIC STERILIZER | 1 |  | NA | NA | 3000075082 | 2015-12-06 | 0 | NA | 0 | NA | NI
7280 | Gariyaband | Raselo | PHC |  | NEBULIZER | 1 |  |  |  | 3000103501 | 15/7/2014 | 0 | NA | 0 | NA | W
7281 | Gariyaband | Raselo | PHC |  | NEEDLE DESTROYER | 1 |  |  |  | 3000103502 | 24/7/2009 | 0 | NA | 0 | NA | W
7282 | Gariyaband | Raselo | PHC |  | SUCTION APPARATUS | 1 |  |  |  | 3000103503 | 15/3/2015 | 0 | NA | 0 | NA | W
7283 | Gariyaband | Raselo | PHC |  | BABY WEIGHING SCALE | 1 |  |  |  | 3000103504 | 2015-01-07 | 0 | NA | 0 | NA | W
7284 | Gariyaband | Raselo | PHC |  | FOETAL DOPPLER | 1 |  |  |  | 3000103509 | 13/8/2012 | 0 | NA | 0 | NA | W
7285 | Gariyaband | Raselo | PHC |  | ELECTRIC STERILIZER | 1 |  | NA | NA | 3000103505 | 2015-12-06 | 0 | NA | 0 | NA | W
7286 | Gariyaband | Raselo | PHC |  | ADULT WEIGHING MACHINE | 1 | Dr.Beli Ram & Sons | NA | NA | 3000103506 | 2011-01-07 | 0 | NA | 0 | NA | W
7287 | Gariyaband | Raselo | PHC |  | SPHYGMOMANOMETER (MERCURIAL) | 1 | Diamond | Regular | NA | 3000103507 | 2011-01-07 | 0 | NA | 0 | NA | W
7288 | Gariyaband | Raselo | PHC |  | NEEDLE DESTROYER | 1 | Star Atech | NA | NA | 3000103508 | 24/7/2009 | 0 | NA | 0 | NA | NI
7289 | Gariyaband | District Hospital | DH | Emergency room | GLUCOMETER | 1 | Roche | NA | GN0600-1783 | 3000075159 | 2014-08-11 | 0 | NA | 0 | NA | W
7290 | Gariyaband | District Hospital | DH | Emergency room | SPHYGMOMANOMETER (MERCURIAL) | 1 | Supreme surgical | premier | 98134233 | 3000075147 | 23/12/2013 | 0 | NA | 0 | NA | W
7291 | Gariyaband | District Hospital | DH | Emergency room | NEEDLE DESTROYER | 1 | Microsil | ND-350 | NA | 3000075137 | NA | 0 | NA | 0 | NA | W
7292 | Gariyaband | District Hospital | DH | Emergency room | ADULT WEIGHING MACHINE | 1 | Sansa | NA | NA | 3000075136 | 2014-10-01 | 0 | NA | 0 | NA | W
7293 | Gariyaband | District Hospital | DH | Emergency room | LARYNGOSCOPE | 1 | NA | NA | nA | 3000075148 | 23/12/2013 | 0 | NA | 0 | NA | W
7294 | Gariyaband | District Hospital | DH | Emergency room | LARYNGOSCOPE | 1 | NA | NA | NA | 3000075149 | 23/12/2013 | 0 | NA | 0 | NA | W
7295 | Gariyaband | District Hospital | DH | Emergency room | SUCTION APPARATUS | 1 | Local | NA | NA | 30000103768 | 23/7/2015 | 0 | NA | 0 | NA | W
7296 | Gariyaband | District Hospital | DH | Emergency room | FOETAL DOPPLER | 1 | Ucomin | FD200 | F02015010114p8 | 30000103769 | 23/6/2013 | 0 | NA | 0 | NA | W
7297 | Gariyaband | District Hospital | DH | Emergency room | SUCTION APPARATUS | 1 | Shiva | NA | NA | 30000103770 | 2014-03-07 | 0 | NA | 0 | NA | W
7298 | Gariyaband | District Hospital | DH | OPD | SPHYGMOMANOMETER (MERCURIAL) | 1 | Supreme surgical | premier | 9813429 | 3000103786 | 23/12/2013 | 0 | NA | 0 | NA | W
7299 | Gariyaband | District Hospital | DH | OPD | SPHYGMOMANOMETER (MERCURIAL) | 1 | Supreme surgical | premier | 9813428 | 3000103787 | 23/12/2013 | 0 | NA | 0 | NA | W
7300 | Gariyaband | District Hospital | DH | DELIVERY ROOM | SUCTION APPARATUS | 1 | Shiva | NA | NA | 3000075158 | 27/5/2015 | 0 | NA | 0 | NA | W
7301 | Gariyaband | District Hospital | DH | DELIVERY ROOM | BABY WEIGHING SCALE | 1 | Ramon surgical | NA | NA | 3000075157 | 2014-10-01 | 0 | NA | 0 | NA | W
7302 | Gariyaband | District Hospital | DH | DELIVERY ROOM | INFANT RADIANT WARMER | 1 | S.S. techno med pvt | NA | NA | 3000075156 | 18/5/2015 | 0 | NA | 0 | NA | W
7303 | Gariyaband | District Hospital | DH | DELIVERY ROOM | SUCTION APPARATUS | 1 | Shiva | Tiana IRW 1723 | NA | 3000075155 | 2015-10-02 | 0 | NA | 0 | NA | W
7304 | Gariyaband | District Hospital | DH | DELIVERY ROOM | ELECTRIC STERILIZER | 1 | NA | NA | NA | 3000075154 | 13/2/2014 | 0 | NA | 0 | NA | W
7305 | Gariyaband | District Hospital | DH | DELIVERY ROOM | OT TABLE | 1 | NA | NA | NA | 3000075153 | 2014-10-01 | 0 | NA | 0 | NA | W
7306 | Gariyaband | District Hospital | DH | DELIVERY ROOM | OT TABLE | 1 | NA | NA | NA | 3000075152 | 2010-10-01 | 0 | NA | 0 | NA | W
7307 | Gariyaband | District Hospital | DH | DELIVERY ROOM | FOETAL DOPPLER | 1 | Ucomin technology | FD200 | F020150101491 | 3000075151 | 15/4/2013 | 0 | NA | 0 | NA | W
7308 | Gariyaband | District Hospital | DH | DELIVERY ROOM | LARYNGOSCOPE | 1 | NA | NA | NA | 3000075150 | NA | 0 | NA | 0 | NA | W
7309 | Gariyaband | District Hospital | DH | Opthalmology Dept. | OPHTHALMOSCOPE | 1 | Heine | Heine K-180 | NA | 3000075146 | NA | 0 | NA | 0 | NA | W
7310 | Gariyaband | District Hospital | DH | Opthalmology Dept. | SLIT LAMP | 1 | Appa samy | AIA 115s | 153080221 | 3000075145 | 25/11/2013 | 0 | NA | 0 | NA | W
7311 | Gariyaband | District Hospital | DH | Opthalmology Dept. | SPHYGMOMANOMETER (DIGITAL) | 1 | Omran Health care | NA | 2011090788vC | 3000075144 | NA | 0 | NA | 0 | NA | W
7312 | Gariyaband | District Hospital | DH | Opthalmology Dept. | SLIT LAMP | 1 | Appa samy | NA | NA | 3000075143 | NA | 0 | NA | 0 | NA | W
7313 | Gariyaband | District Hospital | DH | Opthalmology Dept. | A- SCAN BIOMETER | 1 | Appa samy | NA | NA | 3000075142 | NA | 0 | NA | 0 | NA | W
7314 | Gariyaband | District Hospital | DH | Opthalmology Dept. | Auto perimeter | 1 | Appa samy | AC_901 | AP901H791 | 3000075141 | 2009-07-05 | 0 | NA | 0 | NA | W
7315 | Gariyaband | District Hospital | DH | Opthalmology Dept. | Auto perimeter | 1 | Appa samy | AP 901-392 | AP-901CTS-392 | 3000075140 | 13/8/2013 | 0 | NA | 0 | NA | W
7316 | Gariyaband | District Hospital | DH | Opthalmology Dept. | ELECTRIC STERILIZER | 1 | NA | NA | NA | 3000075139 | 27/6/2013 | 0 | NA | 0 | NA | W
7317 | Gariyaband | District Hospital | DH | Opthalmology Dept. | Keratometer | 1 | Appa samy | 1210412007 | 1210472007 | 3000075138 | NA | 0 | NA | 0 | NA | W
7318 | Gariyaband | District Hospital | DH | Dressing Room | ELECTRIC STERILIZER | 1 | NA | NA | NA | 3000075135 | 13/12/2014 | 0 | NA | 0 | NA | NW
7319 | Gariyaband | District Hospital | DH | X-RAY DEPT | X-RAY MACHINE | 1 | Admis | NA | 90515 | 3000075134 | NA | 0 | NA | 0 | NA | W
7320 | Gariyaband | District Hospital | DH | X-RAY DEPT | Film storage box | 1 | Rk Industry | NA | NA | 3000075133 | NA | 0 | NA | 0 | NA | W
7321 | Gariyaband | District Hospital | DH | X-RAY DEPT | Sonography Machine | 1 | Mindray | NA | 6D-4A002418 | 3000075132 | 22/4/2014 | 0 | NA | 0 | NA | W
7322 | Gariyaband | District Hospital | DH | RNTCP | REFRIGERATOR | 1 | LG | GL-305VVG4 | NA | 3000075131 | NA | 0 | NA | 0 | NA | W
7323 | Gariyaband | District Hospital | DH | Pathology Lab. | CENTRIFUGE MACHINE (6 Tubes) | 1 | NA | NA | NA | 3000075130 | NA | 0 | NA | 0 | NA | W
7324 | Gariyaband | District Hospital | DH | Pathology Lab. | ELECTRIC STERILIZER | 1 | NA | NA | NA | 3000075129 | 19/2/2015 | 0 | NA | 0 | NA | W
7325 | Gariyaband | District Hospital | DH | Pathology Lab. | MICROSCOPE (BINOCULAR) | 1 | Labomed | vision 2000 | NA | 3000075128 | 29/5/2014 | 0 | NA | 0 | NA | W
7326 | Gariyaband | District Hospital | DH | Pathology Lab. | NEEDLE DESTROYER | 1 | NA | NA | NA | 3000075127 | NA | 0 | NA | 0 | NA | W
7327 | Gariyaband | District Hospital | DH | Pathology Lab. | GLUCOMETER | 1 | NA | 3533620001 | GN0600-2850 | 3000075126 | 18/11/2014 | 0 | NA | 0 | NA | W
7328 | Gariyaband | District Hospital | DH | Pathology Lab. | GLUCOMETER | 1 | NA | NA | GN06001811 | 3000075125 | 18/11/2014 | 0 | NA | 0 | NA | W
7329 | Gariyaband | District Hospital | DH | Pathology Lab. | ADULT WEIGHING MACHINE | 1 | NA | NA | NA | 3000075124 | NA | 0 | NA | 0 | NA | W
7330 | Gariyaband | District Hospital | DH | BLOOD BANK | FOETAL DOPPLER | 1 | Labtop | NA | NA | 3000075123 | 27/3/2014 | 0 | NA | 0 | NA | W
7331 | Gariyaband | District Hospital | DH | BLOOD BANK | BLOOD COLLECTION MONITOR | 1 | meditech | MTBCm03 | M786525308 | 3000075122 | 2014-02-04 | 0 | NA | 0 | NA | W
7332 | Gariyaband | District Hospital | DH | BLOOD BANK | Blood Bank REFRIGERATOR | 1 | meditech | MTBBR2 | M786528320 | 3000075121 | 2014-02-04 | 0 | NA | 0 | NA | W
7333 | Gariyaband | District Hospital | DH | BLOOD BANK | Blood Bank REFRIGERATOR | 1 | meditech | MTBBR4 | M786525310 | 3000075120 | 2014-02-04 | 0 | NA | 0 | NA | W
7334 | Gariyaband | District Hospital | DH | BLOOD BANK | Blood Bank REFRIGERATOR | 1 | meditech | MTBBR2 | M786525319 | 3000075119 | 2014-11-03 | 0 | NA | 0 | NA | NW
7335 | Gariyaband | District Hospital | DH | BLOOD BANK | Blood Bank REFRIGERATOR | 1 | meditech | MTBBR4 | M786525309 | 3000075118 | 2014-11-05 | 0 | NA | 0 | NA | W
7336 | Gariyaband | District Hospital | DH | BLOOD BANK | CENTRIFUGE MACHINE (6 Tubes) | 1 | Remi | R-8C | NA | 3000075117 | 28/4/2014 | 0 | NA | 0 | NA | W
7337 | Gariyaband | District Hospital | DH | BLOOD BANK | ADULT WEIGHING MACHINE | 1 | Ramon surgical | Crown | NA | 3000075116 | 13/12/2013 | 0 | NA | 0 | NA | W
7338 | Gariyaband | District Hospital | DH | BLOOD BANK | Blood Bag BLOOD BAG TUBE SEALER | 1 | Laptop | LTS-6 | 14034131 | 30000103784 | 27/3/2014 | 0 | NA | 0 | NA | W
7339 | Gariyaband | District Hospital | DH | N.B.S.U | INFANT RADIANT WARMER | 1 | Phoenix | OCW-100 | 6414 | 3000075115 | 2015-10-02 | 0 | NA | 0 | NA | W
7340 | Gariyaband | District Hospital | DH | N.B.S.U | INFANT RADIANT WARMER | 1 | Phoenix | OCW-100 | 6416 | 3000075114 | 2015-10-02 | 0 | NA | 0 | NA | NI
7341 | Gariyaband | District Hospital | DH | N.B.S.U | INFANT RADIANT WARMER | 1 | Phoenix | OCW-100 | 6415 | 3000075113 | 2015-10-02 | 0 | NA | 0 | NA | W
7342 | Gariyaband | District Hospital | DH | N.B.S.U | BABY PHOTOTHERAPY UNIT | 1 | Phoenix | LA | NA | 3000075112 | 2015-11-05 | 0 | NA | 0 | NA | W
7343 | Gariyaband | District Hospital | DH | N.B.S.U | BABY PHOTOTHERAPY UNIT | 1 | Phoenix | LEOPT-100 | 1813 | 3000075111 | 18/5/2015 | 0 | NA | 0 | NA | NI
7344 | Gariyaband | District Hospital | DH | N.B.S.U | INFANT RADIANT WARMER | 1 | S.S. techno med pvt | Tiana IRW 1723 | NA | 3000075110 | 2015-10-02 | 0 | NA | 0 | NA | NI
7345 | Gariyaband | District Hospital | DH | N.B.S.U | INFANT RADIANT WARMER | 1 | S.S. techno med pvt | Tiana IRW 1723 | NA | 3000075109 | 2015-10-02 | 0 | NA | 0 | NA | NI
7346 | Gariyaband | District Hospital | DH | N.B.S.U | INFANT RADIANT WARMER | 1 | S.S. techno med pvt | Tiana IRW 1723 | NA | 3000075108 | 2015-10-02 | 0 | NA | 0 | NA | NI
7347 | Gariyaband | District Hospital | DH | OT | ELECTRIC STERILIZER | 1 | NA | NA | NA | 3000075107 | NA | 0 | NA | 0 | NA | W
7348 | Gariyaband | District Hospital | DH | OT | AUTOCLAVE | 1 | NA | NA | NA | 3000075106 | 2014-03-07 | 0 | NA | 0 | NA | W
7349 | Gariyaband | District Hospital | DH | OT | AUTOCLAVE | 1 | NA | NA | NA | 3000075105 | 2014-10-07 | 0 | NA | 0 | NA | W
7350 | Gariyaband | District Hospital | DH | OT | AUTOCLAVE | 1 | NA | NA | NA | 3000075104 | 2014-10-07 | 0 | NA | 0 | NA | W
7351 | Gariyaband | District Hospital | DH | OT | AUTOCLAVE | 1 | NA | NA | NA | 3000075103 | 18/7/2014 | 0 | NA | 0 | NA | W
7352 | Gariyaband | District Hospital | DH | OT | SURGICAL DIATHERMY MACHINE | 1 | meditech | NA | NA | 3000075102 | 2015-10-02 | 0 | NA | 0 | NA | W
7353 | Gariyaband | District Hospital | DH | OT | INFANT RADIANT WARMER | 1 | S.S. techno med pvt | Tiana IRW 1723 | NA | 3000075101 | 18/5/2015 | 0 | NA | 0 | NA | W
7354 | Gariyaband | District Hospital | DH | OT | BOYLE'S APPARATUS | 1 | Allied | NA | NA | 3000075100 | 2014-10-01 | 0 | NA | 0 | NA | W
7355 | Gariyaband | District Hospital | DH | OT | MULTIPARA PATIENT MONITOR | 1 | philips | G-30 | CN32711893 | 3000075099 | 26/10/2013 | 0 | NA | 0 | NA | W
7356 | Gariyaband | District Hospital | DH | OT | Eye microscope | 1 | Molten wedel | NA | 758 | 3000075098 | NA | 0 | NA | 0 | NA | W
7357 | Gariyaband | District Hospital | DH | OT | Eye microscope | 1 | Carl Zeis meditech | NA | 663532274 | 3000075097 | NA | 0 | NA | 0 | NA | W
7358 | Gariyaband | District Hospital | DH | OT | Air ELECTRIC STERILIZER Machine | 1 | Tropo | NA | NA | 3000075096 | NA | 0 | NA | 0 | NA | W
7359 | Gariyaband | District Hospital | DH | OT | FUMIGATION MACHINE | 1 | NA | NA | NA | 3000075095 | 2014-10-01 | 0 | NA | 0 | NA | W
7360 | Gariyaband | District Hospital | DH | OT | SUCTION APPARATUS | 1 | Shiva | NA | NA | 3000075094 | 2014-03-07 | 0 | NA | 0 | NA | W
7361 | Gariyaband | District Hospital | DH | OT | SUCTION APPARATUS | 1 | Shiva | NA | NA | 3000075093 | 2014-03-07 | 0 | NA | 0 | NA | W
7362 | Gariyaband | District Hospital | DH | OT | SPHYGMOMANOMETER (MERCURIAL) | 1 | Namat | Deluxe | NA | 3000075092 | 18/3/2015 | 0 | NA | 0 | NA | W
7363 | Gariyaband | District Hospital | DH | OT | LARYNGOSCOPE | 1 | NA | NA | NA | 3000075091 | NA | 0 | NA | 0 | NA | W
7364 | Gariyaband | District Hospital | DH | OT | LARYNGOSCOPE | 1 | NA | NA | NA | 3000075090 | NA | 0 | NA | 0 | NA | W
7365 | Gariyaband | District Hospital | DH | OT | SHADOWLESS OT LIGHT | 1 | NA | NA | NA | 30000103782 | 2014-10-01 | 0 | NA | 0 | NA | W
7366 | Gariyaband | District Hospital | DH | OT | FOETAL DOPPLER | 1 | Ucomin technology | NA | NA | 30000103783 | 2015-10-04 | 0 | NA | 0 | NA | W
7367 | Gariyaband | District Hospital | DH | Store Room | SUCTION APPARATUS | 1 | Shiva | NA | NA | 3000075089 | 2014-03-07 | 0 | NA | 0 | NA | NI
7368 | Gariyaband | District Hospital | DH | Store Room | AUTOCLAVE | 1 | NA | Na | NA | 3000075088 | 14/7/2014 | 0 | NA | 0 | NA | NI
7369 | Gariyaband | District Hospital | DH | Store Room | AUTOCLAVE | 1 | NA | NA | NA | 3000075087 | 2014-10-02 | 0 | NA | 0 | NA | NI
7370 | Gariyaband | District Hospital | DH | Store Room | SUCTION APPARATUS | 1 | Shiva | NA | NA | 3000075086 | NA | 0 | NA | 0 | NA | NI
7371 | Gariyaband | District Hospital | DH | Store Room | Labour OT TABLE | 1 | NA | Na | NA | 3000075085 | 2015-10-02 | 0 | NA | 0 | NA | NI
7372 | Gariyaband | District Hospital | DH | Store Room | Labour OT TABLE | 1 | NA | NA | NA | 3000075084 | 2015-10-02 | 0 | NA | 0 | NA | NI
7373 | Gariyaband | District Hospital | DH | Store Room | DENTAL CHAIR | 1 | Chesa | NA | CD091 | 300007508 | 2015-02-06 | 0 | NA | 0 | NA | NI
7374 | Gariyaband | District Hospital | DH | Store Room | Infusion pump | 1 | akas medical | NA | TX03140901 | 3000103767 | 2014-02-06 | 0 | NA | 0 | NA | NI
7375 | Gariyaband | District Hospital | DH | Store Room | ADULT WEIGHING MACHINE | 1 | NA | Crown | NA | 3000103771 | 28/9/2014 | 0 | NA | 0 | NA | NI
7376 | Gariyaband | District Hospital | DH | Store Room | ADULT WEIGHING MACHINE | 1 | NA | NA | NA | 3000103772 | 28/9/2014 | 0 | NA | 0 | NA | NI
7377 | Gariyaband | District Hospital | DH | Store Room | ADULT WEIGHING MACHINE | 1 | NA | Na | NA | 3000103773 | 29/9/2014 | 0 | NA | 0 | NA | NI
7378 | Gariyaband | District Hospital | DH | Store Room | SPHYGMOMANOMETER (MERCURIAL) | 1 | Na | NA | NA | 3000103775 | 23/11/2015 | 0 | NA | 0 | NA | NI
7379 | Gariyaband | District Hospital | DH | Store Room | SPHYGMOMANOMETER (MERCURIAL) | 1 | NA | NA | NA | 3000103776 | 23/11/2013 | 0 | NA | 0 | NA | NI
7380 | Gariyaband | District Hospital | DH | Store Room | SUCTION APPARATUS | 1 | NA | NA | NA | 3000103777 | 2015-10-02 | 0 | NA | 0 | NA | NI
7381 | Gariyaband | District Hospital | DH | Store Room | SUCTION APPARATUS | 1 | NA | NA | NA | 3000103778 | 2015-10-02 | 0 | NA | 0 | NA | NI
7382 | Gariyaband | District Hospital | DH | Store Room | SUCTION APPARATUS | 1 | Na | NA | NA | 3000103779 | 2015-10-02 | 0 | NA | 0 | NA | NI
7383 | Gariyaband | District Hospital | DH | Store Room | SUCTION APPARATUS | 1 | NA | NA | NA | 3000103780 | 2015-10-02 | 0 | NA | 0 | NA | NI
7384 | Gariyaband | District Hospital | DH | Store Room | SUCTION APPARATUS | 1 | NA | NA | NA | 3000103781 | 2014-03-07 | 0 | NA | 0 | NA | NI
7385 | Gariyaband | District Hospital | DH | Store Room | OT TABLE | 1 | NA | NA | NA | 3000103774 | 2015-10-02 | 0 | NA | 0 | NA | NI
7386 | Gariyaband | District Hospital | DH | Store Room | SPHYGMOMANOMETER (MERCURIAL) | 1 | NA | NA | NA | 3000103785 | 23/12/2015 | 0 | NA | 0 | NA | NI
7387 | Gariyaband | Fingesh war | CHC | X-RAY DEPT | X-RAY MACHINE | 1 | Allengens | MARS3D | 2k141130088 | 300010375924/12/2015 |  | 0 | NA | 0 | NA | NI
7388 | Gariyaband | Fingesh war | CHC | Pathology Lab. | CENTRIFUGE MACHINE (6 Tubes) | 1 | Local | NA |  | 3000103741 | 2007-07-06 | 0 | NA | 0 | NA | W
7389 | Gariyaband | Fingesh war | CHC | Pathology Lab. | GLUCOMETER | 1 | Roche | NA | 55308375556 | 3000103742 | 15/1/2013 | 0 | NA | 0 | NA | W
7390 | Gariyaband | Fingesh war | CHC | Pathology Lab. | MICROSCOPE (MONOCULAR) | 1 | Olympus | MLX Series | NA | 3000103743 | 2004-01-04 | 0 | NA | 0 | NA | W
7391 | Gariyaband | Fingesh war | CHC | Pathology Lab. | MICROSCOPE (MONOCULAR) | 1 | Olympus | NA | NA | 3000103744 | 2011-01-04 | 0 | NA | 0 | NA | W
7392 | Gariyaband | Fingesh war | CHC | DELIVERY ROOM | BABY WEIGHING SCALE | 1 | Essae | BS-250 | 25014131669 | 3000103745 | 2014-03-01 | 0 | NA | 0 | NA | W
7393 | Gariyaband | Fingesh war | CHC | DELIVERY ROOM | INFANT RADIANT WARMER | 1 | S.S. techno med pvt | Tiana NW | NA | 3000103746 | NA | 0 | NA | 0 | NA | W
7394 | Gariyaband | Fingesh war | CHC | DELIVERY ROOM | BABY WEIGHING SCALE | 1 | Docbel | Brawn | NA | 3000103747 | 2014-05-01 | 0 | NA | 0 | NA | W
7395 | Gariyaband | Fingesh war | CHC | DELIVERY ROOM | SUCTION APPARATUS | 1 | Shiva | NA | NA | 3000103748 | 2015-05-01 | 0 | NA | 0 | NA | W
7396 | Gariyaband | Fingesh war | CHC | DELIVERY ROOM | SpSHADOWLESS OT LIGHT | 1 | Local | NA | NA | 3000103749 | 2014-05-01 | 0 | NA | 0 | NA | W
7397 | Gariyaband | Fingesh war | CHC | DELIVERY ROOM | FOETAL DOPPLER | 1 | Ucomin technology | FD200 | FD2D150403473 | 30001033750 | 2015-05-01 | 0 | NA | 0 | NA | W
7398 | Gariyaband | Fingesh war | CHC | Dressing Room | AUTOCLAVE | 1 | Local | NA | NA | 3000103751 | 2011-04-01 | 0 | NA | 0 | NA | W
7399 | Gariyaband | Fingesh war | CHC | Dressing Room | SpSHADOWLESS OT LIGHT | 1 | Local | NA | NA | 3000103752 | NA | 0 | NA | 0 | NA | W
7400 | Gariyaband | Fingesh war | CHC | Dressing Room | ELECTRIC STERILIZER | 1 | Atlas | NA | NA | 3000103753 | 2015-05-01 | 0 | NA | 0 | NA | W
7401 | Gariyaband | Fingesh war | CHC | Dressing Room | NEEDLE DESTROYER | 1 | Bin Microsil | ND-350 | 1085 | 3000103754 | 2011-04-01 | 0 | NA | 0 | NA | W
7402 | Gariyaband | Fingesh war | CHC | Dressing Room | ADULT WEIGHING MACHINE | 1 | Local | NA | NA | 3000103755 | 2014-03-01 | 0 | NA | 0 | NA | W
7403 | Gariyaband | Fingesh war | CHC | Dressing Room | SPHYGMOMANOMETER (MERCURIAL) | 1 | Supreme surgical | TOP | NA | 3000103756 | 2013-10-01 | 0 | NA | 0 | NA | W
7404 | Gariyaband | Fingesh war | CHC | OPD | SPHYGMOMANOMETER (MERCURIAL) | 1 | Supreme surgical | Ashoka Max | 9813459 | 3000103757 | 2014-07-01 | 0 | NA | 0 | NA | W
7405 | Gariyaband | Fingesh war | CHC | OPD | NEBULIZER | 1 | Omran Health care | NE-c802 | 20121015368UF | 3000103761 | 2013-10-01 | 0 | NA | 0 | NA | W
7406 | Gariyaband | Fingesh war | CHC | Opthalmology Dept. | OPHTHALMOSCOPE | 1 | NA | NA | NA | 3000103758 | NA | 0 | NA | 0 | NA | NW
7407 | Gariyaband | Fingesh war | CHC | Vaccination Room | REFRIGERATOR | 1 | samsung | RF28FAJVASA | R4544PAD901600A | 3000103760 | 2014-01-01 | 0 | NA | 0 | NA | W
7408 | Gariyaband | Rajim | CHC | DELIVERY ROOM | OT TABLE | 1 | Local | Na | NA | 3000103688 | NA | 0 | NA | 0 | NA | W
7409 | Gariyaband | Rajim | CHC | DELIVERY ROOM | INFANT RADIANT WARMER | 1 | S.S. techno med pvt | Tiana NW | NA | 3000103689 | 2015-07-01 | 0 | NA | 0 | NA | W
7410 | Gariyaband | Rajim | CHC | DELIVERY ROOM | BABY WEIGHING SCALE | 1 | Ramon surgical | NA | NA | 3000103690 | NA | 0 | NA | 0 | NA | W
7411 | Gariyaband | Rajim | CHC | DELIVERY ROOM | SUCTION APPARATUS | 1 | Shiva | NA | NA | 3000103691 | 2006-06-01 | 0 | NA | 0 | NA | W
7412 | Gariyaband | Rajim | CHC | DELIVERY ROOM | SUCTION APPARATUS | 1 | Shiva | NA | NA | 3000103692 | 2006-06-01 | 0 | NA | 0 | NA | W
7413 | Gariyaband | Rajim | CHC | DELIVERY ROOM | SUCTION APPARATUS | 1 | Shiva | NA | NA | 3000103693 | 2006-06-01 | 0 | NA | 0 | NA | W
7414 | Gariyaband | Rajim | CHC | DELIVERY ROOM | SUCTION APPARATUS | 1 | Shiva | NA | NA | 3000103694 |  | 0 | NA | 0 | NA | W
7415 | Gariyaband | Rajim | CHC | DELIVERY ROOM | FOETAL DOPPLER | 1 | BPL | FD-9613 | AZTA936881 | 3000103695 | 2006-06-01 | 0 | NA | 0 | NA | W
7416 | Gariyaband | Rajim | CHC | DELIVERY ROOM | Labour OT TABLE | 1 | Local | NA | NA | 3000103696 | NA | 0 | NA | 0 | NA | W
7417 | Gariyaband | Rajim | CHC | DELIVERY ROOM | SpSHADOWLESS OT LIGHT | 1 | Local | NA | NA | 3000103697 | NA | 0 | NA | 0 | NA | W
7418 | Gariyaband | Rajim | CHC | DELIVERY ROOM | SPHYGMOMANOMETER (MERCURIAL) | 1 | NA | TOP | NA | 3000103713 | 2015-07-01 | 0 | NA | 0 | NA | W
7419 | Gariyaband | Rajim | CHC | OPD | SPHYGMOMANOMETER (MERCURIAL) | 1 | Supreme surgical | TOP | NA | 3000103698 | NA | 0 | NA | 0 | NA | W
7420 | Gariyaband | Rajim | CHC | OPD | SPHYGMOMANOMETER (MERCURIAL) | 1 | Supreme surgical | top | NA | 3000103699 | NA | 0 | NA | 0 | NA | W
7421 | Gariyaband | Rajim | CHC | OPD | NEEDLE DESTROYER | 1 | Health care | NA | NA | 3000103700 | 2007-09-01 | 0 | NA | 0 | NA | W
7422 | Gariyaband | Rajim | CHC | OPD | SPHYGMOMANOMETER (MERCURIAL) | 1 | Supreme surgical | TOP | NA | 3000103714 | NA | 0 | NA | 0 | NA | W
7423 | Gariyaband | Rajim | CHC | Minor OT | SpSHADOWLESS OT LIGHT | 1 | local | NA | NA | 3000103701 | NA | 0 | NA | 0 | NA | W
7424 | Gariyaband | Rajim | CHC | Minor OT | SpSHADOWLESS OT LIGHT | 1 | Local | NA | NA | 3000103702 | NA | 0 | NA | 0 | NA | W
7425 | Gariyaband | Rajim | CHC | Minor OT | SUCTION APPARATUS | 1 | Shiva | nA | NA | 3000103703 | NA | 0 | NA | 0 | NA | W
7426 | Gariyaband | Rajim | CHC | Minor OT | OT TABLE | 1 | Local | Na | NA | 3000103704 | NA | 0 | NA | 0 | NA | W
7427 | Gariyaband | Rajim | CHC | Dressing Room | ELECTRIC STERILIZER | 1 | Atlas | NA | NA | 3000103705 | 2003-06-01 | 0 | NA | 0 | NA | W
7428 | Gariyaband | Rajim | CHC | Pathology Lab. | REFRIGERATOR | 1 | samsung | RA23 | NA | 3000103706 | NA | 0 | NA | 0 | NA | W
7429 | Gariyaband | Rajim | CHC | Pathology Lab. | MICROSCOPE (BINOCULAR) | 1 | Labomed | vision 2000 | 3081 | 3000103707 | NA | 0 | NA | 0 | NA | W
7430 | Gariyaband | Rajim | CHC | Pathology Lab. | MICROSCOPE (BINOCULAR) | 1 | Labomed | NA | NA | 3000103708 | NA | 0 | NA | 0 | NA | W
7431 | Gariyaband | Rajim | CHC | Pathology Lab. | CENTRIFUGE MACHINE (6 Tubes) | 1 | Remi | NA | NA | 3000103709 | NA | 0 | NA | 0 | NA | W
7432 | Gariyaband | Rajim | CHC | Pathology Lab. | GLUCOMETER | 1 | Roche | Accu chek | 5 5309880186 | 3000103710 | NA | 0 | NA | 0 | NA | W
7433 | Gariyaband | Rajim | CHC | Pathology Lab. | NEEDLE DESTROYER | 1 | Saratech | SIR(100v) | RS66 | 3000103727 | NA | 0 | NA | 0 | NA | W
7434 | Gariyaband | Rajim | CHC | Pathology Lab. | ADULT WEIGHING MACHINE | 1 | Doctor beli ram &sons | NA | NA | 3000103728 | NA | 0 | NA | 0 | NA | W
7435 | Gariyaband | Rajim | CHC | X-RAY DEPT | X-RAY MACHINE | 1 | Medi tronics | Medex 6010FR | 78045 | 3000103711 | NA | 0 | NA | 0 | NA | W
7436 | Gariyaband | Rajim | CHC | Dental Dept. | DENTAL CHAIR | 1 | akas medical | NA | NA | 3000103712 | NA | 0 | NA | 0 | NA | W
7437 | Gariyaband | Rajim | CHC | WARD | SPHYGMOMANOMETER (MERCURIAL) | 1 | Supreme surgical | TOP | NA | 3000103715 | NA | 0 | NA | 0 | NA | W
7438 | Gariyaband | Rajim | CHC | WARD | NEBULIZER | 1 | MHS medicare | New speed Neb | 63004686 | 3000103716 | 2007-10-01 | 0 | NA | 0 | NA | W
7439 | Gariyaband | Rajim | CHC | WARD | SPHYGMOMANOMETER (MERCURIAL) | 1 | Supreme surgical | TOP | NA | 3000103718 | NA | 0 | NA | 0 | NA | W
7440 | Gariyaband | Rajim | CHC | WARD | NEEDLE DESTROYER | 1 | Health care | NA | NA | 3000103719 | 2007-09-01 | 0 | NA | 0 | NA | W
7441 | Gariyaband | Rajim | CHC | WARD | SUCTION APPARATUS | 1 | Shiva | nA | NA | 3000103720 | NA | 0 | NA | 0 | NA | W
7442 | Gariyaband | Rajim | CHC | Store Room | REFRIGERATOR | 1 | LG | GL-254AP4 | NA | 3000103721 | NA | 0 | NA | 0 | NA | W
7443 | Gariyaband | Rajim | CHC | Store Room | NEBULIZER | 1 | life line | NA | NA | 3000103717 | 2007-10-01 | 0 | NA | 0 | NA | W
7444 | Gariyaband | Rajim | CHC | Store Room | ELECTRIC STERILIZER | 1 | Local | NA | NA | 3000103722 | NA | 0 | NA | 0 | NA | NI
7445 | Gariyaband | Rajim | CHC | Store Room | FOETAL DOPPLER | 1 | medi wave | Crown | NA | 3000103723 | NA | 0 | NA | 0 | NA | NW
7446 | Gariyaband | Rajim | CHC | Store Room | NEBULIZER | 1 | pioneer | medimist | 1501265 | 3000103724 | NA | 0 | NA | 0 | NA | NI
7447 | Gariyaband | Rajim | CHC | Store Room | NEBULIZER | 1 | pioneer | medimist | 1501271 | 3000103725 | NA | 0 | NA | 0 | NA | NI
7448 | Gariyaband | Rajim | CHC | Store Room | AUTOCLAVE | 1 | Local | NA | NA | 3000103726 | NA | 0 | NA | 0 | NA | NI
7449 | Gariyaband | Rajim | CHC | Store Room | AUTOCLAVE | 1 | Local | NA | NA | 3000103729 | NA | 0 | NA | 0 | NA | NI
7450 | Gariyaband | Rajim | CHC | Store Room | AUTOCLAVE | 1 | Local | NA | NA | 3000103730 | NA | 0 | NA | 0 | NA | NI
7451 | Gariyaband | Rajim | CHC | Store Room | AUTOCLAVE | 1 | Local | NA | NA | 3000103731 | NA | 0 | NA | 0 | NA | NI
7452 | Gariyaband | Rajim | CHC | Store Room | AUTOCLAVE | 1 | Local | NA | NA | 3000103732 | NA | 0 | NA | 0 | NA | NI
7453 | Gariyaband | Rajim | CHC | Store Room | SHADOWLESS OT LIGHT | 1 | Surgicoin | NA | NA | 3000103733 | NA | 0 | NA | 0 | NA | NI
7454 | Gariyaband | Rajim | CHC | Store Room | SpSHADOWLESS OT LIGHT | 1 | Local | NA | NA | 3000103734 | NA | 0 | NA | 0 | NA | NI
7455 | Gariyaband | Rajim | CHC | Store Room | EMO KIT | 1 | Local | NA | NA | 3000103735 | NA | 0 | NA | 0 | NA | NI
7456 | Gariyaband | Rajim | CHC | Store Room | EMO KIT | 1 | Local | NA | NA | 3000103736 | NA | 0 | NA | 0 | NA | NI
7457 | Gariyaband | Rajim | CHC | Store Room | EMO KIT | 1 | Local | NA | NA | 3000103737 | NA | 0 | NA | 0 | NA | NI
7458 | Gariyaband | Rajim | CHC | Store Room | ECG RECORDER | 1 | clarity | clarity med F1450 | ICHA100600546 | 3000103738 | NA | 0 | NA | 0 | NA | NW
7459 | Gariyaband | Rajim | CHC | Opthalmology Dept. | OPHTHALMOSCOPE | 1 | NA | NA | NA | 3000103739 | NA | 0 | NA | 0 | NA | W
7460 | Gariyaband | Jamgaon | PHC |  | BABY WEIGHING SCALE | 1 | Ramon surgical | NA | NA | 3000103762 | 2013-10-01 | 0 | NA | 0 | NA | W
7461 | Gariyaband | Jamgaon | PHC |  | ELECTRIC STERILIZER | 1 | Atlas | NA | 9196 | 3000103763 | 2015-07-01 | 0 | NA | 0 | NA | W
7462 | Gariyaband | Jamgaon | PHC |  | AUTOCLAVE | 1 | Local | NA | NA | 3000103764 | 2015-07-01 | 1 | NA | 0 | NA | W
7463 | Gariyaband | Jamgaon | PHC |  | SPHYGMOMANOMETER (MERCURIAL) | 1 | Diamond | Regular | 29949 | 3000103766 | NA | 0 | NA | 0 | NA | W
7464 | Gariyaband | Jamgaon | PHC |  | ADULT WEIGHING MACHINE | 1 | Local | NA | NA | 3000103765 | 2013-10-01 | 0 | NA | 0 | NA | W
7465 | Gariyaband | Amlipadar | PHC |  | NEEDLE DESTROYER | 1 | Microsil | ND-360 | 10791 | 3000075946 | NA | 0 | NA | 0 | NA | W
7466 | Gariyaband | Amlipadar | PHC |  | ELECTRIC STERILIZER | 1 | NA | NA | NA | 3000075945 | NA | 0 | NA | 0 | NA | W
7467 | Gariyaband | Amlipadar | PHC |  | AUTOCLAVE | 1 | NA | NA | NA | 3000075944 | NA | 0 | NA | 0 | NA | W
7468 | Gariyaband | Amlipadar | PHC |  | SPHYGMOMANOMETER (MERCURIAL) | 1 | Supreme surgical | premier | 98132162 | 3000075943 | NA | 0 | NA | 0 | NA | W
7469 | Gariyaband | Amlipadar | PHC |  | NEEDLE DESTROYER | 1 | Saratech | S1R | NA | 3000075810 | NA | 0 | NA | 0 | NA | W
7470 | Gariyaband | Amlipadar | PHC |  | BABY WEIGHING SCALE | 1 | Essae | BS-250 | 25014131676 | 3000075811 | NA | 0 | NA | 0 | NA | W
7471 | Gariyaband | Amlipadar | PHC |  | BABY WEIGHING SCALE | 1 | NA | Crown | NA | 3000075812 | NA | 0 | NA | 0 | NA | W
7472 | Gariyaband | Amlipadar | PHC |  | ELECTRIC STERILIZER | 1 | NA | NA | NA | 3000075813 | NA | 0 | NA | 0 | NA | NW
7473 | Gariyaband | Amlipadar | PHC |  | SPHYGMOMANOMETER (MERCURIAL) | 1 | citizen | c4432 | 15212 | 3000075814 | NA | 0 | NA | 0 | NA | W
7474 | Gariyaband | Amlipadar | PHC |  | ADULT WEIGHING MACHINE | 1 | Ramon surgical | Diamond DX | NA | 3000075815 | NA | 0 | NA | 0 | NA | W
7475 | Gariyaband | Kopra | PHC |  | SPHYGMOMANOMETER (MERCURIAL) | 1 | Namat | NA | 35887 | 3000103650 | 2015-05-01 | 0 | NA | 0 | NA | W
7476 | Gariyaband | Kopra | PHC |  | SPHYGMOMANOMETER (MERCURIAL) | 1 | Supreme surgical | premier | 9813573 | 3000103651 | 2015-05-01 | 0 | NA | 0 | NA | W
7477 | Gariyaband | Kopra | PHC |  | ADULT WEIGHING MACHINE | 1 | Golden star surgical | NA | NA | 3000103652 | 2013-10-01 | 0 | NA | 0 | NA | W
7478 | Gariyaband | Kopra | PHC |  | NEEDLE DESTROYER | 1 | Saratech | 100VA/60va | NA | 3000103653 | 2015-04-01 | 0 | NA | 0 | NA | W
7479 | Gariyaband | Kopra | PHC |  | GLUCOMETER | 1 | Roche | GS | GS-01812158 | 3000103654 | NA | 0 | NA | 0 | NA | W
7480 | Gariyaband | Kopra | PHC |  | ELECTRIC STERILIZER | 1 | Local | NA | NA | 3000103655 | 2015-05-01 | 0 | NA | 0 | NA | W
7481 | Gariyaband | Kopra | PHC |  | REFRIGERATOR | 1 | LG | GL-195NL4 | 205NROB051082 | 3000103657 | NA | 0 | NA | 0 | NA | W
7482 | Gariyaband | Kopra | PHC |  | SPHYGMOMANOMETER (MERCURIAL) | 1 | Supreme surgical | TOP | NA | 3000103656 | 2015-05-01 | 0 | NA | 0 | NA | W
7483 | Gariyaband | Kopra | PHC |  | BABY WEIGHING SCALE | 1 | Ramon surgical | NA | NA | 3000103658 | 2014-05-01 | 0 | NA | 0 | NA | W
7484 | Gariyaband | Kopra | PHC |  | BABY PHOTOTHERAPY UNIT | 1 | Neo care equipment | CFL/OJP/KM/25 | NA | 3000103659 | NA | 0 | NA | 0 | NA | NI
7485 | Gariyaband | Kopra | PHC |  | SUCTION APPARATUS | 1 | Local | NA | NA | 3000103660 | 2014-05-01 | 0 | NA | 0 | NA | W
7486 | Gariyaband | Kopra | PHC |  | INFANT RADIANT WARMER | 1 | Neo care equipment | ss/km/25 | 7 | 3000103661 | NA | 0 | NA | 0 | NA | W
7487 | Gariyaband | Kopra | PHC |  | SPHYGMOMANOMETER (MERCURIAL) | 1 | life line | type-2 | 58212 | 300003662 | 2015-05-01 | 0 | NA | 0 | NA | W
7488 | Gariyaband | Kopra | PHC |  | FOETAL DOPPLER | 1 | Ucomin technology | FD-2000 | FD2D131012652 | 3000103663 | NA | 0 | NA | 0 | NA | W
7489 | Gariyaband | Kopra | PHC |  | Examination light | 1 | Local | NA | NA | 3000103664 | NA | 0 | NA | 0 | NA | W
7490 | Gariyaband | Kopra | PHC |  | Labour OT TABLE | 1 | Local | NA | NA | 3000103666 | NA | 0 | NA | 0 | NA | W
7491 | Gariyaband | Kopra | PHC |  | ADULT WEIGHING MACHINE | 1 | Essae | BS-250 | 25014131704 | 3000103667 | 2015-01-01 | 0 | NA | 0 | NA | W
7492 | Gariyaband | Kopra | PHC |  | CENTRIFUGE MACHINE (6 Tubes) | 1 | Remi | NA | NA | 3000103668 | 2015-01-01 | 0 | NA | 0 | NA | W
7493 | Gariyaband | Kopra | PHC |  | SUCTION APPARATUS | 1 | Anand | NA | NA | 3000103665 | 2015-05-01 | 0 | NA | 0 | NA | NW
7494 | Gariyaband | Kopra | PHC |  | GLUCOMETER | 1 | More pen | BG_02 | 4226214030082030 | 3000103669 | 2014-05-01 | 0 | NA | 0 | NA | NI
7495 | Gariyaband | Kopra | PHC |  | NEBULIZER | 1 | Omran Health care | NE-c802 | 20121053690F | 3000103670 | 2015-05-01 | 0 | NA | 0 | NA | W
7496 | Gariyaband | Kopra | PHC |  | NEBULIZER | 1 | life line | Excel | NA | 3000103671 | NA | 0 | NA | 0 | NA | W
7497 | Gariyaband | Kopra | PHC |  | SPHYGMOMANOMETER (MERCURIAL) | 1 | Supreme surgical | TOP | NA | 3000103672 | NA | 0 | NA | 0 | NA | NI
7498 | Gariyaband | Kopra | PHC |  | SPHYGMOMANOMETER (MERCURIAL) | 1 | Supreme surgical | TOP | NA | 3000103673 | NA | 0 | NA | 0 | NA | NI
7499 | Gariyaband | Kondkera | PHC |  | SPHYGMOMANOMETER (DIGITAL) | 1 | Nu life Global medical | Nu tech BP-09 | NA | 3000103674 | 2007-05-01 | 0 | NA | 0 | NA | W
7500 | Gariyaband | Kondkera | PHC |  | SPHYGMOMANOMETER (MERCURIAL) | 1 | Diamond | Deluxe | 56357 | 3000103675 | 2007-05-01 | 0 | NA | 0 | NA | W
7501 | Gariyaband | Kondkera | PHC |  | NEBULIZER | 1 | DR.morepen | Slim neb | NGM47417 | 3000103676 | NA | 0 | NA | 0 | NA | W
7502 | Gariyaband | Kondkera | PHC |  | INFANT RADIANT WARMER | 1 | S.S. techno med pvt | Tiana NW | NA | 3000103677 | 2015-06-01 | 0 | NA | 0 | NA | W
7503 | Gariyaband | Kondkera | PHC |  | OXYGEN CONCENTRATOR | 1 | NA | OC2 plus | 2009051255 | 3000103678 | NA | 0 | NA | 0 | NA | W
7504 | Gariyaband | Kondkera | PHC |  | BABY WEIGHING SCALE | 1 | Ramon surgical | Crown | NA | 3000103679 | 2013-10-01 | 0 | NA | 0 | NA | W
7505 | Gariyaband | Kondkera | PHC |  | FOETAL DOPPLER | 1 | Meha | ready dopp mark-2 | NA | 3000103680 | NA | 0 | NA | 0 | NA | W
7506 | Gariyaband | Kondkera | PHC |  | BABY WEIGHING SCALE | 1 | Essae | BS-250 | 25014131696 | 3000103681 | 2013-03-01 | 0 | NA | 0 | NA | W
7507 | Gariyaband | Kondkera | PHC |  | ELECTRIC STERILIZER | 1 | Local | NA | NA | 3000103682 | 2012-05-01 | 0 | NA | 0 | NA | NI
7508 | Gariyaband | Kondkera | PHC |  | SPHYGMOMANOMETER (MERCURIAL) | 1 | Supreme surgical | TOP | NA | 3000103683 | 2012-05-01 | 0 | NA | 0 | NA | NI
7509 | Gariyaband | Kondkera | PHC |  | SPHYGMOMANOMETER (MERCURIAL) | 1 | Supreme surgical | Top | NA | 3000103684 | 2012-05-01 | 0 | NA | 0 | NA | W
7510 | Gariyaband | Kondkera | PHC |  | AUTOCLAVE | 1 | NA | TOP | NA | 3000103685 | 2012-06-01 | 0 | NA | 0 | NA | W
7511 | Gariyaband | Kondkera | PHC |  | GLUCOMETER | 1 | Life Scan | TOP | one touch | 3000103687 | NA | 0 | NA | 0 | NA | W
7512 | Gariyaband | Kondkera | PHC |  | ELECTRIC STERILIZER | 1 | Local | TOP | N | 3000103686 | 2008-07-01 | 0 | NA | 0 | NA | W
7513 | Gariyaband | Mandeli | PHC |  | SPHYGMOMANOMETER (MERCURIAL) | 1 | Diamond | Deluxe | 66256 | 3000103578 | 2014-12-01 | 0 | NA | 0 | NA | W
7514 | Gariyaband | Mandeli | PHC |  | ADULT WEIGHING MACHINE | 1 | NA | NA | NA | 3000103578 | NA | 0 | NA | 0 | NA | W
7515 | Gariyaband | Mandeli | PHC |  | MICROSCOPE (BINOCULAR) | 1 | Olympus | MLX Series | NA | 3000103579 | NA | 0 | NA | 0 | NA | W
7516 | Gariyaband | Mandeli | PHC |  | GLUCOMETER | 1 | DR.morepen | NA | NA | 3000103580 | 2014-03-01 | 0 | NA | 0 | NA | W
7517 | Gariyaband | Mandeli | PHC |  | ELECTRIC STERILIZER | 1 | Local | NA | NA | 3000103581 | 2015-05-01 | 0 | NA | 0 | NA | W
7518 | Gariyaband | Mandeli | PHC |  | AUTOCLAVE | 1 | local | NA | NA | 3000103583 | 2015-05-01 | 0 | NA | 0 | NA | W
7519 | Gariyaband | Mandeli | PHC |  | SUCTION APPARATUS | 1 | Shiva | NA | NA | 3000103584 | 2014-12-01 | 0 | NA | 0 | NA | W
7520 | Gariyaband | Mandeli | PHC |  | SPHYGMOMANOMETER (MERCURIAL) | 1 | Supreme surgical | FCFDT-106 | NA | 3000103585 | NA | 0 | NA | 0 | NA | W
7521 | Gariyaband | Mandeli | PHC |  | FOETAL DOPPLER | 1 | Easy care | NA | NA | 3000103586 | NA | 0 | NA | 0 | NA | W
7522 | Gariyaband | Mandeli | PHC |  | ELECTRIC STERILIZER | 1 | local | NA | NA | 3000103587 | NA | 0 | NA | 0 | NA | W
7523 | Gariyaband | Mandeli | PHC |  | SpSHADOWLESS OT LIGHT | 1 | Local | NA | NA | 3000103588 | NA | 0 | NA | 0 | NA | NI
7524 | Gariyaband | Mandeli | PHC |  | BABY WEIGHING SCALE | 1 | Ramon surgical | NA | NA | 3000103589 | 2015-01-01 | 0 | NA | 0 | NA | W
7525 | Gariyaband | Mandeli | PHC |  | ADULT WEIGHING MACHINE | 1 | NA | Crown | NA | 3000103590 | NA | 0 | NA | 0 | NA | W
7526 | Gariyaband | Mandeli | PHC |  | INFANT RADIANT WARMER | 1 | India medico | NA | NA | 3000103591 | 2015-05-01 | 0 | NA | 0 | NA | NI
7527 | Gariyaband | Mandeli | PHC |  | REFRIGERATOR | 1 | LG | NA | NA | 3000103592 | NA | 0 | NA | 0 | NA | W
7528 | Gariyaband | Mandeli | PHC |  | SPHYGMOMANOMETER (MERCURIAL) | 1 | Supreme surgical | Top | NA | 3000103593 | 2015-01-01 | 0 | NA | 0 | NA | W
7529 | Gariyaband | Mandeli | PHC |  | SPHYGMOMANOMETER (MERCURIAL) | 1 | Supreme surgical | premier | 98132165 | 3000103594 | 2015-05-01 | 0 | NA | 0 | NA | W
7530 | Gariyaband | Mandeli | PHC |  | SPHYGMOMANOMETER (MERCURIAL) | 1 | Supreme surgical | premier | 98132155 | 3000103595 | 2015-05-01 | 0 | NA | 0 | NA | W
7531 | Gariyaband | Mandeli | PHC |  | SPHYGMOMANOMETER (MERCURIAL) | 1 | Supreme surgical | premier | 98134542 | 3000103596 | 2015-05-01 | 0 | NA | 0 | NA | W
7532 | Gariyaband | Mandeli | PHC |  | NEBULIZER | 1 | Omran Health care | NEC-25 | 801222 | 3000103597 | NA | 0 | NA | 0 | NA | W
7533 | Gariyaband | Mandeli | PHC |  | BABY WEIGHING SCALE | 1 | Ramon surgical | NA | NA | 3000103598 | NA | 0 | NA | 0 | NA | W
7534 | Gariyaband | Mandeli | PHC |  | NEEDLE DESTROYER | 1 | Saratech | Crown | NA | 3000103599 | NA | 0 | NA | 0 | NA | W
7535 | Gariyaband | Urmal | PHC |  | NEEDLE DESTROYER | 1 | MICRISIL |  |  | 3000103500 | NA | 0 | NA | 0 | NA | W
7536 | Gariyaband | Urmal | PHC |  | ELECTRIC STERILIZER | 1 |  |  |  | 3000103499 | NA | 0 | NA | 0 | NA | W
7537 | Gariyaband | Urmal | PHC |  | AUTOCLAVE | 1 |  |  |  | 3000103498 | NA | 0 | NA | 0 | NA | W
7538 | Gariyaband | Urmal | PHC |  | CENTRIFUGE MACHINE (4 Tubes) | 1 |  |  |  | 3000103497 | NA | 0 | NA | 0 | NA | W
7539 | Gariyaband | Urmal | PHC |  | GLUCOMETER | 1 | Roche | GU | GUD4391487 | 3000103496 | NA | 0 | NA | 0 | NA | W
7540 | Gariyaband | Urmal | PHC |  | ELECTRIC STERILIZER | 1 |  |  |  | 3000103495 | NA | 0 | NA | 0 | NA | W
7541 | Gariyaband | Urmal | PHC |  | BABY WEIGHING SCALE | 1 | ESSAE | BS-250 | 25014131685 | 3000103494 | NA | 0 | NA | 0 | NA | W
7542 | Gariyaband | Urmal | PHC |  | ELECTRIC STERILIZER | 1 |  |  |  | 3000103493 | NA | 0 | NA | 0 | NA | W
7543 | Gariyaband | Urmal | PHC |  | FOETAL DOPPLER | 1 | Bio Plus |  |  | 3000103492 | NA | 0 | NA | 0 | NA | W
7544 | Gariyaband | Urmal | PHC |  | SPHYGMOMANOMETER (MERCURIAL) | 1 | Supreme Surgico | GOLD | 98135658 | 3000103491 | NA | 0 | NA | 0 | NA | W
7545 | Gariyaband | Urmal | PHC |  | SPHYGMOMANOMETER (DIGITAL) | 1 | OMRON | HEM-7112 | 20120609223VG | 3000103490 | NA | 0 | NA | 0 | NA | W
7546 | Gariyaband | Urmal | PHC |  | SPHYGMOMANOMETER (DIGITAL) | 1 | OMRON | HEM-7113 | 20120609223VG | 300103489 | NA | 0 | NA | 0 | NA | W
7547 | Gariyaband | Urmal | PHC |  | ADULT WEIGHING MACHINE | 1 |  |  |  | 3000103488 | NA | 0 | NA | 0 | NA | W
7548 | Gariyaband | Kochway | PHC |  | SPHYGMOMANOMETER (MERCURIAL) | 1 | DIAMOND | Regular |  | 3000075770 | NA | 0 | NA | 0 | NA | W
7549 | Gariyaband | Kochway | PHC |  | SPHYGMOMANOMETER (MERCURIAL) | 1 | DIAMOND | Top |  | 3000075771 | NA | 0 | NA | 0 | NA | W
7550 | Gariyaband | Kochway | PHC |  | NEEDLE DESTROYER | 1 | SARA-TECH | S1R |  | 3000075772 | NA | 0 | NA | 0 | NA | W
7551 | Gariyaband | Kochway | PHC |  | ADULT WEIGHING MACHINE | 1 | Ddouble Beli Ram & Sons |  |  | 3000075773 | NA | 0 | NA | 0 | NA | W
7552 | Gariyaband | Kochway | PHC |  | NEBULIZER | 1 | Pioneer Surgical Products | Medimist Co | 1412919 | 3000075774 | NA | 0 | NA | 0 | NA | W
7553 | Gariyaband | Kochway | PHC |  | ADULT WEIGHING MACHINE | 1 | Doctor Beli Ram & Sons | Salter ela. Personal wt. Scale |  | 3000075775 | NA | 0 | NA | 0 | NA | W
7554 | Gariyaband | Kochway | PHC |  | BABY WEIGHING SCALE | 1 |  | Crown |  | 3000075776 | NA | 0 | NA | 0 | NA | W
7555 | Gariyaband | Kochway | PHC |  | SUCTION APPARATUS | 1 |  |  |  | 3000075777 | NA | 0 | NA | 0 | NA | W
7556 | Gariyaband | Kochway | PHC |  | FOETAL DOPPLER | 1 |  | ECFOT-106 |  | 3000075778 | NA | 0 | NA | 0 | NA | W
7557 | Gariyaband | Kochway | PHC |  | GLUCOMETER | 1 | ACON Lab | On call plus |  | 3000075779 | NA | 0 | NA | 0 | NA | W
7558 | Gariyaband | Kochway | PHC |  | SPHYGMOMANOMETER (MERCURIAL) | 1 |  | TOP |  | 3000075780 | NA | 0 | NA | 0 | NA | W
7559 | Gariyaband | Kochway | PHC |  | ELECTRIC STERILIZER | 1 |  |  |  | 3000075781 | NA | 0 | NA | 0 | NA | W
7560 | Gariyaband | Kochway | PHC |  | ELECTRIC STERILIZER | 1 |  |  |  | 3000075782 | NA | 0 | NA | 0 | NA | W
7561 | Gariyaband | Kochway | PHC |  | ELECTRIC STERILIZER | 1 |  |  |  | 3000075783 | NA | 0 | NA | 0 | NA | NW
7562 | Gariyaband | Kochway | PHC |  | ELECTRIC STERILIZER | 1 |  |  |  | 3000075784 | NA | 0 | NA | 0 | NA | W
7563 | Gariyaband | Kochway | PHC |  | ELECTRIC STERILIZER | 1 |  |  |  | 3000075785 | NA | 0 | NA | 0 | NA | W
7564 | Gariyaband | Kochway | PHC |  | BABY WEIGHING SCALE | 1 |  |  |  | 3000075786 | NA | 0 | NA | 0 | NA | W
7565 | Gariyaband | Kochway | PHC |  | BABY WEIGHING SCALE | 1 |  |  |  | 3000075787 | NA | 0 | NA | 0 | NA | W
7566 | Gariyaband | Kochway | PHC |  | SPHYGMOMANOMETER (MERCURIAL) | 1 |  |  |  | 3000075788 | NA | 0 | NA | 0 | NA | W
7567 | Gariyaband | Kochway | PHC |  | SPHYGMOMANOMETER (MERCURIAL) | 1 |  |  |  | 3000075789 | NA | 0 | NA | 0 | NA | W
7568 | Gariyaband | Kochway | PHC |  | SPHYGMOMANOMETER (MERCURIAL) | 1 |  |  |  | 3000075790 | NA | 0 | NA | 0 | NA | W
7569 | Gariyaband | Kochway | PHC |  | SPHYGMOMANOMETER (MERCURIAL) | 1 |  |  |  | 3000075791 | NA | 0 | NA | 0 | NA | W
7570 | Gariyaband | Kochway | PHC |  | SPHYGMOMANOMETER (MERCURIAL) | 1 |  |  |  | 3000075792 | NA | 0 | NA | 0 | NA | W
7571 | Gariyaband | Kochway | PHC |  | SUCTION APPARATUS | 1 |  |  |  | 3000075793 | NA | 0 | NA | 0 | NA | W
7572 | Gariyaband | Kochway | PHC |  | SUCTION APPARATUS | 1 |  |  |  | 3000075794 | NA | 0 | NA | 0 | NA | W
7573 | Gariyaband | Kochway | PHC |  | BABY WEIGHING SCALE | 1 |  |  |  | 3000075795 | NA | 0 | NA | 0 | NA | NW
7574 | Gariyaband | Kochway | PHC |  | SPHYGMOMANOMETER (MERCURIAL) | 1 | Supreme Surgico |  | 98135663 | 3000075796 | NA | 0 | NA | 0 | NA | W
7575 | Gariyaband | Kochway | PHC |  | AUTOCLAVE | 1 |  |  |  | 3000075798 | NA | 0 | NA | 0 | NA | W
7576 | Gariyaband | Kochway | PHC |  | FOETAL DOPPLER | 1 | Vwnin Tech Ltd. | FD-2000 | FD2D150403964 | 3000075799 | NA | 0 | NA | 0 | NA | W
7577 | Gariyaband | Kochway | PHC |  | ADULT WEIGHING MACHINE | 1 |  |  |  | 3000075797 | NA | 0 | NA | 0 | NA | W
7578 | Gariyaband | Kosmi | PHC |  | ELECTRIC STERILIZER | 1 | NA | NA | NA | 3000075756 | NA | 0 | NA | 0 | NA | W
7579 | Gariyaband | Kosmi | PHC |  | AUTOCLAVE | 1 | NA | NA | NA | 3000075757 | NA | 0 | NA | 0 | NA | W
7580 | Gariyaband | Kosmi | PHC |  | BABY WEIGHING SCALE | 1 | NA | CROWN | NA | 3000075758 | NA | 0 | NA | 0 | NA | W
7581 | Gariyaband | Kosmi | PHC |  | SPHYGMOMANOMETER (MERCURIAL) | 1 | NA | Premier | NA | 3000075759 | NA | 0 | NA | 0 | NA | NW
7582 | Gariyaband | Kosmi | PHC |  | SPHYGMOMANOMETER (MERCURIAL) | 1 | NA | NA | NA | 3000075760 | NA | 0 | NA | 0 | NA | NW
7583 | Gariyaband | Kosmi | PHC |  | SPHYGMOMANOMETER (MERCURIAL) | 1 | Supreme Surgico |  | 9813451 | 3000075761 | NA | 0 | NA | 0 | NA | W
7584 | Gariyaband | Kosmi | PHC |  | SPHYGMOMANOMETER (MERCURIAL) | 1 | Supreme Surgico | Premier | 98132169 | 3000075762 | NA | 0 | NA | 0 | NA | W
7585 | Gariyaband | Kosmi | PHC |  | ELECTRIC STERILIZER | 1 |  |  |  | 3000075763 | NA | 0 | NA | 0 | NA | NW
7586 | Gariyaband | Kosmi | PHC |  | ELECTRIC STERILIZER | 1 |  |  |  | 3000075764 | NA | 0 | NA | 0 | NA | NW
7587 | Gariyaband | Kosmi | PHC |  | ELECTRIC STERILIZER | 1 |  |  |  | 3000075765 | NA | 0 | NA | 0 | NA | NW
7588 | Gariyaband | Kosmi | PHC |  | ELECTRIC STERILIZER | 1 |  |  |  | 3000075766 | NA | 0 | NA | 0 | NA | NW
7589 | Gariyaband | Kosmi | PHC |  | ELECTRIC STERILIZER | 1 |  |  |  | 3000075767 | NA | 0 | NA | 0 | NA | W
7590 | Gariyaband | Kosmi | PHC |  | NEEDLE DESTROYER | 1 | MICRO-SIL | ND 360 | 4497/03 | 3000075768 | NA | 0 | NA | 0 | NA | W
7591 | Gariyaband | Kosmi | PHC |  | ADULT WEIGHING MACHINE | 1 | Bhaseen Health Product |  |  | 3000075769 | 2015-03-01 | 0 | NA | 0 | NA | W
7592 | Gariyaband | Jhargaon | PHC |  | SPHYGMOMANOMETER (MERCURIAL) | 1 |  | TOP |  | 3000103487 | NA | 0 | NA | 0 | NA | W
7593 | Gariyaband | Jhargaon | PHC |  | NEEDLE DESTROYER | 1 | MICROSIL | ND 360 | 11002/03 | 3000103486 | NA | 0 | NA | 0 | NA | W
7594 | Gariyaband | Jhargaon | PHC |  | SUCTION APPARATUS | 1 |  |  |  | 3000103485 | NA | 0 | NA | 0 | NA | W
7595 | Gariyaband | Jhargaon | PHC |  | ELECTRIC STERILIZER | 1 |  |  |  | 3000103484 | NA | 0 | NA | 0 | NA | W
7596 | Gariyaband | Jhargaon | PHC |  | BABY WEIGHING SCALE | 1 | ESSAE | BS-250 | 25014131692 | 3000103483 | NA | 0 | NA | 0 | NA | W
7597 | Gariyaband | Jhargaon | PHC |  | SPHYGMOMANOMETER (MERCURIAL) | 1 | Supreme Surgico | Top |  | 3000103482 | NA | 0 | NA | 0 | NA | W
7598 | Gariyaband | Jhargaon | PHC |  | ADULT WEIGHING MACHINE | 1 |  |  |  | 3000103481 | NA | 0 | NA | 0 | NA | NW
7599 | Gariyaband | Piperchedi | PHC |  | SPHYGMOMANOMETER (MERCURIAL) | 1 | Supreme Surgico | Premium | 98132195 | 3000075800 | NA | 0 | NA | 0 | NA | W
7600 | Gariyaband | Piperchedi | PHC |  | NEEDLE DESTROYER | 1 | Saratech |  |  | 3000075801 | NA | 0 | NA | 0 | NA | W
7601 | Gariyaband | Piperchedi | PHC |  | NEBULIZER | 1 | Pioneer Surgical Products | Medimist Co |  | 3000075802 | NA | 0 | NA | 0 | NA | W
7602 | Gariyaband | Piperchedi | PHC |  | ADULT WEIGHING MACHINE | 1 |  |  |  | 3000075803 | NA | 0 | NA | 0 | NA | W
7603 | Gariyaband | Piperchedi | PHC |  | ELECTRIC STERILIZER | 1 |  |  |  | 3000075804 | NA | 0 | NA | 0 | NA | W
7604 | Gariyaband | Piperchedi | PHC |  | SPHYGMOMANOMETER (MERCURIAL) | 1 | Supreme Surgico | Premier | 98134101 | 3000075805 | NA | 0 | NA | 0 | NA | NW
7605 | Gariyaband | Piperchedi | PHC |  | BABY WEIGHING SCALE | 1 |  |  |  | 3000075806 | NA | 0 | NA | 0 | NA | NW
7606 | Gariyaband | Piperchedi | PHC |  | FOETAL DOPPLER | 1 | Hemodiaz Litescioroce | HD Sonoline | FE1401300032 | 3000075807 | NA | 0 | NA | 0 | NA | W
7607 | Gariyaband | Piperchedi | PHC |  | SPHYGMOMANOMETER (MERCURIAL) | 1 | Medi Care Surgico |  |  | 3000075809 | NA | 0 | NA | 0 | NA | W
7608 | Gariyaband | Piperchedi | PHC |  | GLUCOMETER | 1 | Life Care ine | One Touch | SARD7K 3 | 3000075808 | NA | 0 | NA | 0 | NA | W
7609 | Gariyaband | Mainpur | CHC |  | NEEDLE DESTROYER | 1 | MICROSIL | ND360 | 9754 | 3000076000 | NA | 0 | NA | 0 | NA | W
7610 | Gariyaband | Mainpur | CHC |  | SPHYGMOMANOMETER (MERCURIAL) | 1 |  | Top |  | 3000075999 | NA | 0 | NA | 0 | NA | W
7611 | Gariyaband | Mainpur | CHC |  | NEBULIZER | 1 | OMRON Dalian | NE-C802 | 2012210153624F | 3000075998 | NA | 0 | NA | 0 | NA | NW
7612 | Gariyaband | Mainpur | CHC |  | BABY WEIGHING SCALE | 1 | Nisaki |  |  | 3000075997 | NA | 0 | NA | 0 | NA | W
7613 | Gariyaband | Mainpur | CHC |  | SUCTION APPARATUS | 1 |  |  |  | 3000075996 | NA | 0 | NA | 0 | NA | W
7614 | Gariyaband | Mainpur | CHC |  | BABY WEIGHING SCALE | 1 | Raman Surgical | Crown |  | 3000075995 | NA | 0 | NA | 0 | NA | NW
7615 | Gariyaband | Mainpur | CHC |  | NEEDLE DESTROYER | 1 | MICROSIL | ND 360 | 10998/03 | 3000075994 | NA | 0 | NA | 0 | NA | W
7616 | Gariyaband | Mainpur | CHC |  | SPHYGMOMANOMETER (MERCURIAL) | 1 |  | TOP |  | 3000075993 | NA | 0 | NA | 0 | NA | W
7617 | Gariyaband | Mainpur | CHC |  | REFRIGERATOR | 1 | Whirlpool | 70270 | INCIS 0719878 | 3000075992 | 2015 | 1 | NA | 0 | NA | W
7618 | Gariyaband | Mainpur | CHC |  | ELECTRIC STERILIZER | 1 |  |  |  | 3000075991 | NA | 0 | NA | 0 | NA | W
7619 | Gariyaband | Mainpur | CHC |  | NEBULIZER | 1 | Pioneer Surgical | Medimist Co | 1412918 | 3000075990 | NA | 0 | NA | 0 | NA | W
7620 | Gariyaband | Mainpur | CHC |  | FOETAL DOPPLER | 1 | Vcomin Tech. Ltd. | FD-200D | FD2D150403971 | 3000075968 | NA | 0 | NA | 0 | NA | W
7621 | Gariyaband | Mainpur | CHC |  | SUCTION APPARATUS | 1 |  |  |  | 3000075989 | NA | 0 | NA | 0 | NA | W
7622 | Gariyaband | Mainpur | CHC |  | MICROSCOPE (BINOCULAR) | 1 | Magnus | NLX13 | 518657 | 3000075988 | NA | 0 | NA | 0 | NA | W
7623 | Gariyaband | Mainpur | CHC |  | NEEDLE DESTROYER | 1 | MICROSIL | ND 360 | 9766/03 | 3000075987 | NA | 0 | NA | 0 | NA | W
7624 | Gariyaband | Mainpur | CHC |  | GLUCOMETER | 1 | Mannheim | Accucheck | 55308372172 | 3000075986 | NA | 0 | NA | 0 | NA | W
7625 | Gariyaband | Mainpur | CHC |  | ADULT WEIGHING MACHINE | 1 | Raman Surgical | CROWN |  | 3000075985 | NA | 0 | NA | 0 | NA | W
7626 | Gariyaband | Mainpur | CHC |  | REFRIGERATOR | 1 | SAMSUNG | Froshtech |  | 3000075984 | NA | 0 | NA | 0 | NA | W
7627 | Gariyaband | Mainpur | CHC |  | CENTRIFUGE MACHINE (6 Tubes) | 1 |  | Cos Lab |  | 3000075983 | NA | 0 | NA | 0 | NA | W
7628 | Gariyaband | Mainpur | CHC |  | MICROSCOPE (BINOCULAR) | 1 | Olympus | MLX |  | 3000075982 | NA | 0 | NA | 0 | NA | NW
7629 | Gariyaband | Mainpur | CHC |  | MICROSCOPE (BINOCULAR) | 1 | Olympus |  |  | 3000075981 | NA | 0 | NA | 0 | NA | NW
7630 | Gariyaband | Mainpur | CHC |  | X-RAY MACHINE | 1 | Siemehs | 5365 | 12338524 | 3000075980 | 1999 | 0 | NA | 0 | NA | W
7631 | Gariyaband | Mainpur | CHC |  | Film Illuminator | 1 |  |  |  | 3000075979 | NA | 0 | NA | 0 | NA | NW
7632 | Gariyaband | Mainpur | CHC |  | FOETAL DOPPLER | 1 |  | MCP |  | 3000075978 | NA | 0 | NA | 0 | NA | W
7633 | Gariyaband | Mainpur | CHC |  | FOETAL DOPPLER | 1 |  |  |  | 3000075977 | NA | 0 | NA | 0 | NA | W
7634 | Gariyaband | Mainpur | CHC |  | FOETAL DOPPLER | 1 |  |  |  | 3000075976 | NA | 0 | NA | 0 | NA | W
7635 | Gariyaband | Mainpur | CHC |  | SPHYGMOMANOMETER (MERCURIAL) | 1 |  |  |  | 3000075974 | NA | 0 | NA | 0 | NA | W
7636 | Gariyaband | Mainpur | CHC |  | BABY WEIGHING SCALE | 1 | Raman Surgical | CROWN |  | 3000075973 | NA | 0 | NA | 0 | NA | NI
7637 | Gariyaband | Mainpur | CHC |  | BABY WEIGHING SCALE | 1 | Raman Surgical | CROWN |  | 3000075972 | NA | 0 | NA | 0 | NA | NI
7638 | Gariyaband | Mainpur | CHC |  | BABY WEIGHING SCALE | 1 | Raman Surgical | CROWN |  | 3000075971 | NA | 0 | NA | 0 | NA | NW
7639 | Gariyaband | Mainpur | CHC |  | SUCTION APPARATUS | 1 | Santusthi |  |  | 3000075970 | NA | 0 | NA | 0 | NA | W
7640 | Gariyaband | Mainpur | CHC |  | AUTOCLAVE | 1 |  |  |  | 3000075969 | NA | 0 | NA | 0 | NA | NW
7641 | Gariyaband | Mainpur | CHC |  | Air ELECTRIC STERILIZER Machine | 1 |  |  |  | 3000075967 | NA | 0 | NA | 0 | NA | W
7642 | Gariyaband | Mainpur | CHC |  | OT TABLE (Hydraulic) | 1 |  |  |  | 3000075966 | NA | 0 | NA | 0 | NA | W
7643 | Gariyaband | Mainpur | CHC |  | INFANT RADIANT WARMER | 1 |  |  |  | 3000075965 | NA | 0 | NA | 0 | NA | NI
7644 | Gariyaband | Mainpur | CHC |  | SUCTION APPARATUS | 1 |  |  |  | 3000075964 | NA | 0 | NA | 0 | NA | NI
7645 | Gariyaband | Mainpur | CHC |  | SUCTION APPARATUS | 1 |  |  |  | 3000075963 | NA | 0 | NA | 0 | NA | NI
7646 | Gariyaband | Mainpur | CHC |  | SUCTION APPARATUS | 1 |  |  |  | 3000075962 | NA | 0 | NA | 0 | NA | NI
7647 | Gariyaband | Mainpur | CHC |  | SUCTION APPARATUS | 1 |  |  |  | 3000075961 | NA | 0 | NA | 0 | NA | NI
7648 | Gariyaband | Mainpur | CHC |  | SUCTION APPARATUS | 1 |  |  |  | 3000075960 | NA | 0 | NA | 0 | NA | NI
7649 | Gariyaband | Mainpur | CHC |  | ELECTRIC STERILIZER | 1 |  |  |  | 3000075959 | NA | 0 | NA | 0 | NA | NI
7650 | Gariyaband | Mainpur | CHC |  | AUTOCLAVE | 1 |  |  |  | 3000075958 | NA | 0 | NA | 0 | NA | NI
7651 | Gariyaband | Mainpur | CHC |  | FUMIGATION MACHINE | 1 |  |  |  | 3000075957 | NA | 0 | NA | 0 | NA | NI
7652 | Gariyaband | Mainpur | CHC |  | AUTOCLAVE | 1 |  |  |  | 3000075956 | NA | 0 | NA | 0 | NA | NI
7653 | Gariyaband | Mainpur | CHC |  | ELECTRIC STERILIZER | 1 |  |  |  | 3000075954 | NA | 0 | NA | 0 | NA | NI
7654 | Gariyaband | Mainpur | CHC |  | ELECTRIC STERILIZER | 1 |  |  |  | 3000075953 | NA | 0 | NA | 0 | NA | NI
7655 | Gariyaband | Mainpur | CHC |  | ELECTRIC STERILIZER | 1 |  |  |  | 3000075952 | NA | 0 | NA | 0 | NA | NI
7656 | Gariyaband | Mainpur | CHC |  | ELECTRIC STERILIZER | 1 |  |  |  | 3000075951 | NA | 0 | NA | 0 | NA | NI
7657 | Gariyaband | Mainpur | CHC |  | ELECTRIC STERILIZER | 1 |  |  |  | 3000075950 | NA | 0 | NA | 0 | NA | NI
7658 | Gariyaband | Mainpur | CHC |  | ELECTRIC STERILIZER | 1 |  |  |  | 3000075949 | NA | 0 | NA | 0 | NA | NI
7659 | Gariyaband | Mainpur | CHC |  | ELECTRIC STERILIZER | 1 |  |  |  | 3000075948 | NA | 0 | NA | 0 | NA | NI
7660 | Gariyaband | Mainpur | CHC |  | ELECTRIC STERILIZER | 1 |  |  |  | 3000075947 | NA | 0 | NA | 0 | NA | NI
7661 | Gariyaband | Mainpur | CHC |  | MULTIPARA PATIENT MONITOR | 1 | Larser and Toubro | Maestro | EO670174 | 3000075830 | NA | 0 | NA | 0 | NA | NW
7662 | Gariyaband | Deobhog | CHC | Dental Dept. | DENTAL CHAIR | 1 | Aicars | voya E |  | 3000103454 |  | 0 | NA | 0 | NA | W
7663 | Gariyaband | Deobhog | CHC | RADIOLOGY Dept. | X-RAY MACHINE 90 mA | 1 | ALLENGES | Mars30kwma2k3-ib | 2k14120090-bxihf | 3000103455 | 2015 | 0 | NA | 0 | NA | NI
7664 | Gariyaband | Deobhog | CHC | OPD | SPHYGMOMANOMETER (MERCURIAL) | 1 | Supreom Surgico | Premier | 98132181 | 3000103456 |  | 0 | NA | 0 | NA | NI
7665 | Gariyaband | Deobhog | CHC | Store Room | AUTOCLAVE | 1 |  |  |  | 3000103457 | NA | 0 | NA | 0 | NA | NI
7666 | Gariyaband | Deobhog | CHC | Store Room | ELECTRO PHORESIS MACHINE | 1 | Systronics |  | 1502 | 3000103458 | NA | 0 | NA | 0 | NA | NW
7667 | Gariyaband | Deobhog | CHC | Store Room | SUCTION APPARATUS | 1 |  |  |  | 3000103459 | NA | 0 | NA | 0 | NA | NW
7668 | Gariyaband | Deobhog | CHC | Store Room | SPHYGMOMANOMETER (MERCURIAL) | 1 | Supreom Surgico |  | 98135843 | 3000103461 | NA | 0 | NA | 0 | NA | NW
7669 | Gariyaband | Deobhog | CHC | Store Room | SPHYGMOMANOMETER (MERCURIAL) | 1 |  | REGULAR | 98135616 | 3000103460 |  | 0 | NA | 0 | NA | NW
7670 | Gariyaband | Deobhog | CHC | Store Room | FOETAL DOPPLER | 1 | VCOMIN TEC. | FD-200D | FD2D150403974 | 3000103462 |  | 0 | NA | 0 | NA | NI
7671 | Gariyaband | Deobhog | CHC | Store Room | FOETAL DOPPLER | 1 | VCOMIN TEC. | FD-200D | FD2d150403925 | 3000103463 |  | 0 | NA | 0 | NA | NI
7672 | Gariyaband | Deobhog | CHC | Store Room | NEBULIZER | 1 | Pioneer Surgicals | Medi Mist al | 1412924 | 3000103464 |  | 0 | NA | 0 | NA | NI
7673 | Gariyaband | Deobhog | CHC | Store Room | NEBULIZER | 1 | Pioneer Surgicals | Medi Mist al | 1412923 | 3000103465 |  | 0 | NA | 0 | NA | NI
7674 | Gariyaband | Deobhog | CHC | OPD | SPHYGMOMANOMETER (MERCURIAL) | 1 | Supreom Surgico | Asholea Max | 9813450 | 3000103466 | NA | 0 | NA | 0 | NA | W
7675 | Gariyaband | Deobhog | CHC | OPD | ADULT WEIGHING MACHINE | 1 | Health Seal |  |  | 3000103467 | NA | 0 | NA | 0 | NA | W
7676 | Gariyaband | Deobhog | CHC | OPD | NEBULIZER | 1 | Prolife |  |  | 3000103468 | NA | 0 | NA | 0 | NA | NW
7677 | Gariyaband | Deobhog | CHC | Pathology Lab. | MICROSCOPE (BINOCULAR) | 1 | RADICAL | RHM-43 |  | 3000103469 |  | 0 | NA | 0 | NA | W
7678 | Gariyaband | Deobhog | CHC | Pathology Lab. | MICROSCOPE (BINOCULAR) | 1 | Labex K K | VISION |  | 3000103470 |  | 0 | NA | 0 | NA | W
7679 | Gariyaband | Deobhog | CHC | Pathology Lab. | MICROSCOPE (BINOCULAR) | 1 | Labex K K |  |  | 3000103471 |  | 0 | NA | 0 | NA | W
7680 | Gariyaband | Deobhog | CHC | Pathology Lab. | CENTRIFUGE MACHINE | 1 |  |  |  | 3000103472 | NA | 0 | NA | 0 | NA | W
7681 | Gariyaband | Deobhog | CHC | Pathology Lab. | NEEDLE DESTROYER | 1 | MCP |  |  | 3000103473 | NA | 0 | NA | 0 | NA | NW
7682 | Gariyaband | Deobhog | CHC | Pathology Lab. | GLUCOMETER | 1 | Rochi dig | Accu check | 55308372171 | 3000103474 | NA | 0 | NA | 0 | NA | W
7683 | Gariyaband | Deobhog | CHC | Pathology Lab. | REFRIGERATOR | 1 | LG | intecool |  | 3000103475 | NA | 0 | NA | 0 | NA | NW
7684 | Gariyaband | Deobhog | CHC | Pathology Lab. | ADULT WEIGHING MACHINE | 1 | Kohinoor |  |  | 3000103476 | NA | 0 | NA | 0 | NA | W
7685 | Gariyaband | Deobhog | CHC | DELIVERY ROOM | SUCTION APPARATUS | 1 |  |  |  | 3000103477 | NA | 0 | NA | 0 | NA | W
7686 | Gariyaband | Deobhog | CHC | DELIVERY ROOM | BABY WEIGHING SCALE | 1 | Mispihi |  |  | 3000103478 | NA | 0 | NA | 0 | NA | W
7687 | Gariyaband | Deobhog | CHC | DELIVERY ROOM | NEEDLE DESTROYER | 1 | SARATECH | 53 |  | 3000103479 | NA | 0 | NA | 0 | NA | W
7688 | Gariyaband | Deobhog | CHC | DELIVERY ROOM | ELECTRIC STERILIZER | 1 | ATLAS |  | 09F-9620 | 3000103480 | NA | 0 | NA | 0 | NA | W
7689 | Gariyaband | Panduka | PHC |  | SPHYGMOMANOMETER (MERCURIAL) | 1 | Bhasin Sons Pvt. Ltd. | NOVA Pham | 67520 | 3000103633 | NA | 0 | NA | 0 | NA | W
7690 | Gariyaband | Panduka | PHC |  | ADULT WEIGHING MACHINE | 1 | NA | NA | 25590 | 3000103634 | NA | 0 | NA | 0 | NA | W
7691 | Gariyaband | Panduka | PHC |  | SPHYGMOMANOMETER (MERCURIAL) | 1 | Diamond | REGULAR |  | 3000103635 | NA | 0 | NA | 0 | NA | W
7692 | Gariyaband | Panduka | PHC |  | NEEDLE DESTROYER | 1 | SARATECH | SIR 100V |  | 3000103636 | NA | 0 | NA | 0 | NA | W
7693 | Gariyaband | Panduka | PHC |  | NEBULIZER | 1 | MCP | MCNS600B |  | 3000103637 | NA | 0 | NA | 0 | NA | W
7694 | Gariyaband | Panduka | PHC |  | GLUCOMETER | 1 | Dr. Morepen | BG03-Auto | NA | 3000103638 | NA | 0 | NA | 0 | NA | W
7695 | Gariyaband | Panduka | PHC |  | MICROSCOPE (BINOCULAR) | 1 | OLYMPUS | MLX-Seriv | 519739 | 3000103639 | NA | 0 | NA | 0 | NA | W
7696 | Gariyaband | Panduka | PHC |  | SPHYGMOMANOMETER (MERCURIAL) | 1 | Panasonic | Ew3106 | NA | 3000103640 | NA | 0 | NA | 0 | NA | W
7697 | Gariyaband | Panduka | PHC |  | INFANT RADIANT WARMER | 1 | Local | NA | NA | 3000103641 | NA | 0 | NA | 0 | NA | W
7698 | Gariyaband | Panduka | PHC |  | FOETAL DOPPLER | 1 | Bio Rlus | NA | NA | 3000103642 | NA | 0 | NA | 0 | NA | W
7699 | Gariyaband | Panduka | PHC |  | SPHYGMOMANOMETER (MERCURIAL) | 1 |  | NA | NA | 3000103643 | NA | 0 | NA | 0 | NA | W
7700 | Gariyaband | Panduka | PHC |  | ADULT WEIGHING MACHINE | 1 | Local | NA | NA | 3000103644 | NA | 0 | NA | 0 | NA | W
7701 | Gariyaband | Panduka | PHC |  | SHADOWLESS OT LIGHT | 1 | Local | NA | NA | 3000103645 | NA | 0 | NA | 0 | NA | W
7702 | Gariyaband | Panduka | PHC |  | ELECTRIC STERILIZER | 1 | Local | NA | NA | 3000103646 | NA | 0 | NA | 0 | NA | W
7703 | Gariyaband | Panduka | PHC |  | BABY WEIGHING SCALE | 1 | RAMON SURGICAL CO. | CROWN | NA | 3000103647 | NA | 0 | NA | 0 | NA | W
7704 | Gariyaband | Panduka | PHC |  | SUCTION APPARATUS | 1 | SHIVA | NA | NA | 3000103648 | NA | 0 | NA | 0 | NA | W
7705 | Gariyaband | Panduka | PHC |  | AUTOCLAVE | 1 | NA | NA | NA | 3000103649 | NA | 0 | NA | 0 | NA | W
7706 | Gariyaband | Patsiwni | PHC |  | SPHYGMOMANOMETER (MERCURIAL) | 1 | omega | GOLD 2000 | NA | 3000103617 | NA | 0 | NA | 0 | NA | W
7707 | Gariyaband | Patsiwni | PHC |  | ADULT WEIGHING MACHINE | 1 | Dr Belirams | KRUPS | NA | 3000103618 | 2015-10-10 | 0 | NA | 0 | NA | W
7708 | Gariyaband | Patsiwni | PHC |  | ADULT WEIGHING MACHINE | 1 | RAMON SURGICAL CO. | CROWN | NA | 3000103619 | 2015-10-10 | 0 | NA | 0 | NA | W
7709 | Gariyaband | Patsiwni | PHC |  | SPHYGMOMANOMETER (MERCURIAL) | 1 | Supreom Surgico | TOP | NA | 3000103620 | NA | 0 | NA | 0 | NA | W
7710 | Gariyaband | Patsiwni | PHC |  | REFRIGERATOR | 1 | LG | BL-B252UP4y | 404NXC2168866 | 3000103621 | 2014-09-01 | 0 | NA | 0 | NA | W
7711 | Gariyaband | Patsiwni | PHC |  | ELECTRIC STERILIZER | 1 | Local | NA | NA | 3000103622 | NA | 0 | NA | 0 | NA | W
7712 | Gariyaband | Patsiwni | PHC |  | NEEDLE DESTROYER | 1 | SARATECH | NA | NA | 3000103623 | 2014-10-01 | 0 | NA | 0 | NA | W
7713 | Gariyaband | Patsiwni | PHC |  | MICROSCOPE (BINOCULAR) | 1 | OLYMPUS | MLX-Seriv | 2001216 | 3000103624 | NA | 0 | NA | 0 | NA | W
7714 | Gariyaband | Patsiwni | PHC |  | GLUCOMETER | 1 | Rochi dig | ACC-CHEK | 59105058504 | 3000103625 | 2013-11-01 | 0 | NA | 0 | NA | W
7715 | Gariyaband | Patsiwni | PHC |  | SHADOWLESS OT LIGHT | 1 | Local | NA | NA | 3000103626 | NA | 0 | NA | 0 | NA | W
7716 | Gariyaband | Patsiwni | PHC |  | SUCTION APPARATUS | 1 | SHIVA | NA | NA | 3000103627 | 2014-12-01 | 0 | NA | 0 | NA | W
7717 | Gariyaband | Patsiwni | PHC |  | FOETAL DOPPLER | 1 | uconive tech. | FD-200C | FD2C140105373 | 3000103628 | 2013-08-01 | 0 | NA | 0 | NA | W
7718 | Gariyaband | Patsiwni | PHC |  | ELECTRIC STERILIZER | 1 | ATLAS | NA | NA | 3000103629 | 2009-09-01 | 0 | NA | 0 | NA | W
7719 | Gariyaband | Patsiwni | PHC |  | SPHYGMOMANOMETER (MERCURIAL) | 1 | Supreom Surgico | Premier | 98132173 | 3000103630 | 2010-12-01 | 0 | NA | 0 | NA | W
7720 | Gariyaband | Patsiwni | PHC |  | BABY WEIGHING SCALE | 1 | RAMON SURGICAL CO. | CROWN | NA | 3000103631 | 2009-09-01 | 0 | NA | 0 | NA | W
7721 | Gariyaband | Patsiwni | PHC |  | NEEDLE DESTROYER | 1 | HLL | NA | NA | 3000103632 | 2014-10-01 | 0 | NA | 0 | NA | W
7722 | Gariyaband | Khadam | PHC |  | ELECTRIC STERILIZER | 1 | Local | NA | NA | 3000103600 | 2013-12-01 | 0 | NA | 0 | NA | W
7723 | Gariyaband | Khadam | PHC |  | SPHYGMOMANOMETER (MERCURIAL) | 1 | omega | UISION2000 | NA | 3000103601 | 2013-07-01 | 0 | NA | 0 | NA | W
7724 | Gariyaband | Khadam | PHC |  | ADULT WEIGHING MACHINE | 1 | NA | NA | NA | 3000103602 | NA | 0 | NA | 0 | NA | W
7725 | Gariyaband | Khadam | PHC |  | SPHYGMOMANOMETER (MERCURIAL) | 1 | Supreom Surgico | TOP | NA | 3000103603 | 2014-01-01 | 0 | NA | 0 | NA | W
7726 | Gariyaband | Khadam | PHC |  | BABY WEIGHING SCALE | 1 | BROUN |  | NA | 3000103604 | NA | 0 | NA | 0 | NA | W
7727 | Gariyaband | Khadam | PHC |  | FOETAL DOPPLER | 1 | Fasy Care | ECF DT-106 | NA | 3000103605 | 2014-07-01 | 0 | NA | 0 | NA | W
7728 | Gariyaband | Khadam | PHC |  | SUCTION APPARATUS | 1 | SHIVA | NA | NA | 3000103606 | 2014-12-01 | 0 | NA | 0 | NA | W
7729 | Gariyaband | Khadam | PHC |  | SHADOWLESS OT LIGHT | 1 | Local | NA | NA | 3000103607 | 2015-07-01 | 0 | NA | 0 | NA | W
7730 | Gariyaband | Khadam | PHC |  | REFRIGERATOR | 1 | LG | 1950ME4 | 306NRTH109561 | 3000103608 | 2013-07-01 | 0 | NA | 0 | NA | W
7731 | Gariyaband | Khadam | PHC |  | AUTOCLAVE | 1 | Local |  |  | 3000103609 | 2015-05-01 | 0 | NA | 0 | NA | W
7732 | Gariyaband | Khadam | PHC |  | SPHYGMOMANOMETER (MERCURIAL) | 1 | Supreom Surgico | PRIMER | 98134543 | 3000103610 | 2015-05-01 | 0 | NA | 0 | NA | W
7733 | Gariyaband | Khadam | PHC |  | SPHYGMOMANOMETER (MERCURIAL) | 1 | Supreom Surgico | PRIMER | 98134551 | 3000103611 | 2015-05-01 | 0 | NA | 0 | NA | W
7734 | Gariyaband | Khadam | PHC |  | SPHYGMOMANOMETER (MERCURIAL) | 1 | Supreom Surgico | PRIMER | 98134503 | 3000103612 | 2015-05-01 | 0 | NA | 0 | NA | W
7735 | Gariyaband | Khadam | PHC |  | ELECTRIC STERILIZER | 1 | Local | NA | NA | 3000103613 | 2015-05-01 | 0 | NA | 0 | NA | W
7736 | Gariyaband | Khadam | PHC |  | ELECTRIC STERILIZER | 1 | Local | NA | NA | 3000103614 | 2015-05-01 | 0 | NA | 0 | NA | W
7737 | Gariyaband | Khadam | PHC |  | SPHYGMOMANOMETER (MERCURIAL) | 1 | Diamond | REGULAR | 29944 | 3000103615 | 2014-12-01 | 0 | NA | 0 | NA | NW
7738 | Gariyaband | Khadam | PHC |  | GLUCOMETER | 1 | LIFE SCAN | ONE TOUCH | SAFSUF-57 | 3000103616 | 2013-12-01 | 0 | NA | 0 | NA | W
7739 | Gariyaband | Jhakapara | PHC | OPD | ADULT WEIGHING MACHINE | 1 | Local | NA | NA | 3000103347 | 2014-01-01 | 0 | NA | 0 | NA | W
7740 | Gariyaband | Jhakapara | PHC | OPD | GLUCOMETER | 1 | Dr Morepen | BG02 | 422614O30010384 | 3000103348 | 2014-05-01 | 0 | NA | 0 | NA | W
7741 | Gariyaband | Jhakapara | PHC | OPD | NEBULIZER | 1 | NULIFE Global | HandyNEB | NGM489454 | 3000103349 | 2014-03-01 | 0 | NA | 0 | NA | W
7742 | Gariyaband | Jhakapara | PHC | OPD | SPHYGMOMANOMETER (MERCURIAL) | 1 | Supreme Surgico | TOP | NA | 3000103350 | 2014-12-01 | 0 | NA | 0 | NA | W
7743 | Gariyaband | Jhakapara | PHC | OPD | AUTOCLAVE | 1 | local | NA | NA | 3000103351 | NA | 0 | NA | 0 | NA | W
7744 | Gariyaband | Jhakapara | PHC | OPD | ELECTRIC STERILIZER | 1 | Local | NA | NA | 3000103352 | 2014-01-01 | 0 | NA | 0 | NA | W
7745 | Gariyaband | Jhakapara | PHC | OPD | BABY WEIGHING SCALE | 1 | Ramon Surgical | Crown | NA | 3000103353 | 2014-01-01 | 0 | NA | 0 | NA | W
7746 | Gariyaband | Jhakapara | PHC | OPD | BABY WEIGHING SCALE | 1 | Ramon Surgical | Crown | NA | 3000103354 | NA | 0 | NA | 0 | NA | NI
7747 | Gariyaband | Jhakapara | PHC | OPD | REFRIGERATOR | 1 | LG | GL225BA45 | NA | 3000103355 | NA | 0 | NA | 0 | NA | W
7748 | Gariyaband | Jhakapara | PHC | OPD | SPHYGMOMANOMETER (MERCURIAL) | 1 | Supreme Surgico | NA | NA | 3000103357 | 2014-12-01 | 0 | NA | 0 | NA | W
7749 | Gariyaband | Diwanmuda | PHC | OPD | SPHYGMOMANOMETER (MERCURIAL) | 1 | omron | HEM7113-AP | 20140804292vGI | 3000103356 | 22/12/2014 | 0 | NA | 0 | NA | W
7750 | Gariyaband | Diwanmuda | PHC | OPD | SPHYGMOMANOMETER (MERCURIAL) | 1 | Diamond | regular | 21444 | 3000103358 | 2014-01-01 | 0 | NA | 0 | NA | W
7751 | Gariyaband | Diwanmuda | PHC | OPD | MICROSCOPE (BINOCULAR) | 1 | Olympus | CH20jBIME | 13K090 | 3000103359 | 14/8/2015 | 0 | NA | 0 | NA | W
7752 | Gariyaband | Diwanmuda | PHC | OPD | ADULT WEIGHING MACHINE | 1 | Bhaseen health care | suvarna | NA | 3000103360 | NA | 0 | NA | 0 | NA | W
7753 | Gariyaband | Diwanmuda | PHC | OPD | ADULT WEIGHING MACHINE | 1 | prestige | NA | EB6571 | 3000103361 | 20/1/2014 | 0 | NA | 0 | NA | W
7754 | Gariyaband | Diwanmuda | PHC | OPD | BABY WEIGHING SCALE | 1 | Ramon surgical | Crown | NA | 3000103362 | NA | 0 | NA | 0 | NA | W
7755 | Gariyaband | Diwanmuda | PHC | OPD | NEBULIZER | 1 | crown | HE-C802 | 2012101536UF | 3000103363 | 20/1/2014 | 0 | NA | 0 | NA | W
7756 | Gariyaband | Diwanmuda | PHC | OPD | REFRIGERATOR | 1 | LG | 225BAG5 | NA | 3000103364 | NA | 0 | NA | 0 | NA | W
7757 | Gariyaband | Diwanmuda | PHC | OPD | NEEDLE DESTROYER | 1 | saratech | S1R | NA | 3000103365 | 20/1/2008 | 0 | NA | 0 | NA | W
7758 | Gariyaband | Diwanmuda | PHC | OPD | ELECTRIC STERILIZER | 1 | Atlas surgical | NA | 0 9F9551 | 3000103367 | NA | 0 | NA | 0 | NA | W
7759 | Gariyaband | Diwanmuda | PHC | OPD | SPHYGMOMANOMETER (MERCURIAL) | 1 | supreme surgico | Heart care | 981211129 | 3000103366 | 21/2/2014 | 0 | NA | 0 | NA | NW
7760 | Gariyaband | Diwanmuda | PHC | OPD | SPHYGMOMANOMETER (MERCURIAL) | 1 | supreme surgico | TOP | NA | 3000103371 | 22/12/2014 | 0 | NA | 0 | NA | NW
7761 | Gariyaband | Diwanmuda | PHC | OPD | SPHYGMOMANOMETER (MERCURIAL) | 1 | supreme surgico | TOP | NA | 3000103368 | 15/5/2014 | 0 | NA | 0 | NA | NW
7762 | Gariyaband | Diwanmuda | PHC | OPD | GLUCOMETER | 1 | morepen | TOP | 42262140300773600 | 3000103369 | NA | 0 | NA | 0 | NA | W
7763 | Gariyaband | Diwanmuda | PHC | OPD | GLUCOMETER | 1 | roche | GC | GC17443818 | 3000103370 | 25/5/2014 | 0 | NA | 0 | NA | W
7764 | Kabirdham | Rampur | PHC | DELIVERY ROOM | SUCTION APPARATUS | 1 | Shiva | NA | NA | 3000074848 | NA | 0 | NA | 0 | NA | W
7765 | Kabirdham | Rampur | PHC | DELIVERY ROOM | ELECTRIC STERILIZER | 1 | Rexco | NA | NA | 3000074849 | NA | 0 | NA | 0 | NA | W
7766 | Kabirdham | Rampur | PHC | Injection Room | NEBULIZER | 1 | MHS | NA | NA | 3000074850 | NA | 0 | NA | 0 | NA | W
7767 | Kabirdham | Rampur | PHC | Injection Room | ELECTRIC STERILIZER | 1 | Rexco | NA | NA | 3000074851 | NA | 0 | NA | 0 | NA | W
7768 | Kabirdham | Rampur | PHC | Injection Room | NEEDLE DESTROYER | 1 | Saratech | NA | NA | 3000074852 | 2007-02-01 | 0 | NA | 0 | NA | W
7769 | Kabirdham | Rampur | PHC | DELIVERY ROOM | ELECTRIC STERILIZER | 1 | Atlas | NA | NA | 3000074853 | nA | 0 | NA | 0 | NA | W
7770 | Kabirdham | Rampur | PHC | DELIVERY ROOM | CENTRIFUGE MACHINE (6 Tubes) | 1 | Local | NA | NA | 3000074854 | NA | 0 | NA | 0 | NA | W
7771 | Kabirdham | Rampur | PHC | DELIVERY ROOM | CENTRIFUGE MACHINE (4 Tubes) | 1 | Local | NA | NA | 3000074855 | NA | 0 | NA | 0 | NA | W
7772 | Kabirdham | Rampur | PHC | DELIVERY ROOM | AUTOCLAVE | 1 | Local | NA | NA | 3000074856 | NA | 0 | NA | 0 | NA | W
7773 | Kabirdham | Rampur | PHC | DELIVERY ROOM | NEEDLE DESTROYER | 1 | Saratech | S1R | NA | 3000074857 | NA | 0 | NA | 0 | NA | NW
7774 | Kabirdham | Rampur | PHC | Store Room | INFANT RADIANT WARMER | 1 | NA | NA | NA | 3000074858 | NA | 0 | NA | 0 | NA | NW
7775 | Kabirdham | Rampur | PHC | OPD | SPHYGMOMANOMETER (MERCURIAL) | 1 | NA | NA | NA | 3000074859 | 2012-05-01 | 0 | NA | 0 | NA | W
7776 | Kabirdham | Rampur | PHC | OPD | FOETAL DOPPLER | 1 | Hiqua | NA | 4 507690500101 | 3000074860 | NA | 0 | NA | 0 | NA | NW
7777 | Kabirdham | Rampur | PHC | OPD | SPHYGMOMANOMETER (MERCURIAL) | 1 | Smart care | NA | NA | 3000074861 | 2006-10-01 | 0 | NA | 0 | NA | NW
7778 | Kabirdham | Rampur | PHC | OPD | SPHYGMOMANOMETER (MERCURIAL) | 1 | Life line | NA | 86082 | 3000074862 | NA | 0 | NA | 0 | NA | NW
7779 | Kabirdham | Baijapur | PHC | DELIVERY ROOM | SUCTION APPARATUS | 1 | NA | NA | NA | 3000102149 | NA | 0 | NA | 0 | NA | NW
7780 | Kabirdham | Baijapur | PHC | DELIVERY ROOM | BABY WEIGHING SCALE | 1 | NA | NA | NA | 3000102150 | NA | 0 | NA | 0 | NA | W
7781 | Kabirdham | Baijapur | PHC | DELIVERY ROOM | FOETAL DOPPLER | 1 | Pioneer | NA | NA | 3000102151 | NA | 0 | NA | 0 | NA | W
7782 | Kabirdham | Baijapur | PHC | DELIVERY ROOM | NEEDLE DESTROYER | 1 | Microsil | NA | NA | 3000102152 | NA | 0 | NA | 0 | NA | W
7783 | Kabirdham | Baijapur | PHC | Store Room | ELECTRIC STERILIZER | 1 | NA | NA | NA | 3000102153 | NA | 0 | NA | 0 | NA | NW
7784 | Kabirdham | Baijapur | PHC | Store Room | ELECTRIC STERILIZER | 1 | NA | NA | NA | 3000102154 | NA | 0 | NA | 0 | NA | NW
7785 | Kabirdham | Baijapur | PHC | Store Room | ELECTRIC STERILIZER | 1 | NA | NA | NA | 3000102155 | NA | 0 | NA | 0 | NA | NW
7786 | Kabirdham | Baijapur | PHC | Store Room | SPHYGMOMANOMETER (MERCURIAL) | 1 | Ashoka | NA | 98134-524 | 3000102156 | NA | 0 | NA | 0 | NA | W
7787 | Kabirdham | chhirpani | PHC | Store Room | NEEDLE DESTROYER | 1 | NA | NA | NA | 3000102728 | NA | 0 | NA | 0 | NA | W
7788 | Kabirdham | chhirpani | PHC | Store Room | SUCTION APPARATUS | 1 | NA | NA | NA | 3000102730 | NA | 0 | NA | 0 | NA | NW
7789 | Kabirdham | chhirpani | PHC | Store Room | SUCTION APPARATUS | 1 | NA | NA | NA | 3000102731 | NA | 0 | NA | 0 | NA | NW
7790 | Kabirdham | chhirpani | PHC | Store Room | SUCTION APPARATUS | 1 | NA | NA | NA | 3000102732 | NA | 0 | NA | 0 | NA | NW
7791 | Kabirdham | chhirpani | PHC | Store Room | NEBULIZER | 1 | NA | NA | NA | 3000102733 | NA | 0 | NA | 0 | NA | W
7792 | Kabirdham | chhirpani | PHC | DELIVERY ROOM | SPHYGMOMANOMETER (MERCURIAL) | 1 | NA | NA | NA | 3000102704 | NA | 0 | NA | 0 | NA | W
7793 | Kabirdham | chhirpani | PHC | DELIVERY ROOM | ADULT WEIGHING MACHINE | 1 | NA | NA | NA | 3000102705 | NA | 0 | NA | 0 | NA | W
7794 | Kabirdham | chhirpani | PHC | DELIVERY ROOM | AUTOCLAVE | 1 | NA | NA | NA | 3000102706 | NA | 0 | NA | 0 | NA | W
7795 | Kabirdham | chhirpani | PHC | Store Room | ELECTRIC STERILIZER | 1 | NA | NA | NA | 3000102707 | NA | 0 | NA | 0 | NA | W
7796 | Kabirdham | chhirpani | PHC | Store Room | ELECTRIC STERILIZER | 1 | NA | NA | NA | 3000102708 | NA | 0 | NA | 0 | NA | W
7797 | Kabirdham | chhirpani | PHC | Store Room | ELECTRIC STERILIZER | 1 | NA | NA | NA | 3000102709 | NA | 0 | NA | 0 | NA | W
7798 | Kabirdham | chhirpani | PHC | Store Room | AUTOCLAVE | 1 | NA | NA | NA | 3000102710 | NA | 0 | NA | 0 | NA | W
7799 | Kabirdham | chhirpani | PHC | Store Room | AUTOCLAVE | 1 | NA | NA | NA | 3000102711 | NA | 0 | NA | 0 | NA | W
7800 | Kabirdham | chhirpani | PHC | Store Room | AUTOCLAVE | 1 | NA | NA | NA | 3000102712 | NA | 0 | NA | 0 | NA | W
7801 | Kabirdham | chhirpani | PHC | Store Room | AUTOCLAVE | 1 | NA | NA | NA | 3000102713 | NA | 0 | NA | 0 | NA | W
7802 | Kabirdham | chhirpani | PHC | Store Room | AUTOCLAVE | 1 | NA | NA | NA | 3000102714 | NA | 0 | NA | 0 | NA | W
7803 | Kabirdham | chhirpani | PHC | Store Room | AUTOCLAVE | 1 | NA | NA | NA | 3000102715 | NA | 0 | NA | 0 | NA | W
7804 | Kabirdham | chhirpani | PHC | Store Room | AUTOCLAVE | 1 | NA | NA | NA | 3000102716 | NA | 0 | NA | 0 | NA | NW
7805 | Kabirdham | chhirpani | PHC | Store Room | AUTOCLAVE | 1 | NA | NA | NA | 3000102717 | NA | 0 | NA | 0 | NA | NW
7806 | Kabirdham | chhirpani | PHC | Store Room | AUTOCLAVE | 1 | NA | NA | NA | 3000102718 | NA | 0 | NA | 0 | NA | NW
7807 | Kabirdham | chhirpani | PHC | Store Room | AUTOCLAVE | 1 | NA | NA | NA | 3000102719 | NA | 0 | NA | 0 | NA | NW
7808 | Kabirdham | chhirpani | PHC | Store Room | CENTRIFUGE MACHINE | 1 | NA | NA | NA | 3000102720 | NA | 0 | NA | 0 | NA | NW
7809 | Kabirdham | chhirpani | PHC | Store Room | CENTRIFUGE MACHINE | 1 | NA | NA | NA | 3000102721 | NA | 0 | NA | 0 | NA | NW
7810 | Kabirdham | chhirpani | PHC | Store Room | INFANT RADIANT WARMER | 1 | NA | NA | NA | 3000102722 | NA | 0 | NA | 0 | NA | NW
7811 | Kabirdham | chhirpani | PHC | Store Room | BABY WEIGHING SCALE | 1 | NA | NA | NA | 3000102723 | NA | 0 | NA | 0 | NA | NI
7812 | Kabirdham | chhirpani | PHC | Store Room | BABY WEIGHING SCALE | 1 | NA | NA | NA | 3000102724 | NA | 0 | NA | 0 | NA | NI
7813 | Kabirdham | chhirpani | PHC | Store Room | BABY WEIGHING SCALE | 1 | NA | NA | NA | 3000102725 | NA | 0 | NA | 0 | NA | NI
7814 | Kabirdham | chhirpani | PHC | Store Room | NEEDLE DESTROYER | 1 | crown | NA | NA | 3000102726 | NA | 0 | NA | 0 | NA | NI
7815 | Kabirdham | chhirpani | PHC | Store Room | NEEDLE DESTROYER | 1 | crown | NA | NA | 3000102727 | NA | 0 | NA | 0 | NA | NI
7816 | Kabirdham | Rakse | PHC | DELIVERY ROOM | INFANT RADIANT WARMER | 1 | NA | NA | NA | 3000074742 | NA | 0 | NA | 0 | NA | W
7817 | Kabirdham | Rakse | PHC | Store Room | AUTOCLAVE | 1 | NA | NA | NA | 3000074743 | 2007-01-01 | 0 | NA | 0 | NA | W
7818 | Kabirdham | Rakse | PHC | Store Room | AUTOCLAVE | 1 | NA | NA | NA | 3000074744 | 2007-12-01 | 0 | NA | 0 | NA | W
7819 | Kabirdham | Rakse | PHC | Store Room | ELECTRIC STERILIZER | 1 | Atlas | NA | NA | 3000074745 | NA | 0 | NA | 0 | NA | W
7820 | Kabirdham | Rakse | PHC | Store Room | ELECTRIC STERILIZER | 1 | Atlas | NA | NA | 3000074746 | NA | 0 | NA | 0 | NA | W
7821 | Kabirdham | Rakse | PHC | Store Room | ELECTRIC STERILIZER | 1 | Atlas | NA | NA | 3000074747 | NA | 0 | NA | 0 | NA | NW
7822 | Kabirdham | Rakse | PHC | Store Room | SUCTION APPARATUS | 1 | Atlas | NA | NA | 3000074748 | 2013 | 0 | NA | 0 | NA | NW
7823 | Kabirdham | Rakse | PHC | Store Room | AUTOCLAVE | 1 | NA | NA | NA | 3000074749 | NA | 0 | NA | 0 | NA | W
7824 | Kabirdham | Rakse | PHC | OPD | SPHYGMOMANOMETER (MERCURIAL) | 1 | NA | NA | NA | 3000074831 | 2011 | 0 | NA | 0 | NA | W
7825 | Kabirdham | Rakse | PHC | OPD | SPHYGMOMANOMETER (MERCURIAL) | 1 | Pioneer | NA | 310534 | 3000074832 | 2011-11-01 | 0 | NA | 0 | NA | NW
7826 | Kabirdham | Rakse | PHC | OPD | NEBULIZER | 1 | Saify | smart care | 10353 | 3000074833 | 2011 | 0 | NA | 0 | NA | NW
7827 | Kabirdham | Rakse | PHC | Injection Room | ELECTRIC STERILIZER | 1 | Rexco | NA | NA | 3000074834 | NA | 0 | NA | 0 | NA | W
7828 | Kabirdham | Rakse | PHC | Injection Room | NEEDLE DESTROYER | 1 | Saratech | S1R | NA | 3000074835 | NA | 0 | NA | 0 | NA | NW
7829 | Kabirdham | Rakse | PHC | Injection Room | FOETAL DOPPLER | 1 | Jumper | JPD-1008 | 7924100B0041 | 3000074836 | 2012 | 0 | NA | 0 | NA | W
7830 | Kabirdham | Rakse | PHC | OPD | GLUCOMETER | 1 | Mini | TD-4264 | 426411221001004C | 3000074837 | NA | 0 | NA | 0 | NA | W
7831 | Kabirdham | Kabeerdham | DH | SNCU | INFANT RADIANT WARMER | 1 | phoenix | OCW100 | TI029 | 3000102001 | NA | 0 | NA | 0 | NA | W
7832 | Kabirdham | Kabeerdham | DH | SNCU | BABY PHOTOTHERAPY UNIT | 1 | phoenix | LEDPT100 | 1714 | 3000102002 | NA | 0 | NA | 0 | NA | W
7833 | Kabirdham | Kabeerdham | DH | SNCU | INFANT RADIANT WARMER | 1 | phoenix | OCW100 | T1036 | 3000102003 | NA | 0 | NA | 0 | NA | W
7834 | Kabirdham | Kabeerdham | DH | SNCU | INFANT RADIANT WARMER | 1 | phoenix | OCW100 | T1035 | 3000102004 | NA | 0 | NA | 0 | NA | W
7835 | Kabirdham | Kabeerdham | DH | SNCU | INFANT RADIANT WARMER | 1 | phoenix | OCW100 | T1031 | 3000102005 | NA | 0 | NA | 0 | NA | NW
7836 | Kabirdham | Kabeerdham | DH | SNCU | BABY PHOTOTHERAPY UNIT | 1 | phoenix | LEDPT100 | 1717 | 3000102006 | NA | 0 | NA | 0 | NA | W
7837 | Kabirdham | Kabeerdham | DH | SNCU | INFANT RADIANT WARMER | 1 | phoenix | OCW100 | T1030 | 3000102007 | NA | 0 | NA | 0 | NA | NW
7838 | Kabirdham | Kabeerdham | DH | SNCU | BABY PHOTOTHERAPY UNIT | 1 | phoenix | LEDPT100 | 1713 | 3000102008 | NA | 0 | NA | 0 | NA | W
7839 | Kabirdham | Kabeerdham | DH | SNCU | INFANT RADIANT WARMER | 1 | phoenix | OCW100 | T1033 | 3000102009 | NA | 0 | NA | 0 | NA | W
7840 | Kabirdham | Kabeerdham | DH | SNCU | INFANT RADIANT WARMER | 1 | phoenix | OCW100 | T1034 | 3000102010 | NA | 0 | NA | 0 | NA | W
7841 | Kabirdham | Kabeerdham | DH | SNCU | BABY PHOTOTHERAPY UNIT | 1 | phoenix | LEDPT100 | 1715 | 3000102011 | NA | 0 | NA | 0 | NA | W
7842 | Kabirdham | Kabeerdham | DH | SNCU | INFANT RADIANT WARMER | 1 | phoenix | OCW100 | T1025 | 3000102012 | NA | 0 | NA | 0 | NA | W
7843 | Kabirdham | Kabeerdham | DH | SNCU | BABY PHOTOTHERAPY UNIT | 1 | phoenix | LEDPT100 | 1715 | 3000102013 | NA | 0 | NA | 0 | NA | W
7844 | Kabirdham | Kabeerdham | DH | SNCU | INFANT RADIANT WARMER | 1 | phoenix | OCW100 | T1026 | 3000102014 | NA | 0 | NA | 0 | NA | W
7845 | Kabirdham | Kabeerdham | DH | SNCU | INFANT RADIANT WARMER | 1 | phoenix | OCW100 | T1026 | 3000102015 | NA | 0 | NA | 0 | NA | W
7846 | Kabirdham | Kabeerdham | DH | SNCU | BABY PHOTOTHERAPY UNIT | 1 | phoenix | LEDPT100 | 1712 | 3000102016 | NA | 0 | NA | 0 | NA | W
7847 | Kabirdham | Kabeerdham | DH | SNCU | INFANT RADIANT WARMER | 1 | phoenix | OCW100 | T1032 | 3000102017 | NA | 0 | NA | 0 | NA | W
7848 | Kabirdham | Kabeerdham | DH | SNCU | INFANT RADIANT WARMER | 1 | phoenix | OCW100 | T1028 | 3000102018 | NA | 0 | NA | 0 | NA | W
7849 | Kabirdham | Kabeerdham | DH | Minor OT | SHADOWLESS OT LIGHT | 1 | NA | NA | NA | 3000102019 | NA | 0 | NA | 0 | NA | NW
7850 | Kabirdham | Kabeerdham | DH | Minor OT | AUTOCLAVE | 1 | RANI | NA | NA | 3000102020 | NA | 0 | NA | 0 | NA | NW
7851 | Kabirdham | Kabeerdham | DH | Minor OT | SUCTION APPARATUS | 1 | DELUE | NA | NA | 3000102021 | NA | 0 | NA | 0 | NA | W
7852 | Kabirdham | Kabeerdham | DH | Minor OT | NEEDLE DESTROYER | 1 | MEP | CE1023 | NA | 3000102022 | NA | 0 | NA | 0 | NA | W
7853 | Kabirdham | Kabeerdham | DH | Male Ward | NEEDLE DESTROYER | 1 | MEP | CE1023 | NA | 3000102023 | NA | 0 | NA | 0 | NA | W
7854 | Kabirdham | Kabeerdham | DH | OPD | ECG RECORDER 12 channel | 1 | Philips | 860290 | 60290 | 3000102024 | 2006 | 0 | NA | 0 | NA | W
7855 | Kabirdham | Kabeerdham | DH | OPD | NEEDLE DESTROYER | 1 | NA | NA | NA | 3000102025 | 2006 | 0 | NA | 0 | NA | W
7856 | Kabirdham | Kabeerdham | DH | RADIOLOGY Dept. | X-RAY MACHINE | 1 | Simpns | 5483 | 3787 | 3000102026 | 2006-04-20 | 0 | NA | 0 | NA | W
7857 | Kabirdham | Kabeerdham | DH | RADIOLOGY Dept. | X-RAY MACHINE 300 mA | 1 | MEDITRONICS | DIAGNOX-300 | 58062 | 3000102027 | 2006-04-20 | 0 | NA | 0 | NA | W
7858 | Kabirdham | Kabeerdham | DH | RADIOLOGY Dept. | X-RAY MACHINE 60 mA | 1 | GMF | XMHF-3-5 | SR2K14-03XHA-1 | 3000102028 | NA | 0 | NA | 0 | NA | W
7859 | Kabirdham | Kabeerdham | DH | RADIOLOGY Dept. | X-RAY MACHINE | 1 | Allewger | ALLDENTHFDIG-IT | 2K1307-030 | 3000102029 | NA | 0 | NA | 0 | NA | W
7860 | Kabirdham | Kabeerdham | DH | Pathology Lab. | NEEDLE DESTROYER | 1 | SARATECH | NA | NA | 3000102030 | NA | 0 | NA | 0 | NA | W
7861 | Kabirdham | Kabeerdham | DH | Pathology Lab. | MICROSCOPE (BINOCULAR) | 1 | BIOSCAN | NA | NA | 3000102031 | NA | 0 | NA | 0 | NA | W
7862 | Kabirdham | Kabeerdham | DH | Pathology Lab. | HOT AIR OVEN | 1 | NA | NA | NA | 3000102032 | NA | 0 | NA | 0 | NA | NW
7863 | Kabirdham | Kabeerdham | DH | Pathology Lab. | INCUBATOR | 1 | SHIVAN | NA | NA | 3000102033 | NA | 0 | NA | 0 | NA | W
7864 | Kabirdham | Kabeerdham | DH | Pathology Lab. | Cell Counter (Manual) | 1 | LABLIFE | NA | NA | 3000102034 | NA | 0 | NA | 0 | NA | W
7865 | Kabirdham | Kabeerdham | DH | Pathology Lab. | Cell Counter (Manual) | 1 | LABLIFE | NA | NA | 3000102035 | NA | 0 | NA | 0 | NA | NW
7866 | Kabirdham | Kabeerdham | DH | Pathology Lab. | CENTRIFUGE MACHINE | 1 | NA | NA | NA | 3000102036 | NA | 0 | NA | 0 | NA | W
7867 | Kabirdham | Kabeerdham | DH | Pathology Lab. | ELECTRO PHORESIS MACHINE | 1 | NA | NA | NA | 3000102037 | NA | 0 | NA | 0 | NA | W
7868 | Kabirdham | Kabeerdham | DH | Pathology Lab. | Analyzer | 1 | Beaeon | FEGEN4000 | AC810706BEC | 3000102038 | NA | 0 | NA | 0 | NA | W
7869 | Kabirdham | Kabeerdham | DH | Pathology Lab. | COLORIMETER | 1 | NA | NA | NA | 3000102039 | NA | 0 | NA | 0 | NA | NW
7870 | Kabirdham | Kabeerdham | DH | Pathology Lab. | COLORIMETER | 1 | NA | NA | NA | 3000102040 | NA | 0 | NA | 0 | NA | NW
7871 | Kabirdham | Kabeerdham | DH | OT | BOYLE'S APPARATUS | 1 | ALEO | JOPTTER+ | 2002770 | 3000102501 | 2015 | 0 | NA | 0 | NA | W
7872 | Kabirdham | Kabeerdham | DH | OT | INFANT RADIANT WARMER | 1 | MEDITREN | NA | NA | 3000102502 | NA | 0 | NA | 0 | NA | W
7873 | Kabirdham | Kabeerdham | DH | OT | ADULT WEIGHING MACHINE | 1 | DOOBELBROWN | NA | NA | 3000102503 | NA | 0 | NA | 0 | NA | W
7874 | Kabirdham | Kabeerdham | DH | OT | SHADOWLESS OT LIGHT | 1 | Philips | 76921 | 550 | 3000102504 | NA | 0 | NA | 0 | NA | W
7875 | Kabirdham | Kabeerdham | DH | OT | AUTOCLAVE | 1 | NA | NA | NA | 3000102505 | NA | 0 | NA | 0 | NA | W
7876 | Kabirdham | Kabeerdham | DH | OT | CENTRIFUGE MACHINE | 1 | STERIMAX | NA | 9G1044 | 3000102506 | NA | 0 | NA | 0 | NA | W
7877 | Kabirdham | Kabeerdham | DH | EYE OT | SHADOWLESS OT LIGHT | 1 | Philips | FST12CE | 76921 | 3000102507 | NA | 0 | NA | 0 | NA | NW
7878 | Kabirdham | Kabeerdham | DH | EYE OT | SHADOWLESS OT LIGHT | 1 | Philips | KF217IWMED | 1027 | 3000102508 | NA | 0 | NA | 0 | NA | W
7879 | Kabirdham | Kabeerdham | DH | EYE OT | SUCTION APPARATUS | 1 | NA | NA | NA | 3000102509 | NA | 0 | NA | 0 | NA | W
7880 | Kabirdham | Kabeerdham | DH | EYE OT | SUCTION APPARATUS | 1 | NA | NA | NA | 3000102510 | NA | 0 | NA | 0 | NA | W
7881 | Kabirdham | Kabeerdham | DH | EYE OT | VENTILATOR | 1 | NA | NA | 3501051 | 3000102511 | NA | 0 | NA | 0 | NA | W
7882 | Kabirdham | Kabeerdham | DH | DELIVERY ROOM | INFANT RADIANT WARMER | 1 | miditrin | NA | NA | 3000102512 | NA | 0 | NA | 0 | NA | W
7883 | Kabirdham | Kabeerdham | DH | DELIVERY ROOM | BABY WEIGHING SCALE | 1 | Essae | BS200 | 25014136601 15 KG | 3000102513 | NA | 0 | NA | 0 | NA | W
7884 | Kabirdham | Kabeerdham | DH | DELIVERY ROOM | SUCTION APPARATUS | 1 | Yogo CareMax | NA | NA | 3000102514 | NA | 0 | NA | 0 | NA | W
7885 | Kabirdham | Kabeerdham | DH | DELIVERY ROOM | SUCTION APPARATUS | 1 | NA | NA | NA | 3000102515 | NA | 0 | NA | 0 | NA | W
7886 | Kabirdham | Kabeerdham | DH | DELIVERY ROOM | SHADOWLESS OT LIGHT | 1 | NA | NA | NA | 3000102516 | NA | 0 | NA | 0 | NA | W
7887 | Kabirdham | Kabeerdham | DH | DELIVERY ROOM | FOETAL DOPPLER | 1 | NA | GFM-11 | 20140A010 | 3000102517 | NA | 0 | NA | 0 | NA | W
7888 | Kabirdham | Kabeerdham | DH | DELIVERY ROOM | NEEDLE DESTROYER | 1 | MCP | CE1023 | NA | 3000102518 | NA | 0 | NA | 0 | NA | W
7889 | Kabirdham | Kabeerdham | DH | BLOOD BANK | MICROSCOPE (BINOCULAR) | 1 | NA | NA | NA | 3000102519 | NA | 0 | NA | 0 | NA | W
7890 | Kabirdham | Kabeerdham | DH | BLOOD BANK | CENTRIFUGE MACHINE | 1 | NA | NA | NA | 3000102520 | NA | 0 | NA | 0 | NA | NW
7891 | Kabirdham | Kabeerdham | DH | BLOOD BANK | CENTRIFUGE MACHINE | 1 | NA | NA | NA | 3000102521 | NA | 0 | NA | 0 | NA | NW
7892 | Kabirdham | Kabeerdham | DH | BLOOD BANK | INCUBATOR | 1 | NA | NA | NA | 3000102522 | NA | 0 | NA | 0 | NA | NW
7893 | Kabirdham | Kabeerdham | DH | BLOOD BANK | INCUBATOR | 1 | NA | NA | NA | 3000102523 | NA | 0 | NA | 0 | NA | NW
7894 | Kabirdham | Kabeerdham | DH | BLOOD BANK | INCUBATOR | 1 | NA | NA | NA | 3000102524 | NA | 0 | NA | 0 | NA | NW
7895 | Kabirdham | Kabeerdham | DH | BLOOD BANK | MICROSCOPE (BINOCULAR) | 1 | NA | NA | NA | 3000102525 | NA | 0 | NA | 0 | NA | NW
7896 | Kabirdham | Kabeerdham | DH | BLOOD BANK | Blood Bank REFRIGERATOR | 1 | Yauo | YSTS72 | 09A0400 | 3000102526 | NA | 0 | NA | 0 | NA | W
7897 | Kabirdham | Kabeerdham | DH | BLOOD BANK | Blood Bank REFRIGERATOR | 1 | ECO | HBR-240B | HGR-204021 | 3000102527 | NA | 0 | NA | 0 | NA | NW
7898 | Kabirdham | Kabeerdham | DH | BLOOD BANK | Blood Bank REFRIGERATOR | 1 | TECKNIC | NA | NA | 3000102528 | NA | 0 | NA | 0 | NA | NW
7899 | Kabirdham | Kabeerdham | DH | BLOOD BANK | BLOOD COLLECTION MONITOR | 1 | HICAYE | NA | NA | 3000102529 | NA | 0 | NA | 0 | NA | NW
7900 | Kabirdham | Kabeerdham | DH | BLOOD BANK | Blood Bank REFRIGERATOR | 1 | REMI | BRT80 | 130I3409 | 3000102530 | NA | 0 | NA | 0 | NA | W
7901 | Kabirdham | Kabeerdham | DH | BLOOD BANK | Blood Bank REFRIGERATOR | 1 | REMI | 396LAG | DEIS5339 | 3000102531 | NA | 0 | NA | 0 | NA | W
7902 | Kabirdham | Kabeerdham | DH | BLOOD BANK | ELISA Reader | 1 | TRANSASIA | FL-5 | 1217 | 3000102532 | NA | 0 | NA | 0 | NA | W
7903 | Kabirdham | Kabeerdham | DH | BLOOD BANK | ELISA Reader | 1 | NA | 355 | 355-1-0144 | 3000102533 | NA | 0 | NA | 0 | NA | W
7904 | Kabirdham | Kabeerdham | DH | BLOOD BANK | ELISA Washer | 1 | THERMO | 516077/P | 006-1-10259 | 3000102534 | NA | 0 | NA | 0 | NA | W
7905 | Kabirdham | Kabeerdham | DH | Opthalmology Dept. | SLIT LAMP | 1 | NA | DS-01 | 52141063 | 3000102535 | 2015 | 0 | NA | 0 | NA | W
7906 | Kabirdham | Kabeerdham | DH | Opthalmology Dept. | Auto Refractometer | 1 | Canon | NA | NA | 3000102536 | 2015 | 0 | NA | 0 | NA | W
7907 | Kabirdham | Kabeerdham | DH | Opthalmology Dept. | VISION DRUM | 1 | NA | NA | GSL-NI-782 | 3000102537 | NA | 0 | NA | 0 | NA | W
7908 | Kabirdham | Kabeerdham | DH | Opthalmology Dept. | SLIT LAMP | 1 | NA | NA | GSL-NI-782 | 3000102538 | 2003 | 0 | NA | 0 | NA | W
7909 | Kabirdham | Kabeerdham | DH | Opthalmology Dept. | Keratometer | 1 | APPASMY OCULAR | NA | 610304098 | 3000102539 | NA | 0 | NA | 0 | NA | W
7910 | Kabirdham | Kabeerdham | DH | Opthalmology Dept. | MICROSCOPE (MONOCULAR) | 1 | ZEISS | NA | NA | 3000102540 | NA | 0 | NA | 0 | NA | W
7911 | Kabirdham | Kabeerdham | DH | Opthalmology Dept. | VISION DRUM | 1 | NA | NA | NA | 3000102541 | NA | 0 | NA | 0 | NA | W
7912 | Kabirdham | Kabeerdham | DH | Dental Dept. | DENTAL CHAIR | 1 | chesa | NA | NA | 3000102542 | NA | 0 | NA | 0 | NA | W
7913 | Kabirdham | Kabeerdham | DH | Dental Dept. | DENTAL X-RAY MACHINE | 1 | gomax | NA | NA | 3000102543 | NA | 0 | NA | 0 | NA | W
7914 | Kabirdham | Kabeerdham | DH | Dental Dept. | HOT AIR OVEN | 1 | NA | NA | NA | 3000102544 | NA | 0 | NA | 0 | NA | W
7915 | Kabirdham | Kabeerdham | DH | Dental Dept. | scaler | 1 | NA | NA | NA | 3000102545 | NA | 0 | NA | 0 | NA | W
7916 | Kabirdham | Kabeerdham | DH | Dental Dept. | ELECTRIC STERILIZER | 1 | NA | NA | NA | 3000102546 | NA | 0 | NA | 0 | NA | W
7917 | Kabirdham | Kabeerdham | DH | Physiotherapy dept. | ULTRASOUND THERAPY UNIT | 1 | UPKRAN | NA | NA | 3000102547 | NA | 0 | NA | 0 | NA | W
7918 | Kabirdham | Kabeerdham | DH | Physiotherapy dept. | WAX BATH | 1 | NA | NA | 14BM857/NEWKDNAIV00 | 3000102548 | NA | 0 | NA | 0 | NA | W
7919 | Kabirdham | Kabeerdham | DH | Physiotherapy dept. | TENS | 1 | NA | NA | NA | 3000102549 | NA | 0 | NA | 0 | NA | W
7920 | Kabirdham | Kabeerdham | DH | Pathology Lab. | MICROSCOPE (BINOCULAR) | 1 | NA | NA | NA | 3000102550 | NA | 0 | NA | 0 | NA | W
7921 | Kabirdham | Kabeerdham | DH | Pathology Lab. | MICROSCOPE (BINOCULAR) | 1 | NA | NA | NA | 3000102551 | NA | 0 | NA | 0 | NA | NW
7922 | Kabirdham | Kabeerdham | DH | RADIOLOGY Dept. | Sonography Machine | 1 | ALLOCA | IPC-1530 | M09827 | 3000102552 | NA | 0 | NA | 0 | NA | NW
7923 | Kabirdham | Kabeerdham | DH | RADIOLOGY Dept. | tmt machine | 1 | RMS | NA | NA | 3000102553 | NA | 0 | NA | 0 | NA | W
7924 | Kabirdham | Kabeerdham | DH | RADIOLOGY Dept. | Sonography Machine | 1 | MINDRAY | DC-N3 | NA | 3000102554 | NA | 0 | NA | 0 | NA | W
7925 | Kabirdham | Kabeerdham | DH | Vaccination Room | NEEDLE DESTROYER | 1 | SARATECH | NA | NA | 3000102555 | NA | 0 | NA | 0 | NA | W
7926 | Kabirdham | Kabeerdham | DH | T.B Dept. | MICROSCOPE (BINOCULAR) | 1 | LABOMED | NA | 402 | 3000102556 | NA | 0 | NA | 0 | NA | W
7927 | Kabirdham | Kabeerdham | DH | T.B Dept. | MICROSCOPE (BINOCULAR) | 1 | LABOMED | NA | 4382 | 3000102557 | NA | 0 | NA | 0 | NA | NW
7928 | Kabirdham | Kabeerdham | DH | OT | SURGICAL DIATHERMY MACHINE | 1 | BIP | SHALYA-EASY | FPO9E02J | 3000102558 | NA | 0 | NA | 0 | NA | NW
7929 | Kabirdham | Kabeerdham | DH | OT | AUTOCLAVE | 1 | NA | NA | NA | 3000102559 | NA | 0 | NA | 0 | NA | NW
7930 | Kabirdham | Kabeerdham | DH | OT | AUTOCLAVE | 1 | NA | NA | NA | 3000102560 | NA | 0 | NA | 0 | NA | NW
7931 | Kabirdham | Kabeerdham | DH | OT | AUTOCLAVE | 1 | NA | NA | NA | 3000102561 | NA | 0 | NA | 0 | NA | NW
7932 | Kabirdham | Kabeerdham | DH | OT | INFANT RADIANT WARMER | 1 | MEDI TRON | NA | NA | 3000102562 | NA | 0 | NA | 0 | NA | NW
7933 | Kabirdham | Kabeerdham | DH | Store Room | SHADOWLESS OT LIGHT | 1 | NA | NA | NA | 3000102563 | NA | 0 | NA | 0 | NA | NW
7934 | Kabirdham | Kabeerdham | DH | Store Room | SHADOWLESS OT LIGHT | 1 | NA | NA | NA | 3000102564 | NA | 0 | NA | 0 | NA | NW
7935 | Kabirdham | Kabeerdham | DH | Store Room | SHADOWLESS OT LIGHT | 1 | NA | NA | NA | 3000102565 | NA | 0 | NA | 0 | NA | NW
7936 | Kabirdham | Kabeerdham | DH | Store Room | SHADOWLESS OT LIGHT | 1 | NA | NA | NA | 3000102566 | NA | 0 | NA | 0 | NA | NW
7937 | Kabirdham | Kabeerdham | DH | Store Room | SHADOWLESS OT LIGHT | 1 | NA | NA | NA | 3000102567 | NA | 0 | NA | 0 | NA | NW
7938 | Kabirdham | Kabeerdham | DH | Store Room | SHADOWLESS OT LIGHT | 1 | NA | NA | NA | 3000102568 | NA | 0 | NA | 0 | NA | NW
7939 | Kabirdham | Kabeerdham | DH | Store Room | ELECTRIC STERILIZER | 1 | NA | NA | NA | 3000102569 | NA | 0 | NA | 0 | NA | W
7940 | Kabirdham | Kabeerdham | DH | Store Room | ELECTRIC STERILIZER | 1 | NA | NA | NA | 3000102570 | NA | 0 | NA | 0 | NA | W
7941 | Kabirdham | Kabeerdham | DH | Store Room | ELECTRIC STERILIZER | 1 | NA | NA | NA | 3000102571 | NA | 0 | NA | 0 | NA | W
7942 | Kabirdham | Kabeerdham | DH | Store Room | ELECTRIC STERILIZER | 1 | NA | NA | NA | 3000102572 | NA | 0 | NA | 0 | NA | W
7943 | Kabirdham | Kabeerdham | DH | Store Room | ELECTRIC STERILIZER | 1 | NA | NA | NA | 3000102573 | NA | 0 | NA | 0 | NA | W
7944 | Kabirdham | Kabeerdham | DH | Store Room | ELECTRIC STERILIZER | 1 | NA | NA | NA | 3000102574 | NA | 0 | NA | 0 | NA | W
7945 | Kabirdham | Kabeerdham | DH | Store Room | ULTASOUND DIAGNOSTIC MACHINE | 1 | pro Sound | IPC-1530 | M10340 | 3000102575 | NA | 0 | NA | 0 | NA | NW
7946 | Kabirdham | Kabeerdham | DH | Store Room | SPHYGMOMANOMETER (MERCURIAL) | 1 | NA | NA | NA | 3000102576 | NA | 0 | NA | 0 | NA | NW
7947 | Kabirdham | Kabeerdham | DH | Store Room | SPHYGMOMANOMETER (MERCURIAL) | 1 | NA | NA | NA | 3000102577 | NA | 0 | NA | 0 | NA | NW
7948 | Kabirdham | Kabeerdham | DH | Store Room | SPHYGMOMANOMETER (MERCURIAL) | 1 | NA | NA | NA | 3000102578 | NA | 0 | NA | 0 | NA | NW
7949 | Kabirdham | Kabeerdham | DH | Store Room | SPHYGMOMANOMETER (MERCURIAL) | 1 | NA | NA | NA | 3000102579 | NA | 0 | NA | 0 | NA | NW
7950 | Kabirdham | Kabeerdham | DH | Store Room | SPHYGMOMANOMETER (MERCURIAL) | 1 | NA | NA | NA | 3000102580 | NA | 0 | NA | 0 | NA | NW
7951 | Kabirdham | Kabeerdham | DH | Store Room | SPHYGMOMANOMETER (MERCURIAL) | 1 | NA | NA | NA | 3000102581 | NA | 0 | NA | 0 | NA | NW
7952 | Kabirdham | Kabeerdham | DH | Store Room | SUCTION APPARATUS | 1 | NA | NA | NA | 3000102582 | NA | 0 | NA | 0 | NA | NW
7953 | Kabirdham | Kabeerdham | DH | Store Room | AUTOCLAVE | 1 | NA | NA | NA | 3000102583 | NA | 0 | NA | 0 | NA | NW
7954 | Kabirdham | Kabeerdham | DH | Store Room | SUCTION APPARATUS | 1 | NA | NA | NA | 3000102584 | NA | 0 | NA | 0 | NA | NW
7955 | Kabirdham | Kabeerdham | DH | Store Room | SUCTION APPARATUS | 1 | NA | NA | NA | 3000102585 | NA | 0 | NA | 0 | NA | NW
7956 | Kabirdham | Kabeerdham | DH | Store Room | SPHYGMOMANOMETER (MERCURIAL) | 1 | NA | NA | NA | 3000102586 | NA | 0 | NA | 0 | NA | NW
7957 | Kabirdham | Kabeerdham | DH | Store Room | SPHYGMOMANOMETER (MERCURIAL) | 1 | NA | NA | NA | 3000102587 | NA | 0 | NA | 0 | NA | NW
7958 | Kabirdham | Kabeerdham | DH | Store Room | SPHYGMOMANOMETER (MERCURIAL) | 1 | NA | NA | NA | 3000102588 | NA | 0 | NA | 0 | NA | NW
7959 | Kabirdham | Kabeerdham | DH | Store Room | ADULT WEIGHING MACHINE | 1 | Essae | BS-250 | 250141131661 | 3000102589 | NA | 0 | NA | 0 | NA | W
7960 | Kabirdham | Kabeerdham | DH | Store Room | SPHYGMOMANOMETER (MERCURIAL) | 1 | NA | NA | NA | 3000102590 | NA | 0 | NA | 0 | NA | W
7961 | Kabirdham | Kabeerdham | DH | Store Room | MULTIPARA PATIENT MONITOR | 1 | Philips | MH0028 | BE2866579 | 3000102596 | NA | 0 | NA | 0 | NA | W
7962 | Kabirdham | Kabeerdham | DH | Store Room | SPHYGMOMANOMETER (MERCURIAL) | 1 | NA | NA | NA | 3000102591 | NA | 0 | NA | 0 | NA | W
7963 | Kabirdham | Kabeerdham | DH | Store Room | SPHYGMOMANOMETER (MERCURIAL) | 1 | NA | NA | NA | 3000102592 | NA | 0 | NA | 0 | NA | W
7964 | Kabirdham | Kabeerdham | DH | Store Room | SPHYGMOMANOMETER (MERCURIAL) | 1 | NA | NA | NA | 3000102593 | NA | 0 | NA | 0 | NA | W
7965 | Kabirdham | Kabeerdham | DH | Store Room | SPHYGMOMANOMETER (MERCURIAL) | 1 | NA | NA | NA | 3000102594 | NA | 0 | NA | 0 | NA | W
7966 | Kabirdham | Kabeerdham | DH | Store Room | PULSE OXIMETER | 1 | Datex ohmeda | 0080027-9560 | NA | 3000102595 | NA | 0 | NA | 0 | NA | W
7967 | Kabirdham | Kabeerdham | DH | Store Room | NEEDLE DESTROYER | 1 | NA | NA | NA | 3000102600 | NA | 0 | NA | 0 | NA | NW
7968 | Kabirdham | Kabeerdham | DH | Store Room | NEEDLE DESTROYER | 1 | NA | NA | NA | 3000102599 | NA | 0 | NA | 0 | NA | NW
7969 | Kabirdham | Kabeerdham | DH | Store Room | NEEDLE DESTROYER | 1 | NA | NA | NA | 3000102598 | NA | 0 | NA | 0 | NA | NW
7970 | Kabirdham | Kabeerdham | DH | Store Room | NEEDLE DESTROYER | 1 | NA | NA | NA | 3000102597 | NA | 0 | NA | 0 | NA | NW
7971 | Kabirdham | Kabeerdham | DH | Store Room | NEEDLE DESTROYER | 1 | NA | NA | NA | 3000102601 | NA | 0 | NA | 0 | NA | NW
7972 | Kabirdham | Kabeerdham | DH | Store Room | AUTOCLAVE | 1 | NA | NA | NA | 3000102602 | NA | 0 | NA | 0 | NA | NW
7973 | Kabirdham | Kabeerdham | DH | Store Room | AUTOCLAVE | 1 | NA | NA | NA | 3000102603 | NA | 0 | NA | 0 | NA | NW
7974 | Kabirdham | Kabeerdham | DH | Store Room | AUTOCLAVE | 1 | NA | NA | NA | 3000102612 | NA | 0 | NA | 0 | NA | NW
7975 | Kabirdham | Kabeerdham | DH | Store Room | AUTOCLAVE | 1 | NA | NA | NA | 3000102613 | NA | 0 | NA | 0 | NA | NW
7976 | Kabirdham | Kabeerdham | DH | Store Room | AUTOCLAVE | 1 | NA | NA | NA | 3000102611 | NA | 0 | NA | 0 | NA | NW
7977 | Kabirdham | Kabeerdham | DH | Store Room | AUTOCLAVE | 1 | NA | NA | NA | 3000102604 | NA | 0 | NA | 0 | NA | NW
7978 | Kabirdham | Kabeerdham | DH | OT | OT TABLE (Hydraulic) | 1 | NA | NA | NA | 3000102614 | NA | 0 | NA | 0 | NA | W
7979 | Kabirdham | Kabeerdham | DH | OT | OT TABLE (Hydraulic) | 1 | NA | NA | NA | 3000102615 | NA | 0 | NA | 0 | NA | W
7980 | Kabirdham | Kabeerdham | DH | OT | BOYLE'S APPARATUS | 1 | NA | NA | NA | 3000102616 | NA | 0 | NA | 0 | NA | W
7981 | Kabirdham | Kabeerdham | DH | OT | PULSE OXIMETER | 1 | NA | NA | NA | 3000102617 | NA | 0 | NA | 0 | NA | W
7982 | Kabirdham | Kabeerdham | DH | OT | ELECTRIC STERILIZER | 1 | NA | NA | NA | 3000102618 | NA | 0 | NA | 0 | NA | W
7983 | Kabirdham | Kabeerdham | DH | Store Room | AUTOCLAVE | 1 | NA | NA | NA | 3000102610 | NA | 0 | NA | 0 | NA | NW
7984 | Kabirdham | Kabeerdham | DH | Store Room | AUTOCLAVE | 1 | NA | NA | NA | 3000102609 | NA | 0 | NA | 0 | NA | NW
7985 | Kabirdham | Kabeerdham | DH | Store Room | AUTOCLAVE | 1 | NA | NA | NA | 3000102608 | NA | 0 | NA | 0 | NA | NW
7986 | Kabirdham | Kabeerdham | DH | Store Room | AUTOCLAVE | 1 | NA | NA | NA | 3000102607 | NA | 0 | NA | 0 | NA | NW
7987 | Kabirdham | Kabeerdham | DH | Store Room | AUTOCLAVE | 1 | NA | NA | NA | 3000102606 | NA | 0 | NA | 0 | NA | NW
7988 | Kabirdham | Kabeerdham | DH | Store Room | AUTOCLAVE | 1 | NA | NA | NA | 3000102605 | NA | 0 | NA | 0 | NA | NW
7989 | Kabirdham | Kabeerdham | DH | ENT DEPARTMENT | ELECTRIC STERILIZER | 1 | NA | NA | NA | 3000102619 | NA | 0 | NA | 0 | NA | W
7990 | Kabirdham | Kabeerdham | DH | ENT DEPARTMENT | SPHYGMOMANOMETER (MERCURIAL) | 1 | NA | NA | NA | 3000102620 | NA | 0 | NA | 0 | NA | W
7991 | Kabirdham | Bodla | CHC | OPD | CENTRIFUGE MACHINE | 1 | NA | NA | NA | 3000102628 | NA | 0 | NA | 0 | NA | W
7992 | Kabirdham | Bodla | CHC | OPD | NEEDLE DESTROYER | 1 | NA | NA | NA | 3000102629 | NA | 0 | NA | 0 | NA | W
7993 | Kabirdham | Bodla | CHC | OPD | CENTRIFUGE MACHINE | 1 | NA | NA | NA | 3000102630 | NA | 0 | NA | 0 | NA | NW
7994 | Kabirdham | Bodla | CHC | OPD | HOT AIR OVEN | 1 | NA | NA | NA | 3000102631 | NA | 0 | NA | 0 | NA | NW
7995 | Kabirdham | Bodla | CHC | OPD | MICROSCOPE (BINOCULAR) | 1 | Labourd | NA | NA | 3000102632 | NA | 0 | NA | 0 | NA | W
7996 | Kabirdham | Bodla | CHC | OPD | NEEDLE DESTROYER | 1 | NA | NA | NA | 3000102633 | NA | 0 | NA | 0 | NA | W
7997 | Kabirdham | Bodla | CHC | Store Room | CENTRIFUGE MACHINE | 1 | NA | NA | NA | 3000102641 | NA | 0 | NA | 0 | NA | NW
7998 | Kabirdham | Bodla | CHC | Store Room | SHADOWLESS OT LIGHT | 1 | NA | NA | NA | 3000102642 | NA | 0 | NA | 0 | NA | W
7999 | Kabirdham | Bodla | CHC | Store Room | ECG RECORDER 12 channel | 1 | Philips | NA | NA | 3000102643 | NA | 0 | NA | 0 | NA | W
8000 | Kabirdham | Bodla | CHC | Pathology Lab. | SPHYGMOMANOMETER (MERCURIAL) | 1 | NA | NA | NA | 3000102634 | NA | 0 | NA | 0 | NA | NW
8001 | Kabirdham | Bodla | CHC | Pathology Lab. | INFANT RADIANT WARMER | 1 | Meditron | NA | NA | 3000102635 | NA | 0 | NA | 0 | NA | NW
8002 | Kabirdham | Bodla | CHC | Pathology Lab. | BABY WEIGHING SCALE | 1 | Essae | NA | NA | 3000102636 | NA | 0 | NA | 0 | NA | W
8003 | Kabirdham | Bodla | CHC | Pathology Lab. | BABY WEIGHING SCALE | 1 | NA | NA | NA | 3000102637 | NA | 0 | NA | 0 | NA | W
8004 | Kabirdham | Bodla | CHC | Pathology Lab. | Hydraulic Bed | 1 | NA | NA | NA | 3000102638 | NA | 0 | NA | 0 | NA | W
8005 | Kabirdham | Bodla | CHC | Pathology Lab. | HOT AIR OVEN | 1 | NA | NA | NA | 3000102639 | NA | 0 | NA | 0 | NA | NW
8006 | Kabirdham | Bodla | CHC | RADIOLOGY Dept. | VISION DRUM | 1 | NA | NA | NA | 3000102621 | NA | 0 | NA | 0 | NA | W
8007 | Kabirdham | Bodla | CHC | RADIOLOGY Dept. | NEEDLE DESTROYER | 1 | NA | NA | NA | 3000102622 | NA | 0 | NA | 0 | NA | W
8008 | Kabirdham | Bodla | CHC | RADIOLOGY Dept. | X-RAY MACHINE | 1 | Simenes | 5304 | 012741 | 3000102625 | NA | 0 | NA | 0 | NA | NW
8009 | Kabirdham | Bodla | CHC | RADIOLOGY Dept. | X-RAY MACHINE | 1 | Simenes | NA | NA | 3000102624 | NA | 0 | NA | 0 | NA | NW
8010 | Kabirdham | Bodla | CHC | T.B Dept. | MICROSCOPE (BINOCULAR) | 1 | Zeiss | NA | NA | 3000102626 | NA | 0 | NA | 0 | NA | W
8011 | Kabirdham | Bodla | CHC | T.B Dept. | MICROSCOPE (BINOCULAR) | 1 | NA | NA | NA | 3000102627 | NA | 0 | NA | 0 | NA | W
8012 | Kabirdham | Pipriya | CHC | OT | INFANT RADIANT WARMER | 1 | NA | NA | NA | 3000102157 | NA | 0 | NA | 0 | NA | W
8013 | Kabirdham | Pipriya | CHC | OT | BABY WEIGHING SCALE | 1 | NA | NA | NA | 3000102158 | NA | 0 | NA | 0 | NA | W
8014 | Kabirdham | Pipriya | CHC | OT | SPHYGMOMANOMETER (MERCURIAL) | 1 | NA | NA | NA | 3000102159 | NA | 0 | NA | 0 | NA | W
8015 | Kabirdham | Pipriya | CHC | OT | SUCTION APPARATUS | 1 | NA | NA | NA | 3000102160 | NA | 0 | NA | 0 | NA | W
8016 | Kabirdham | Pipriya | CHC | Store Room | SUCTION APPARATUS | 1 | NA | NA | NA | 3000102169 | NA | 0 | NA | 0 | NA | NW
8017 | Kabirdham | Pipriya | CHC | Store Room | SUCTION APPARATUS | 1 | NA | NA | NA | 3000102170 | NA | 0 | NA | 0 | NA | NW
8018 | Kabirdham | Pipriya | CHC | Pathology Lab. | CENTRIFUGE MACHINE | 1 | NA | NA | NA | 3000102177 | NA | 0 | NA | 0 | NA | W
8019 | Kabirdham | Pipriya | CHC | OPD | NEEDLE DESTROYER | 1 | NA | NA | NA | 3000102178 | NA | 0 | NA | 0 | NA | NW
8020 | Kabirdham | Pipriya | CHC | OPD | SPHYGMOMANOMETER (MERCURIAL) | 1 | NA | NA | NA | 3000102179 | NA | 0 | NA | 0 | NA | W
8021 | Kabirdham | Pipriya | CHC | Opthalmology Dept. | VISION DRUM | 1 | NA | NA | NA | 3000102180 | NA | 0 | NA | 0 | NA | W
8022 | Kabirdham | Pipriya | CHC | Opthalmology Dept. | Vision Center Set | 1 | Adarsh enterprises | NA | NA | 3000102181 | 16/06/2015 | 1 | 21/06/2016 | 0 | NA | NI
8023 | Kabirdham | Pipriya | CHC | Opthalmology Dept. | SPHYGMOMANOMETER (MERCURIAL) | 1 | NA | NA | NA | 3000102182 | NA | 0 | NA | 0 | NA | NW
8024 | Kabirdham | Pipriya | CHC | Opthalmology Dept. | DENTAL CHAIR | 1 | Dhsmjoy | Akash | NA | 3000102183 | Na | 0 | NA | 0 | NA | NI
8025 | Kabirdham | Pipriya | CHC | Store Room | AUTOCLAVE | 1 | NA | NA | NA | 3000102187 | Na | 0 | NA | 0 | NA | NW
8026 | Kabirdham | Pipriya | CHC | Store Room | AUTOCLAVE | 1 | NA | NA | NA | 3000102186 | Na | 0 | NA | 0 | NA | NW
8027 | Kabirdham | Pipriya | CHC | Store Room | AUTOCLAVE | 1 | NA | NA | NA | 3000102184 | NA | 0 | NA | 0 | NA | NW
8028 | Kabirdham | Pipriya | CHC | Store Room | AUTOCLAVE | 1 | NA | NA | NA | 3000102185 | NA | 0 | NA | 0 | NA | NW
8029 | Kabirdham | Pipriya | CHC | OPD | SPHYGMOMANOMETER (DIGITAL) | 1 | Nissel | DS132 | SN200101320269 | 3000102234 | NA | 0 | NA | 0 | NA | NW
8030 | Kabirdham | Pipriya | CHC | OPD | SPHYGMOMANOMETER (DIGITAL) | 1 | Ultra | CF0123 | 2006070235 | 3000102235 | Na | 0 | NA | 0 | NA | W
8031 | Kabirdham | Pipriya | CHC | OT | Hydraulic Bed | 1 | NA | NA | NA | 3000102236 | NA | 0 | NA | 0 | NA | NW
8032 | Kabirdham | Pipriya | CHC | OT | Hydraulic Bed | 1 | NA | NA | NA | 3000102237 | NA | 0 | NA | 0 | NA | NW
8033 | Kabirdham | Pipriya | CHC | OT | Hydraulic Bed | 1 | NA | NA | NA | 3000102238 | NA | 0 | NA | 0 | NA | NW
8034 | Kabirdham | Pipriya | CHC | OT | NEBULIZER | 1 | NA | NA | NA | 3000102239 | NA | 0 | NA | 0 | NA | NW
8035 | Kabirdham | Pipriya | CHC | Store Room | AUTOCLAVE | 1 | NA | NA | NA | 3000102218 | NA | 0 | NA | 0 | NA | NW
8036 | Kabirdham | Pipriya | CHC | Store Room | AUTOCLAVE | 1 | NA | NA | NA | 3000102219 | NA | 0 | NA | 0 | NA | NW
8037 | Kabirdham | Pipriya | CHC | Store Room | AUTOCLAVE | 1 | NA | NA | NA | 3000102220 | NA | 0 | NA | 0 | NA | NW
8038 | Kabirdham | Pipriya | CHC | Store Room | AUTOCLAVE | 1 | NA | NA | NA | 3000102221 | NA | 0 | NA | 0 | NA | NW
8039 | Kabirdham | Pipriya | CHC | Store Room | AUTOCLAVE | 1 | NA | NA | NA | 3000102222 | NA | 0 | NA | 0 | NA | NW
8040 | Kabirdham | Pipriya | CHC | Store Room | SHADOWLESS OT LIGHT | 1 | NA | NA | NA | 3000102223 | NA | 0 | NA | 0 | NA | W
8041 | Kabirdham | Pipriya | CHC | Store Room | AUTOCLAVE | 1 | NA | NA | NA | 3000102194 | NA | 0 | NA | 0 | NA | W
8042 | Kabirdham | Pipriya | CHC | Store Room | AUTOCLAVE | 1 | NA | NA | NA | 3000102195 | NA | 0 | NA | 0 | NA | W
8043 | Kabirdham | Pipriya | CHC | Store Room | AUTOCLAVE | 1 | NA | NA | NA | 3000102196 | NA | 0 | NA | 0 | NA | W
8044 | Kabirdham | Pipriya | CHC | Store Room | AUTOCLAVE | 1 | NA | NA | NA | 3000102197 | NA | 0 | NA | 0 | NA | W
8045 | Kabirdham | Pipriya | CHC | Store Room | AUTOCLAVE | 1 | NA | NA | NA | 3000102198 | NA | 0 | NA | 0 | NA | W
8046 | Kabirdham | Pipriya | CHC | Store Room | AUTOCLAVE | 1 | NA | NA | NA | 3000102199 | NA | 0 | NA | 0 | NA | W
8047 | Kabirdham | Pipriya | CHC | Store Room | AUTOCLAVE | 1 | NA | NA | NA | 3000102200 | NA | 0 | NA | 0 | NA | NW
8048 | Kabirdham | Pipriya | CHC | Store Room | AUTOCLAVE | 1 | NA | NA | NA | 3000102201 | NA | 0 | NA | 0 | NA | NW
8049 | Kabirdham | Pipriya | CHC | Store Room | AUTOCLAVE | 1 | NA | NA | NA | 3000102202 | NA | 0 | NA | 0 | NA | NW
8050 | Kabirdham | Pipriya | CHC | Store Room | AUTOCLAVE | 1 | NA | NA | NA | 3000102203 | NA | 0 | NA | 0 | NA | NW
8051 | Kabirdham | Pipriya | CHC | Store Room | AUTOCLAVE | 1 | NA | NA | NA | 3000102204 | NA | 0 | NA | 0 | NA | NW
8052 | Kabirdham | Pipriya | CHC | Store Room | AUTOCLAVE | 1 | NA | NA | NA | 3000102205 | NA | 0 | NA | 0 | NA | NW
8053 | Kabirdham | Pipriya | CHC | Store Room | AUTOCLAVE | 1 | NA | NA | NA | 3000102206 | NA | 0 | NA | 0 | NA | NW
8054 | Kabirdham | Pipriya | CHC | Store Room | AUTOCLAVE | 1 | NA | NA | NA | 3000102207 | NA | 0 | NA | 0 | NA | NW
8055 | Kabirdham | Pipriya | CHC | Store Room | AUTOCLAVE | 1 | NA | NA | NA | 3000102208 | NA | 0 | NA | 0 | NA | NW
8056 | Kabirdham | Pipriya | CHC | Store Room | AUTOCLAVE | 1 | NA | NA | NA | 3000102209 | NA | 0 | NA | 0 | NA | NW
8057 | Kabirdham | Pipriya | CHC | Store Room | AUTOCLAVE | 1 | NA | NA | NA | 3000102210 | NA | 0 | NA | 0 | NA | NW
8058 | Kabirdham | Pipriya | CHC | Store Room | AUTOCLAVE | 1 | NA | NA | NA | 3000102211 | NA | 0 | NA | 0 | NA | NW
8059 | Kabirdham | Pipriya | CHC | Store Room | SPHYGMOMANOMETER (MERCURIAL) | 1 | NA | NA | NA | 3000102171 | NA | 0 | NA | 0 | NA | NW
8060 | Kabirdham | Pipriya | CHC | Store Room | SPHYGMOMANOMETER (MERCURIAL) | 1 | NA | NA | NA | 3000102172 | NA | 0 | NA | 0 | NA | NW
8061 | Kabirdham | Pipriya | CHC | Store Room | SPHYGMOMANOMETER (MERCURIAL) | 1 | NA | NA | NA | 3000102173 | NA | 0 | NA | 0 | NA | NW
8062 | Kabirdham | Pipriya | CHC | Store Room | SPHYGMOMANOMETER (MERCURIAL) | 1 | NA | NA | NA | 3000102174 | NA | 0 | NA | 0 | NA | NW
8063 | Kabirdham | Pipriya | CHC | Pathology Lab. | MICROSCOPE (BINOCULAR) | 1 | NA | NA | NA | 3000102175 | NA | 0 | NA | 0 | NA | NW
8064 | Kabirdham | Pipriya | CHC | Pathology Lab. | MICROSCOPE (BINOCULAR) | 1 | NA | NA | NA | 3000102176 | NA | 0 | NA | 0 | NA | NW
8065 | Kabirdham | Pipriya | CHC | OT | NEBULIZER | 1 | NA | NA | NA | 3000102240 | NA | 0 | NA | 0 | NA | NW
8066 | Kabirdham | Pipriya | CHC | OT | ECG RECORDER 12 channel | 1 | Clarity Med | ECG-50 | 120600989 | 3000102241 | NA | 0 | NA | 0 | NA | NW
8067 | Kabirdham | Pipriya | CHC | Store Room | CENTRIFUGE MACHINE | 1 | NA | NA | NA | 3000102161 | NA | 0 | NA | 0 | NA | NW
8068 | Kabirdham | Pipriya | CHC | Store Room | CENTRIFUGE MACHINE | 1 | NA | NA | NA | 3000102162 | NA | 0 | NA | 0 | NA | NW
8069 | Kabirdham | Pipriya | CHC | Store Room | CENTRIFUGE MACHINE | 1 | NA | NA | NA | 3000102163 | NA | 0 | NA | 0 | NA | NW
8070 | Kabirdham | Pipriya | CHC | Store Room | SPHYGMOMANOMETER (MERCURIAL) | 1 | NA | NA | NA | 3000102166 | NA | 0 | NA | 0 | NA | NW
8071 | Kabirdham | Pipriya | CHC | Store Room | INFANT RADIANT WARMER | 1 | NA | NA | NA | 3000102164 | NA | 0 | NA | 0 | NA | NW
8072 | Kabirdham | Pipriya | CHC | Store Room | NEEDLE DESTROYER | 1 | NA | NA | NA | 3000102165 | NA | 0 | NA | 0 | NA | NW
8073 | Kabirdham | Pipriya | CHC | Store Room | AUTOCLAVE | 1 | NA | NA | NA | 3000102188 | NA | 0 | NA | 0 | NA | NW
8074 | Kabirdham | Pipriya | CHC | Store Room | AUTOCLAVE | 1 | NA | NA | NA | 3000102189 | NA | 0 | NA | 0 | NA | NW
8075 | Kabirdham | Pipriya | CHC | Store Room | AUTOCLAVE | 1 | NA | NA | NA | 3000102190 | NA | 0 | NA | 0 | NA | NW
8076 | Kabirdham | Pipriya | CHC | Store Room | AUTOCLAVE | 1 | NA | NA | NA | 3000102191 | NA | 0 | NA | 0 | NA | NW
8077 | Kabirdham | Pipriya | CHC | Store Room | AUTOCLAVE | 1 | NA | NA | NA | 3000102192 | NA | 0 | NA | 0 | NA | NW
8078 | Kabirdham | Pipriya | CHC | Store Room | AUTOCLAVE | 1 | NA | NA | NA | 3000102193 | NA | 0 | NA | 0 | NA | NW
8079 | Kabirdham | Pipriya | CHC | Store Room | AUTOCLAVE | 1 | NA | NA | NA | 3000102212 | NA | 0 | NA | 0 | NA | NW
8080 | Kabirdham | Pipriya | CHC | Store Room | AUTOCLAVE | 1 | NA | NA | NA | 3000102213 | NA | 0 | NA | 0 | NA | NW
8081 | Kabirdham | Pipriya | CHC | Store Room | AUTOCLAVE | 1 | NA | NA | NA | 3000102214 | NA | 0 | NA | 0 | NA | NW
8082 | Kabirdham | Pipriya | CHC | Store Room | AUTOCLAVE | 1 | NA | NA | NA | 3000102215 | NA | 0 | NA | 0 | NA | NW
8083 | Kabirdham | Pipriya | CHC | Store Room | AUTOCLAVE | 1 | NA | NA | NA | 3000102216 | NA | 0 | NA | 0 | NA | NW
8084 | Kabirdham | Pipriya | CHC | Store Room | AUTOCLAVE | 1 | NA | NA | NA | 3000102217 | NA | 0 | NA | 0 | NA | NW
8085 | Kabirdham | Pipriya | CHC | Store Room | AUTOCLAVE | 1 | NA | NA | NA | 3000102335 | NA | 0 | NA | 0 | NA | NW
8086 | Kabirdham | Pipriya | CHC | Store Room | AUTOCLAVE | 1 | NA | NA | NA | 3000102224 | NA | 0 | NA | 0 | NA | NW
8087 | Kabirdham | Pipriya | CHC | Store Room | AUTOCLAVE | 1 | NA | NA | NA | 3000102225 | NA | 0 | NA | 0 | NA | NW
8088 | Kabirdham | Pipriya | CHC | Store Room | AUTOCLAVE | 1 | NA | NA | NA | 3000102226 | NA | 0 | NA | 0 | NA | NW
8089 | Kabirdham | Pipriya | CHC | Store Room | AUTOCLAVE | 1 | NA | NA | NA | 3000102227 | NA | 0 | NA | 0 | NA | NW
8090 | Kabirdham | Pipriya | CHC | Store Room | AUTOCLAVE | 1 | NA | NA | NA | 3000102228 | NA | 0 | NA | 0 | NA | NW
8091 | Kabirdham | Pipriya | CHC | Store Room | SPHYGMOMANOMETER (MERCURIAL) | 1 | NA | NA | NA | 3000102229 | NA | 0 | NA | 0 | NA | NW
8092 | Kabirdham | Pipriya | CHC | Store Room | MICROSCOPE (BINOCULAR) | 1 | NA | NA | NA | 3000102230 | NA | 0 | NA | 0 | NA | NW
8093 | Kabirdham | Pipriya | CHC | Store Room | SPHYGMOMANOMETER (DIGITAL) | 1 | NA | NA | NA | 3000102231 | NA | 0 | NA | 0 | NA | NW
8094 | Kabirdham | Pipriya | CHC | Store Room | NEEDLE DESTROYER | 1 | NA | NA | NA | 3000102232 | NA | 0 | NA | 0 | NA | NW
8095 | Kabirdham | Pipriya | CHC | Store Room | NEEDLE DESTROYER | 1 | Saratech | NA | NA | 3000102233 | NA | 0 | NA | 0 | NA | NI
8096 | Kabirdham | Ruse | PHC | DELIVERY ROOM | SPHYGMOMANOMETER (MERCURIAL) | 1 | NA | NA | NA | 3000102669 | NA | 0 | NA | 0 | NA | W
8097 | Kabirdham | Ruse | PHC | DELIVERY ROOM | NEEDLE DESTROYER | 1 | NA | NA | NA | 3000102670 | NA | 0 | NA | 0 | NA | W
8098 | Kabirdham | Kishungarh | PHC | DELIVERY ROOM | ELECTRIC STERILIZER | 1 | NA | NA | NA | 3000102104 | NA | 0 | NA | 0 | NA | W
8099 | Kabirdham | Kishungarh | PHC | DELIVERY ROOM | SUCTION APPARATUS | 1 | NA | NA | NA | 3000102105 | NA | 0 | NA | 0 | NA | W
8100 | Kabirdham | Kishungarh | PHC | DELIVERY ROOM | ELECTRIC STERILIZER | 1 | NA | NA | NA | 3000102106 | NA | 0 | NA | 0 | NA | NW
8101 | Kabirdham | Kishungarh | PHC | DELIVERY ROOM | ELECTRIC STERILIZER | 1 | NA | NA | NA | 3000102107 | NA | 0 | NA | 0 | NA | NW
8102 | Kabirdham | Kishungarh | PHC | DELIVERY ROOM | NEEDLE DESTROYER | 1 | NA | NA | NA | 3000102108 | NA | 0 | NA | 0 | NA | W
8103 | Kabirdham | Kishungarh | PHC | Opthalmology Dept. | VISION DRUM | 1 | NA | NA | NA | 3000102109 | NA | 0 | NA | 0 | NA | W
8104 | Kabirdham | Damapur | PHC | OPD | SPHYGMOMANOMETER (MERCURIAL) | 1 | NA | NA | NA | 3000102677 | NA | 0 | NA | 0 | NA | W
8105 | Kabirdham | Damapur | PHC | OPD | SPHYGMOMANOMETER (MERCURIAL) | 1 | NA | NA | NA | 3000102678 | NA | 0 | NA | 0 | NA | W
8106 | Kabirdham | Damapur | PHC | OPD | AUTOCLAVE | 1 | NA | NA | NA | 3000102679 | NA | 0 | NA | 0 | NA | W
8107 | Kabirdham | Damapur | PHC | OPD | ELECTRIC STERILIZER | 1 | NA | NA | NA | 3000102680 | NA | 0 | NA | 0 | NA | NW
8108 | Kabirdham | Damapur | PHC | OPD | ELECTRIC STERILIZER | 1 | NA | NA | NA | 3000102681 | NA | 0 | NA | 0 | NA | NW
8109 | Kabirdham | Damapur | PHC | OPD | SUCTION APPARATUS | 1 | NA | NA | NA | 3000102682 | NA | 0 | NA | 0 | NA | NW
8110 | Kabirdham | Pandatarai | PHC | Store Room | SPHYGMOMANOMETER (MERCURIAL) | 1 | Dimond | 34278 | NA | 3000102086 | NA | 0 | NA | 0 | NA | W
8111 | Kabirdham | Pandatarai | PHC | Store Room | NEEDLE DESTROYER | 1 | Microsil | NA | NA | 3000102087 | NA | 0 | NA | 0 | NA | W
8112 | Kabirdham | Pandatarai | PHC | Store Room | ELECTRIC STERILIZER | 1 | NA | NA | NA | 3000102088 | NA | 0 | NA | 0 | NA | NW
8113 | Kabirdham | Pandatarai | PHC | DELIVERY ROOM | INFANT RADIANT WARMER | 1 | NA | NA | NA | 3000102089 | NA | 0 | NA | 0 | NA | NW
8114 | Kabirdham | Pandatarai | PHC | DELIVERY ROOM | ELECTRIC STERILIZER | 1 | NA | NA | NA | 3000102090 | NA | 0 | NA | 0 | NA | NW
8115 | Kabirdham | Pandatarai | PHC | DELIVERY ROOM | BABY WEIGHING SCALE | 1 | NA | NA | NA | 3000102091 | NA | 0 | NA | 0 | NA | NW
8116 | Kabirdham | Pandatarai | PHC | DELIVERY ROOM | BABY WEIGHING SCALE | 1 | NA | NA | NA | 3000102092 | NA | 0 | NA | 0 | NA | W
8117 | Kabirdham | Pandatarai | PHC | Opthalmology Dept. | VISION DRUM | 1 | NA | NA | NA | 3000102093 | NA | 0 | NA | 0 | NA | W
8118 | Kabirdham | Mongaon | PHC | GENERAL WARD | INFANT RADIANT WARMER | 1 | NA | NA | NA | 3000102651 | NA | 0 | NA | 0 | NA | NW
8119 | Kabirdham | Mongaon | PHC | GENERAL WARD | BABY WEIGHING SCALE | 1 | NA | NA | NA | 3000102652 | NA | 0 | NA | 0 | NA | W
8120 | Kabirdham | Mongaon | PHC | GENERAL WARD | VISION DRUM | 1 | NA | NA | NA | 3000102653 | NA | 0 | NA | 0 | NA | NW
8121 | Kabirdham | Mongaon | PHC | GENERAL WARD | SPHYGMOMANOMETER (MERCURIAL) | 1 | NA | NA | NA | 3000102654 | NA | 0 | NA | 0 | NA | W
8122 | Kabirdham | Mongaon | PHC | GENERAL WARD | SPHYGMOMANOMETER (MERCURIAL) | 1 | NA | NA | NA | 3000102655 | NA | 0 | NA | 0 | NA | NW
8123 | Kabirdham | Mongaon | PHC | GENERAL WARD | NEEDLE DESTROYER | 1 | NA | NA | NA | 3000102656 | NA | 0 | NA | 0 | NA | W
8124 | Kabirdham | Mongaon | PHC | GENERAL WARD | NEBULIZER | 1 | Smart Card | NA | NA | 3000102657 | NA | 0 | NA | 0 | NA | W
8125 | Kabirdham | Mongaon | PHC | Store Room | SUCTION APPARATUS | 1 | NA | NA | NA | 3000102658 | NA | 0 | NA | 0 | NA | NW
8126 | Kabirdham | Mongaon | PHC | Store Room | SPHYGMOMANOMETER (MERCURIAL) | 1 | NA | NA | NA | 3000102659 | NA | 0 | NA | 0 | NA | NW
8127 | Kabirdham | Mongaon | PHC | Store Room | SPHYGMOMANOMETER (MERCURIAL) | 1 | NA | NA | NA | 3000102660 | NA | 0 | NA | 0 | NA | NW
8128 | Kabirdham | Mongaon | PHC | Store Room | GLUCOMETER | 1 | NA | NA | NA | 3000102661 | NA | 0 | NA | 0 | NA | NW
8129 | Kabirdham | Mongaon | PHC | Store Room | BABY WEIGHING SCALE | 1 | NA | NA | NA | 3000102662 | NA | 0 | NA | 0 | NA | W
8130 | Kabirdham | Mongaon | PHC | Store Room | NEEDLE DESTROYER | 1 | NA | NA | NA | 3000102663 | NA | 0 | NA | 0 | NA | NW
8131 | Kabirdham | Mongaon | PHC | Store Room | NEEDLE DESTROYER | 1 | NA | NA | NA | 3000102664 | NA | 0 | NA | 0 | NA | NW
8132 | Kabirdham | Mongaon | PHC | Store Room | AUTOCLAVE | 1 | NA | NA | NA | 3000102665 | NA | 0 | NA | 0 | NA | NW
8133 | Kabirdham | Mongaon | PHC | Store Room | AUTOCLAVE | 1 | NA | NA | NA | 3000102666 | NA | 0 | NA | 0 | NA | NW
8134 | Kabirdham | Mongaon | PHC | Store Room | AUTOCLAVE | 1 | NA | NA | NA | 3000102667 | NA | 0 | NA | 0 | NA | NW
8135 | Kabirdham | Mongaon | PHC | Store Room | AUTOCLAVE | 1 | NA | NA | NA | 3000102668 | NA | 0 | NA | 0 | NA | NW
8136 | Kabirdham | Dullapur | PHC | OPD | MICROSCOPE (BINOCULAR) | 1 | NA | NA | NA | 3000102695 | NA | 0 | NA | 0 | NA | NW
8137 | Kabirdham | Dullapur | PHC | OPD | BABY WEIGHING SCALE | 1 | NA | NA | NA | 3000102696 | NA | 0 | NA | 0 | NA | W
8138 | Kabirdham | Dullapur | PHC | OPD | BABY WEIGHING SCALE | 1 | NA | NA | NA | 3000102697 | NA | 0 | NA | 0 | NA | W
8139 | Kabirdham | Dullapur | PHC | OPD | BABY WEIGHING SCALE | 1 | NA | NA | NA | 3000102698 | NA | 0 | NA | 0 | NA | W
8140 | Kabirdham | Dullapur | PHC | OPD | NEEDLE DESTROYER | 1 | NA | NA | NA | 3000102699 | NA | 0 | NA | 0 | NA | W
8141 | Kabirdham | Dullapur | PHC | OPD | NEEDLE DESTROYER | 1 | NA | NA | NA | 3000102734 | NA | 0 | NA | 0 | NA | NW
8142 | Kabirdham | Dullapur | PHC | OPD | SPHYGMOMANOMETER (MERCURIAL) | 1 | NA | NA | NA | 3000102683 | NA | 0 | NA | 0 | NA | NW
8143 | Kabirdham | Dullapur | PHC | Store Room | NEEDLE DESTROYER | 1 | NA | NA | NA | 3000102685 | NA | 0 | NA | 0 | NA | NW
8144 | Kabirdham | Dullapur | PHC | Store Room | ELECTRIC STERILIZER | 1 | NA | NA | NA | 3000102684 | NA | 0 | NA | 0 | NA | NW
8145 | Kabirdham | Dullapur | PHC | Store Room | ADULT WEIGHING MACHINE | 1 | NA | NA | NA | 3000102686 | NA | 0 | NA | 0 | NA | W
8146 | Kabirdham | Dullapur | PHC | Store Room | NEEDLE DESTROYER | 1 | NA | NA | NA | 3000102687 | NA | 0 | NA | 0 | NA | W
8147 | Kabirdham | Dullapur | PHC | Store Room | INFANT RADIANT WARMER | 1 | NA | NA | NA | 3000102688 | NA | 0 | NA | 0 | NA | NW
8148 | Kabirdham | Dullapur | PHC | Store Room | SUCTION APPARATUS | 1 | NA | NA | NA | 3000102689 | NA | 0 | NA | 0 | NA | NW
8149 | Kabirdham | Dullapur | PHC | Store Room | ELECTRIC STERILIZER | 1 | NA | NA | NA | 3000102690 | NA | 0 | NA | 0 | NA | W
8150 | Kabirdham | Dullapur | PHC | Store Room | ELECTRIC STERILIZER | 1 | NA | NA | NA | 3000102691 | NA | 0 | NA | 0 | NA | W
8151 | Kabirdham | Dullapur | PHC | Store Room | ELECTRIC STERILIZER | 1 | NA | NA | NA | 3000102692 | NA | 0 | NA | 0 | NA | W
8152 | Kabirdham | Dullapur | PHC | Store Room | AUTOCLAVE | 1 | NA | NA | NA | 3000102693 | NA | 0 | NA | 0 | NA | NW
8153 | Kabirdham | Dullapur | PHC | Store Room | AUTOCLAVE | 1 | NA | NA | NA | 3000102694 | NA | 0 | NA | 0 | NA | NW
8154 | Kabirdham | Dullapur | PHC | Store Room | NEEDLE DESTROYER | 1 | NA | NA | NA | 3000102700 | NA | 0 | NA | 0 | NA | NW
8155 | Kabirdham | Dullapur | PHC | Store Room | NEEDLE DESTROYER | 1 | NA | NA | NA | 3000102701 | NA | 0 | NA | 0 | NA | NW
8156 | Kabirdham | Dullapur | PHC | Store Room | NEEDLE DESTROYER | 1 | NA | NA | NA | 3000102702 | NA | 0 | NA | 0 | NA | W
8157 | Kabirdham | Dullapur | PHC | Store Room | SUCTION APPARATUS | 1 | NA | NA | NA | 3000102703 | NA | 0 | NA | 0 | NA | NW
8158 | Kabirdham | Chilphi | PHC | DELIVERY ROOM | SUCTION APPARATUS | 1 | NA | NA | NA | 3000102323 | NA | 0 | NA | 0 | NA | NW
8159 | Kabirdham | Chilphi | PHC | DELIVERY ROOM | NEBULIZER | 1 | NA | NA | NA | 3000102324 | NA | 0 | NA | 0 | NA | W
8160 | Kabirdham | Chilphi | PHC | DELIVERY ROOM | NEEDLE DESTROYER | 1 | NA | NA | NA | 3000102325 | NA | 0 | NA | 0 | NA | W
8161 | Kabirdham | Chilphi | PHC | DELIVERY ROOM | ELECTRIC STERILIZER | 1 | NA | NA | NA | 3000102326 | NA | 0 | NA | 0 | NA | NW
8162 | Kabirdham | Chilphi | PHC | DELIVERY ROOM | SUCTION APPARATUS | 1 | NA | NA | NA | 3000102327 | NA | 0 | NA | 0 | NA | NW
8163 | Kabirdham | Chilphi | PHC | DELIVERY ROOM | BABY WEIGHING SCALE | 1 | NA | NA | NA | 3000102328 | NA | 0 | NA | 0 | NA | W
8164 | Kabirdham | Chilphi | PHC | DELIVERY ROOM | ELECTRIC STERILIZER | 1 | NA | NA | NA | 3000102329 | NA | 0 | NA | 0 | NA | NW
8165 | Kabirdham | Chilphi | PHC | DELIVERY ROOM | SPHYGMOMANOMETER (MERCURIAL) | 1 | Gold | 134002 | NA | 3000102330 | NA | 0 | NA | 0 | NA | NW
8166 | Kabirdham | Chilphi | PHC | DELIVERY ROOM | SHADOWLESS OT LIGHT | 1 | NA | NA | NA | 3000102331 | NA | 0 | NA | 0 | NA | W
8167 | Kabirdham | Chilphi | PHC | DELIVERY ROOM | VISION DRUM | 1 | NA | NA | NA | 3000102332 | NA | 0 | NA | 0 | NA | W
8168 | Kabirdham | Chilphi | PHC | DELIVERY ROOM | CENTRIFUGE MACHINE | 1 | NA | NA | NA | 3000102333 | NA | 0 | NA | 0 | NA | W
8169 | Kabirdham | Chilphi | PHC | DELIVERY ROOM | SPHYGMOMANOMETER (MERCURIAL) | 1 | INFI | 13F0175 | NA | 3000102334 | NA | 0 | NA | 0 | NA | W
8170 | Kabirdham | Podi | PHC | OPD | SPHYGMOMANOMETER (MERCURIAL) | 1 | NA | NA | NA | 3000102644 | NA | 0 | NA | 0 | NA | W
8171 | Kabirdham | Podi | PHC | OPD | NEEDLE DESTROYER | 1 | NA | NA | NA | 3000102645 | NA | 0 | NA | 0 | NA | W
8172 | Kabirdham | Podi | PHC | OPD | BABY WEIGHING SCALE | 1 | NA | NA | NA | 3000102646 | NA | 0 | NA | 0 | NA | W
8173 | Kabirdham | Podi | PHC | OPD | SPHYGMOMANOMETER (MERCURIAL) | 1 | NA | NA | NA | 3000102647 | NA | 0 | NA | 0 | NA | W
8174 | Kabirdham | Podi | PHC | OPD | SUCTION APPARATUS | 1 | NA | NA | NA | 3000102648 | NA | 0 | NA | 0 | NA | NW
8175 | Kabirdham | Podi | PHC | OPD | FOETAL DOPPLER | 1 | NA | NA | NA | 3000102649 | NA | 0 | NA | 0 | NA | NW
8176 | Kabirdham | Podi | PHC | DELIVERY ROOM | NEBULIZER | 1 | NA | NA | NA | 3000102650 | NA | 0 | NA | 0 | NA | NW
8177 | Kabirdham | Kunda | PHC | Store Room | SPHYGMOMANOMETER (MERCURIAL) | 1 | NA | NA | NA | 3000102671 | NA | 0 | NA | 0 | NA | W
8178 | Kabirdham | Kunda | PHC | OPD | NEEDLE DESTROYER | 1 | NA | NA | NA | 3000102672 | NA | 0 | NA | 0 | NA | W
8179 | Kabirdham | Kunda | PHC | OPD | NEEDLE DESTROYER | 1 | NA | NA | NA | 3000102673 | NA | 0 | NA | 0 | NA | W
8180 | Kabirdham | Kunda | PHC | OPD | AUTOCLAVE | 1 | NA | NA | NA | 3000102674 | NA | 0 | NA | 0 | NA | W
8181 | Kabirdham | Kunda | PHC | OPD | BABY WEIGHING SCALE | 1 | NA | NA | NA | 3000102675 | NA | 0 | NA | 0 | NA | W
8182 | Kabirdham | Kunda | PHC | OPD | SUCTION APPARATUS | 1 | NA | NA | NA | 3000102676 | NA | 0 | NA | 0 | NA | W
8183 | Kabirdham | Pandariya | CHC | Pathology Lab. | CENTRIFUGE MACHINE | 1 | NA | NA | NA | 3000102041 | NA | 0 | NA | 0 | NA | W
8184 | Kabirdham | Pandariya | CHC | Pathology Lab. | MICROSCOPE (BINOCULAR) | 1 | Labourd | 3 | 1263 | 3000102042 | NA | 0 | NA | 0 | NA | W
8185 | Kabirdham | Pandariya | CHC | Pathology Lab. | MICROSCOPE (BINOCULAR) | 1 | NA | NA | NA | 3000102043 | NA | 0 | NA | 0 | NA | NW
8186 | Kabirdham | Pandariya | CHC | Pathology Lab. | MICROSCOPE (BINOCULAR) | 1 | Labourd | HL-66 | 6375 | 3000102044 | NA | 1 | 2016-06-29 | 0 | NA | W
8187 | Kabirdham | Pandariya | CHC | Pathology Lab. | COLORIMETER | 1 | Simtronics | NA | NA | 3000102045 | NA | 0 | NA | 0 | NA | NW
8188 | Kabirdham | Pandariya | CHC | Pathology Lab. | STRIRER | 1 | NA | NA | NA | 3000102046 | NA | 0 | NA | 0 | NA | W
8189 | Kabirdham | Pandariya | CHC | Pathology Lab. | CENTRIFUGE MACHINE | 1 | NA | NA | NA | 3000102047 | NA | 0 | NA | 0 | NA | W
8190 | Kabirdham | Pandariya | CHC | Pathology Lab. | ELECTRO PHORESIS MACHINE | 1 | NA | NA | 1454 | 3000102048 | NA | 0 | NA | 0 | NA | W
8191 | Kabirdham | Pandariya | CHC | GENERAL WARD | ELECTRIC STERILIZER | 1 | NA | NA | NA | 3000102049 | NA | 0 | NA | 0 | NA | W
8192 | Kabirdham | Pandariya | CHC | GENERAL WARD | NEEDLE DESTROYER | 1 | NA | NA | NA | 3000102050 | NA | 0 | NA | 0 | NA | W
8193 | Kabirdham | Pandariya | CHC | GENERAL WARD | SPHYGMOMANOMETER (MERCURIAL) | 1 | Medi Tech. | NA | 13J068 | 3000102051 | NA | 0 | NA | 0 | NA | W
8194 | Kabirdham | Pandariya | CHC | Dressing Room | ELECTRIC STERILIZER | 1 | NA | NA | NA | 3000102052 | NA | 0 | NA | 0 | NA | W
8195 | Kabirdham | Pandariya | CHC | ICTC | HOT AIR OVEN | 1 | NA | NA | NA | 3000102053 | NA | 0 | NA | 0 | NA | NW
8196 | Kabirdham | Pandariya | CHC | ICTC | HOT AIR OVEN | 1 | NA | NA | NA | 3000102054 | NA | 0 | NA | 0 | NA | NW
8197 | Kabirdham | Pandariya | CHC | ICTC | WATER BATH | 1 | NA | NA | NA | 3000102055 | NA | 0 | NA | 0 | NA | NW
8198 | Kabirdham | Pandariya | CHC | ICTC | WATER BATH | 1 | NA | NA | NA | 3000102056 | NA | 0 | NA | 0 | NA | NW
8199 | Kabirdham | Pandariya | CHC | ICTC | ECG RECORDER 12 channel | 1 | Schiller | CH-6341 | NA | 3000102057 | NA | 0 | NA | 0 | NA | W
8200 | Kabirdham | Pandariya | CHC | Female Ward | NEEDLE DESTROYER | 1 | NA | SIR 100 VA | NA | 3000102058 | NA | 0 | NA | 0 | NA | W
8201 | Kabirdham | Pandariya | CHC | Female Ward | Blood Bank REFRIGERATOR | 1 | Medi Tech. | MTPF01 | NA | 3000102059 | NA | 1 | 2017-08-12 | 0 | NA | W
8202 | Kabirdham | Pandariya | CHC | Female Ward | CENTRIFUGE MACHINE | 1 | Medi Tech. | R08C with R-8L | DHLC5783 | 3000102060 | NA | 0 | NA | 0 | NA | W
8203 | Kabirdham | Pandariya | CHC | Female Ward | OPHTHALMOSCOPE | 1 | Gem optech | NA | ZOM-12-709 | 3000102061 | NA | 0 | NA | 0 | NA | W
8204 | Kabirdham | Pandariya | CHC | Female Ward | Hydraulic OT TABLE | 1 | NA | NA | NA | 3000102062 | NA | 0 | NA | 0 | NA | W
8205 | Kabirdham | Pandariya | CHC | Female Ward | AUTOCLAVE | 1 | NA | NA | NA | 3000102063 | NA | 0 | NA | 0 | NA | W
8206 | Kabirdham | Pandariya | CHC | OT | AUTOCLAVE | 1 | NA | 10KG | NA | 3000102064 | NA | 0 | NA | 0 | NA | W
8207 | Kabirdham | Pandariya | CHC | OT | AUTOCLAVE | 1 | NA | 10KG | NA | 3000102065 | NA | 0 | NA | 0 | NA | W
8208 | Kabirdham | Pandariya | CHC | OT | ELECTRIC STERILIZER | 1 | NA | 5KG | NA | 3000102066 | NA | 0 | NA | 0 | NA | W
8209 | Kabirdham | Pandariya | CHC | OT | ELECTRIC STERILIZER | 1 | NA | 50KG | NA | 3000102067 | NA | 0 | NA | 0 | NA | W
8210 | Kabirdham | Pandariya | CHC | OT | SLIT LAMP | 1 | ZEISS | 115 | 1013136 | 3000102068 | NA | 0 | NA | 0 | NA | W
8211 | Kabirdham | Pandariya | CHC | OT | FUMIGATION MACHINE | 1 | NA | NA | NA | 3000102069 | NA | 0 | NA | 0 | NA | W
8212 | Kabirdham | Pandariya | CHC | Dental Dept. | DENTAL CHAIR | 1 | Chesa | NA | E30029-7031 | 3000102070 | NA | 1 | 2016-10-04 | 0 | NA | W
8213 | Kabirdham | Pandariya | CHC | OPD | SPHYGMOMANOMETER (MERCURIAL) | 1 | Diamond | 03625 | NA | 3000102071 | NA | 0 | NA | 0 | NA | W
8214 | Kabirdham | Pandariya | CHC | DELIVERY ROOM | SPHYGMOMANOMETER (MERCURIAL) | 1 | Diamond | 152 Dec. 1402425 | 0196043 | 3000102072 | NA | 0 | NA | 0 | NA | W
8215 | Kabirdham | Pandariya | CHC | DELIVERY ROOM | BABY WEIGHING SCALE | 1 | Essae | BS-250 | 2501413-1682 | 3000102073 | NA | 0 | NA | 0 | NA | W
8216 | Kabirdham | Pandariya | CHC | DELIVERY ROOM | INFANT RADIANT WARMER | 1 | Zeal Medical Pvt. Ltd. | NA | RSW-20028/0613/41 | 3000102074 | NA | 0 | NA | 0 | NA | W
8217 | Kabirdham | Pandariya | CHC | DELIVERY ROOM | SUCTION APPARATUS | 1 | NA | NA | NA | 3000102075 | NA | 0 | NA | 0 | NA | W
8218 | Kabirdham | Pandariya | CHC | DELIVERY ROOM | Hydraulic OT TABLE | 1 | NA | NA | NA | 3000102076 | NA | 0 | NA | 0 | NA | W
8219 | Kabirdham | Pandariya | CHC | Store Room | X-ray Flim Storage Box | 1 | RKT | NA | NA | 3000102077 | NA | 0 | NA | 0 | NA | W
8220 | Kabirdham | Pandariya | CHC | Store Room | MICROSCOPE (BINOCULAR) | 1 | NA | NA | NA | 3000102078 | NA | 0 | NA | 0 | NA | W
8221 | Kabirdham | Pandariya | CHC | Store Room | MICROSCOPE (BINOCULAR) | 1 | NA | NA | NA | 3000102079 | NA | 0 | NA | 0 | NA | W
8222 | Kabirdham | Pandariya | CHC | Store Room | MICROSCOPE (BINOCULAR) | 1 | NA | NA | NA | 3000102080 | NA | 0 | NA | 0 | NA | NW
8223 | Kabirdham | Pandariya | CHC | Store Room | MICROSCOPE (BINOCULAR) | 1 | NA | NA | NA | 3000102081 | NA | 0 | NA | 0 | NA | NW
8224 | Kabirdham | Pandariya | CHC | Store Room | INFANT RADIANT WARMER | 1 | Phoenix | OCW/PA | 6312 | 3000102082 | NA | 0 | NA | 0 | NA | W
8225 | Kabirdham | Pandariya | CHC | Store Room | INFANT RADIANT WARMER | 1 | Phoenix | OCW/PA | 6313 | 3000102083 | NA | 0 | NA | 0 | NA | W
8226 | Kabirdham | Pandariya | CHC | Store Room | INFANT RADIANT WARMER | 1 | Phoenix | OCW/PA | 6314 | 3000102084 | NA | 0 | NA | 0 | NA | W
8227 | Kabirdham | Pandariya | CHC | RADIOLOGY Dept. | X-RAY MACHINE | 1 | Gelpro | BT60 | CG004-1 | 3000102085 | NA | 0 | NA | 0 | NA | W
8228 | Kabirdham | Indori | PHC | DELIVERY ROOM | NEEDLE DESTROYER | 1 | NA | NA | NA | 3000102249 | NA | 0 | NA | 0 | NA | W
8229 | Kabirdham | Indori | PHC | Store Room | SPHYGMOMANOMETER (MERCURIAL) | 1 | NA | NA | NA | 3000102250 | NA | 0 | NA | 0 | NA | NW
8230 | Kabirdham | Indori | PHC | Store Room | SPHYGMOMANOMETER (MERCURIAL) | 1 | NA | NA | NA | 3000102251 | NA | 0 | NA | 0 | NA | NW
8231 | Kabirdham | Indori | PHC | Store Room | SPHYGMOMANOMETER (MERCURIAL) | 1 | NA | NA | NA | 3000102252 | NA | 0 | NA | 0 | NA | NW
8232 | Kabirdham | Indori | PHC | Store Room | SPHYGMOMANOMETER (MERCURIAL) | 1 | NA | NA | NA | 3000102253 | NA | 0 | NA | 0 | NA | NW
8233 | Kabirdham | Indori | PHC | Store Room | SPHYGMOMANOMETER (MERCURIAL) | 1 | NA | NA | NA | 3000102254 | NA | 0 | NA | 0 | NA | NW
8234 | Kabirdham | Indori | PHC | DELIVERY ROOM | SUCTION APPARATUS | 1 | NA | NA | NA | 3000102242 | NA | 0 | NA | 0 | NA | W
8235 | Kabirdham | Indori | PHC | DELIVERY ROOM | INFANT RADIANT WARMER | 1 | NA | NA | NA | 3000102243 | NA | 0 | NA | 0 | NA | W
8236 | Kabirdham | Indori | PHC | DELIVERY ROOM | BABY WEIGHING SCALE | 1 | NA | NA | NA | 3000102244 | NA | 0 | NA | 0 | NA | W
8237 | Kabirdham | Indori | PHC | DELIVERY ROOM | BABY WEIGHING SCALE | 1 | NA | BS250 | 2501413-1673 | 3000102246 | NA | 0 | NA | 0 | NA | W
8238 | Kabirdham | Indori | PHC | DELIVERY ROOM | ELECTRIC STERILIZER | 1 | NA | NA | NA | 3000102247 | NA | 0 | NA | 0 | NA | W
8239 | Kabirdham | Indori | PHC | DELIVERY ROOM | ELECTRIC STERILIZER | 1 | NA | NA | 09E8999 | 3000102248 | NA | 0 | NA | 0 | NA | W
8240 | Kabirdham | Indori | PHC | Store Room | ELECTRIC STERILIZER | 1 | NA | NA | NA | 3000102261 | NA | 0 | NA | 0 | NA | NW
8241 | Kabirdham | Indori | PHC | Store Room | ELECTRIC STERILIZER | 1 | NA | NA | NA | 3000102262 | NA | 0 | NA | 0 | NA | NW
8242 | Kabirdham | Indori | PHC | Store Room | ELECTRIC STERILIZER | 1 | NA | NA | NA | 3000102264 | NA | 0 | NA | 0 | NA | NW
8243 | Kabirdham | Indori | PHC | Store Room | ELECTRIC STERILIZER | 1 | NA | NA | NA | 3000102265 | NA | 0 | NA | 0 | NA | NW
8244 | Kabirdham | Indori | PHC | Store Room | ELECTRIC STERILIZER | 1 | NA | NA | NA | 3000102263 | NA | 0 | NA | 0 | NA | W
8245 | Kabirdham | Indori | PHC | OPD | SPHYGMOMANOMETER (MERCURIAL) | 1 | Diomond | 3087 |  | 3000102266 | NA | 0 | NA | 0 | NA | W
8246 | Kabirdham | Indori | PHC | Store Room | NEEDLE DESTROYER | 1 | NA | NA | NA | 3000102255 | NA | 0 | NA | 0 | NA | NW
8247 | Kabirdham | Indori | PHC | Store Room | NEEDLE DESTROYER | 1 | NA | NA | NA | 3000102256 | NA | 0 | NA | 0 | NA | NW
8248 | Kabirdham | Indori | PHC | Store Room | ELECTRIC STERILIZER | 1 | NA | NA | NA | 3000102257 | NA | 0 | NA | 0 | NA | NW
8249 | Kabirdham | Indori | PHC | Store Room | ELECTRIC STERILIZER | 1 | NA | NA | NA | 3000102258 | NA | 0 | NA | 0 | NA | NW
8250 | Kabirdham | Indori | PHC | Store Room | ELECTRIC STERILIZER | 1 | NA | NA | NA | 3000102259 | NA | 0 | NA | 0 | NA | NW
8251 | Kabirdham | Indori | PHC | Store Room | ELECTRIC STERILIZER | 1 | NA | NA | NA | 3000102260 | NA | 0 | NA | 0 | NA | NW
8252 | Kabirdham | Kukdur | PHC | Store Room | ELECTRIC STERILIZER | 1 | NA | NA | NA | 3000102118 | NA | 0 | NA | 0 | NA | W
8253 | Kabirdham | Kukdur | PHC | Store Room | ELECTRIC STERILIZER | 1 | NA | NA | NA | 3000102103 | NA | 0 | NA | 0 | NA | W
8254 | Kabirdham | Kukdur | PHC | Store Room | ELECTRIC STERILIZER | 1 | NA | NA | NA | 3000102102 | NA | 0 | NA | 0 | NA | NW
8255 | Kabirdham | Kukdur | PHC | Store Room | ELECTRIC STERILIZER | 1 | NA | NA | NA | 3000102101 | NA | 0 | NA | 0 | NA | NW
8256 | Kabirdham | Kukdur | PHC | Store Room | ELECTRIC STERILIZER | 1 | NA | NA | NA | 3000102100 | NA | 0 | NA | 0 | NA | NW
8257 | Kabirdham | Kukdur | PHC | Store Room | INFANT RADIANT WARMER | 1 | NA | NA | NA | 3000102116 | NA | 0 | NA | 0 | NA | W
8258 | Kabirdham | Kukdur | PHC | DELIVERY ROOM | BABY WEIGHING SCALE | 1 | NA | NA | NA | 3000102094 | NA | 0 | NA | 0 | NA | W
8259 | Kabirdham | Kukdur | PHC | DELIVERY ROOM | SUCTION APPARATUS | 1 | NA | NA | NA | 3000102095 | NA | 0 | NA | 0 | NA | W
8260 | Kabirdham | Kukdur | PHC | DELIVERY ROOM | NEEDLE DESTROYER | 1 | NA | NA | NA | 3000102096 | NA | 0 | NA | 0 | NA | W
8261 | Kabirdham | Kukdur | PHC | OPD | SPHYGMOMANOMETER (MERCURIAL) | 1 | NA | NA | NA | 3000102097 | NA | 0 | NA | 0 | NA | W
8262 | Kabirdham | Kukdur | PHC | Store Room | CENTRIFUGE MACHINE | 1 | NA | NA | NA | 3000102098 | NA | 0 | NA | 0 | NA | W
8263 | Kabirdham | Kukdur | PHC | Store Room | CENTRIFUGE MACHINE | 1 | NA | NA | NA | 3000102117 | NA | 0 | NA | 0 | NA | W
8264 | Kabirdham | Kukdur | PHC | Store Room | ELECTRIC STERILIZER | 1 | NA | NA | NA | 3000102099 | NA | 0 | NA | 0 | NA | NW
8265 | Kabirdham | Kukdur | PHC | Store Room | ELECTRIC STERILIZER | 1 | NA | NA | NA | 3000102110 | NA | 0 | NA | 0 | NA | NW
8266 | Kabirdham | Kukdur | PHC | Store Room | ELECTRIC STERILIZER | 1 | NA | NA | NA | 3000102111 | NA | 0 | NA | 0 | NA | NW
8267 | Kabirdham | Kukdur | PHC | Store Room | ELECTRIC STERILIZER | 1 | NA | NA | NA | 3000102112 | NA | 0 | NA | 0 | NA | NW
8268 | Kabirdham | Kukdur | PHC | Store Room | ELECTRIC STERILIZER | 1 | NA | NA | NA | 3000102113 | NA | 0 | NA | 0 | NA | NW
8269 | Kabirdham | Kukdur | PHC | Store Room | ELECTRIC STERILIZER | 1 | NA | NA | NA | 3000102114 | NA | 0 | NA | 0 | NA | NW
8270 | Kabirdham | Daldali | PHC | DELIVERY ROOM | SUCTION APPARATUS | 1 | NA | NA | NA | 3000102138 | NA | 0 | NA | 0 | NA | NW
8271 | Kabirdham | Daldali | PHC | DELIVERY ROOM | BABY WEIGHING SCALE | 1 | NA | NA | NA | 3000102139 | NA | 0 | NA | 0 | NA | W
8272 | Kabirdham | Daldali | PHC | DELIVERY ROOM | NEEDLE DESTROYER | 1 | NA | NA | NA | 3000102140 | NA | 0 | NA | 0 | NA | W
8273 | Kabirdham | Daldali | PHC | DELIVERY ROOM | ELECTRIC STERILIZER | 1 | NA | NA | NA | 3000102141 | NA | 0 | NA | 0 | NA | W
8274 | Kabirdham | Daldali | PHC | DELIVERY ROOM | NEBULIZER | 1 | Smartcare | NA | 9311 | 3000102142 | NA | 0 | NA | 0 | NA | W
8275 | Kabirdham | Daldali | PHC | DELIVERY ROOM | SPHYGMOMANOMETER (MERCURIAL) | 1 | Smartcare | NA | SCH 118 | 3000102143 | NA | 0 | NA | 0 | NA | W
8276 | Kabirdham | Daldali | PHC | Store Room | SPHYGMOMANOMETER (MERCURIAL) | 1 | NA | NA | NA | 3000102144 | NA | 0 | NA | 0 | NA | NW
8277 | Kabirdham | Daldali | PHC | Store Room | SPHYGMOMANOMETER (MERCURIAL) | 1 | NA | NA | NA | 3000102145 | NA | 0 | NA | 0 | NA | NW
8278 | Kabirdham | Daldali | PHC | Store Room | ELECTRIC STERILIZER | 1 | NA | NA | NA | 3000102146 | NA | 0 | NA | 0 | NA | NW
8279 | Kabirdham | Daldali | PHC | Store Room | ELECTRIC STERILIZER | 1 | NA | NA | NA | 3000102147 | NA | 0 | NA | 0 | NA | NW
8280 | Kabirdham | Daldali | PHC | Store Room | ELECTRIC STERILIZER | 1 | NA | NA | NA | 3000102148 | NA | 0 | NA | 0 | NA | NW
8281 | Kabirdham | Taregaon | PHC | Pathology Lab. | MICROSCOPE (BINOCULAR) | 1 | Labomed | 3 | 4380-0951 | 3000102125 | NA | 0 | NA | 0 | NA | NW
8282 | Kabirdham | Taregaon | PHC | Pathology Lab. | MICROSCOPE (BINOCULAR) | 1 | NA | MK-603 | NA | 3000102126 | NA | 0 | NA | 0 | NA | W
8283 | Kabirdham | Taregaon | PHC | Store Room | ELECTRIC STERILIZER | 1 | NA | NA | NA | 3000102127 | NA | 0 | NA | 0 | NA | W
8284 | Kabirdham | Taregaon | PHC | Store Room | ELECTRIC STERILIZER | 1 | NA | NA | NA | 3000102128 | NA | 0 | NA | 0 | NA | W
8285 | Kabirdham | Taregaon | PHC | Store Room | ELECTRIC STERILIZER | 1 | NA | NA | NA | 3000102129 | NA | 0 | NA | 0 | NA | W
8286 | Kabirdham | Taregaon | PHC | Store Room | ELECTRIC STERILIZER | 1 | NA | NA | NA | 3000102130 | NA | 0 | NA | 0 | NA | W
8287 | Kabirdham | Taregaon | PHC | Pathology Lab. | ELECTRIC STERILIZER | 1 | NA | NA | NA | 3000102131 | NA | 0 | NA | 0 | NA | W
8288 | Kabirdham | Taregaon | PHC | Pathology Lab. | ELECTRIC STERILIZER | 1 | NA | NA | NA | 3000102132 | NA | 0 | NA | 0 | NA | NW
8289 | Kabirdham | Taregaon | PHC | Store Room | SUCTION APPARATUS | 1 | NA | NA | NA | 3000102133 | NA | 0 | NA | 0 | NA | W
8290 | Kabirdham | Taregaon | PHC | Store Room | HOT AIR OVEN | 1 | NA | NA | NA | 3000102134 | NA | 0 | NA | 0 | NA | NW
8291 | Kabirdham | Taregaon | PHC | Store Room | CENTRIFUGE MACHINE | 1 | NA | NA | NA | 3000102135 | NA | 0 | NA | 0 | NA | NW
8292 | Kabirdham | Taregaon | PHC | Store Room | CENTRIFUGE MACHINE | 1 | NA | NA | NA | 3000102136 | NA | 0 | NA | 0 | NA | NW
8293 | Kabirdham | Taregaon | PHC | DELIVERY ROOM | SUCTION APPARATUS | 1 | NA | NA | NA | 3000102119 | NA | 0 | NA | 0 | NA | W
8294 | Kabirdham | Taregaon | PHC | DELIVERY ROOM | BABY WEIGHING SCALE | 1 | Essae | BS250 | 2501413-1695 | 3000102120 | NA | 0 | NA | 0 | NA | NW
8295 | Kabirdham | Taregaon | PHC | DELIVERY ROOM | BABY WEIGHING SCALE | 1 | Crown | NA | NA | 3000102121 | NA | 0 | NA | 0 | NA | W
8296 | Kabirdham | Taregaon | PHC | DELIVERY ROOM | NEEDLE DESTROYER | 1 | NA | NA | NA | 3000102122 | NA | 0 | NA | 0 | NA | W
8297 | Kabirdham | Taregaon | PHC | Pathology Lab. | CENTRIFUGE MACHINE | 1 | NA | NA | NA | 3000102124 | NA | 0 | NA | 0 | NA | W
8298 | Kabirdham | Taregaon | PHC | Pathology Lab. | HOT AIR OVEN | 1 | NA | NA | NA | 3000102123 | NA | 0 | NA | 0 | NA | W
8299 | Kabirdham | Jhalmala | PHC | DELIVERY ROOM | SUCTION APPARATUS | 1 | NA | NA | NA | 3000102312 | NA | 0 | NA | 0 | NA | NW
8300 | Kabirdham | Jhalmala | PHC | DELIVERY ROOM | BABY WEIGHING SCALE | 1 | NA | NA | NA | 3000102313 | NA | 0 | NA | 0 | NA | W
8301 | Kabirdham | Jhalmala | PHC | DELIVERY ROOM | SPHYGMOMANOMETER (MERCURIAL) | 1 | GOLD | NA | 34012 | 3000102314 | NA | 0 | NA | 0 | NA | W
8302 | Kabirdham | Jhalmala | PHC | DELIVERY ROOM | ELECTRIC STERILIZER | 1 | NA | NA | NA | 3000102315 | NA | 0 | NA | 0 | NA | W
8303 | Kabirdham | Jhalmala | PHC | Pathology Lab. | CENTRIFUGE MACHINE | 1 | NA | NA | NA | 3000102316 | NA | 0 | NA | 0 | NA | W
8304 | Kabirdham | Jhalmala | PHC | Pathology Lab. | HOT AIR OVEN | 1 | NA | NA | NA | 3000102317 | NA | 0 | NA | 0 | NA | W
8305 | Kabirdham | Jhalmala | PHC | Pathology Lab. | MICROSCOPE (BINOCULAR) | 1 | NA | MK-603 | NA | 3000102318 | NA | 0 | NA | 0 | NA | W
8306 | Kabirdham | Jhalmala | PHC | IPD | ELECTRIC STERILIZER | 1 | NA | NA | NA | 3000102319 | NA | 0 | NA | 0 | NA | W
8307 | Kabirdham | Jhalmala | PHC | IPD | NEEDLE DESTROYER | 1 | NA | NA | NA | 3000102320 | NA | 0 | NA | 0 | NA | W
8308 | Kabirdham | Jhalmala | PHC | IPD | NEBULIZER | 1 | Readymist | NA | 68610 | 3000102321 | NA | 0 | NA | 0 | NA | W
8309 | Kabirdham | Jhalmala | PHC | Store Room | ELECTRIC STERILIZER | 1 | NA | NA | NA | 3000102322 | NA | 0 | NA | 0 | NA | W
8310 | Kabirdham | Regakhar | PHC | DELIVERY ROOM | BABY WEIGHING SCALE | 1 | NA | NA | NA | 3000102280 | NA | 0 | NA | 0 | NA | W
8311 | Kabirdham | Regakhar | PHC | DELIVERY ROOM | NEBULIZER | 1 | NA | NA | NA | 3000102281 | NA | 0 | NA | 0 | NA | W
8312 | Kabirdham | Regakhar | PHC | DELIVERY ROOM | ELECTRIC STERILIZER | 1 | NA | NA | 919949 | 3000102282 | NA | 0 | NA | 0 | NA | W
8313 | Kabirdham | Regakhar | PHC | DELIVERY ROOM | NEEDLE DESTROYER | 1 | NA | ND-360 | 5006/03 | 3000102283 | NA | 0 | NA | 0 | NA | W
8314 | Kabirdham | Regakhar | PHC | OT | Hydraulic OT TABLE | 1 | NA | NA | NA | 3000102284 | NA | 0 | NA | 0 | NA | W
8315 | Kabirdham | Regakhar | PHC | OT | ELECTRIC STERILIZER | 1 | NA | NA | NA | 3000102285 | NA | 0 | NA | 0 | NA | W
8316 | Kabirdham | Regakhar | PHC | Store Room | ELECTRIC STERILIZER | 1 | NA | NA | NA | 3000102300 | NA | 0 | NA | 0 | NA | NW
8317 | Kabirdham | Regakhar | PHC | Store Room | ELECTRIC STERILIZER | 1 | NA | NA | NA | 3000102301 | NA | 0 | NA | 0 | NA | NW
8318 | Kabirdham | Regakhar | PHC | Store Room | ELECTRIC STERILIZER | 1 | NA | NA | NA | 3000102302 | NA | 0 | NA | 0 | NA | NW
8319 | Kabirdham | Regakhar | PHC | Store Room | ELECTRIC STERILIZER | 1 | NA | NA | NA | 3000102303 | NA | 0 | NA | 0 | NA | NW
8320 | Kabirdham | Regakhar | PHC | Store Room | ELECTRIC STERILIZER | 1 | NA | NA | NA | 3000102304 | NA | 0 | NA | 0 | NA | NW
8321 | Kabirdham | Regakhar | PHC | Store Room | MICROSCOPE (BINOCULAR) | 1 | NA | NA | NA | 3000102298 | NA | 0 | NA | 0 | NA | NW
8322 | Kabirdham | Regakhar | PHC | Store Room | MICROSCOPE (BINOCULAR) | 1 | NA | NA | NA | 3000102299 | NA | 0 | NA | 0 | NA | NW
8323 | Kabirdham | Regakhar | PHC | Store Room | SHADOWLESS OT LIGHT | 1 | NA | NA | NA | 3000102305 | NA | 0 | NA | 0 | NA | NW
8324 | Kabirdham | Regakhar | PHC | Store Room | SHADOWLESS OT LIGHT | 1 | NA | NA | NA | 3000102306 | NA | 0 | NA | 0 | NA | NW
8325 | Kabirdham | Regakhar | PHC | Pathology Lab. | MICROSCOPE (BINOCULAR) | 1 | NA | 3 | 812 | 3000102307 | NA | 0 | NA | 0 | NA | W
8326 | Kabirdham | Regakhar | PHC | Pathology Lab. | CENTRIFUGE MACHINE | 1 | NA | NA | NA | 3000102308 | NA | 0 | NA | 0 | NA | NW
8327 | Kabirdham | Regakhar | PHC | Pathology Lab. | NEEDLE DESTROYER | 1 | NA | NA | 5008/03 | 3000102309 | NA | 0 | NA | 0 | NA | NW
8328 | Kabirdham | Regakhar | PHC | Store Room | CENTRIFUGE MACHINE | 1 | NA | NA | NA | 3000102292 | NA | 0 | NA | 0 | NA | NI
8329 | Kabirdham | Regakhar | PHC | Store Room | ELECTRIC STERILIZER | 1 | NA | NA | NA | 3000102293 | NA | 0 | NA | 0 | NA | NI
8330 | Kabirdham | Regakhar | PHC | Store Room | SPHYGMOMANOMETER (MERCURIAL) | 1 | NA | NA | NA | 3000102294 | NA | 0 | NA | 0 | NA | NW
8331 | Kabirdham | Regakhar | PHC | Store Room | ELECTRIC STERILIZER | 1 | NA | NA | NA | 3000102295 | NA | 0 | NA | 0 | NA | W
8332 | Kabirdham | Regakhar | PHC | Pathology Lab. | MICROSCOPE (BINOCULAR) | 1 | NA | NA | NA | 3000102296 | NA | 0 | NA | 0 | NA | NW
8333 | Kabirdham | Regakhar | PHC | Pathology Lab. | MICROSCOPE (BINOCULAR) | 1 | NA | NA | NA | 3000102297 | NA | 0 | NA | 0 | NA | NW
8334 | Kabirdham | Regakhar | PHC | Opthalmology Dept. | VISION DRUM | 1 | NA | NA | NA | 3000102286 | NA | 0 | NA | 0 | NA | W
8335 | Kabirdham | Regakhar | PHC | RADIOLOGY Dept. | X-RAY MACHINE | 1 | Meditonics 100MA | Diagnox 100R | 6A 005 | 3000102287 | NA | 0 | NA | 0 | NA | W
8336 | Kabirdham | Regakhar | PHC | Store Room | SUCTION APPARATUS | 1 | NA | NA | NA | 3000102288 | NA | 0 | NA | 0 | NA | NW
8337 | Kabirdham | Regakhar | PHC | Store Room | SUCTION APPARATUS | 1 | NA | NA | NA | 3000102289 | NA | 0 | NA | 0 | NA | NW
8338 | Kabirdham | Regakhar | PHC | Store Room | SPHYGMOMANOMETER (MERCURIAL) | 1 | Diomond | 3088 | NA | 3000102290 | NA | 0 | NA | 0 | NA | NW
8339 | Kabirdham | Regakhar | PHC | Store Room | CENTRIFUGE MACHINE | 1 | NA | NA | NA | 3000102291 | NA | 0 | NA | 0 | NA | NW
8340 | Kabirdham | Regakhar | PHC | Pathology Lab. | MICROSCOPE (BINOCULAR) | 1 | Fallon | NA | NA | 3000102310 | NA | 0 | NA | 0 | NA | NW
8341 | Kabirdham | Regakhar | PHC | Pathology Lab. | GLUCOMETER | 1 | Altima | NA | RMD0170 | 3000102311 | NA | 0 | NA | 0 | NA | NW
8342 | Kabirdham | Bamhni | PHC | OPD | SPHYGMOMANOMETER (MERCURIAL) | 1 | NA | NA | NA | 3000102735 | NA | 0 | NA | 0 | NA | W
8343 | Kabirdham | Bamhni | PHC | OPD | BABY WEIGHING SCALE | 1 | NA | NA | NA | 3000102736 | NA | 0 | NA | 0 | NA | W
8344 | Kabirdham | Bamhni | PHC | OPD | INFANT RADIANT WARMER | 1 | Tiananw | NA | NA | 3000102737 | NA | 0 | NA | 0 | NA | W
8345 | Kabirdham | Bamhni | PHC | OPD | SUCTION APPARATUS | 1 | NA | NA | NA | 3000102738 | NA | 0 | NA | 0 | NA | W
8346 | Kabirdham | Bamhni | PHC | OPD | AUTOCLAVE | 1 | NA | NA | NA | 3000102739 | NA | 0 | NA | 0 | NA | NW
8347 | Kabirdham | Bamhni | PHC | OPD | AUTOCLAVE | 1 | NA | NA | NA | 3000102740 | NA | 0 | NA | 0 | NA | W
8348 | Kabirdham | Bamhni | PHC | DELIVERY ROOM | AUTOCLAVE | 1 | NA | NA | NA | 3000102741 | NA | 0 | NA | 0 | NA | NW
8349 | Kabirdham | Bamhni | PHC | DELIVERY ROOM | SPHYGMOMANOMETER (MERCURIAL) | 1 | NA | NA | NA | 3000102742 | NA | 0 | NA | 0 | NA | NW
8350 | Kabirdham | Bamhni | PHC | DELIVERY ROOM | FOETAL DOPPLER | 1 | NA | NA | NA | 3000102743 | NA | 0 | NA | 0 | NA | W
8351 | Kabirdham | Bamhni | PHC | DELIVERY ROOM | NEEDLE DESTROYER | 1 | NA | NA | NA | 3000102744 | NA | 0 | NA | 0 | NA | NW
8352 | Kabirdham | Bamhni | PHC | DELIVERY ROOM | NEBULIZER | 1 | NA | NA | NA | 3000102745 | NA | 0 | NA | 0 | NA | W
8353 | Kabirdham | Bamhni | PHC | DELIVERY ROOM | BABY WEIGHING SCALE | 1 | NA | NA | NA | 3000102746 | NA | 0 | NA | 0 | NA | W
8354 | Kabirdham | Bamhni | PHC | Store Room | NEEDLE DESTROYER | 1 | NA | NA | NA | 3000102747 | NA | 0 | NA | 0 | NA | NW
8355 | Kabirdham | Ranvirpur | PHC | IR ROOM | NEBULIZER | 1 | Smartcare | NA | NA | 3000074838 | Aug.2012 | 0 | NA | 0 | NA | W
8356 | Kabirdham | Ranvirpur | PHC | IR ROOM | NEEDLE DESTROYER | 1 | Microsil | NA | NA | 3000074839 | Nov.2011 | 0 | NA | 0 | NA | NW
8357 | Kabirdham | Ranvirpur | PHC | DELIVERY ROOM | INFANT RADIANT WARMER | 1 | Galtron | 230 V AC | 2013L1205B | 3000074840 | 2014-03-01 | 0 | NA | 0 | NA | W
8358 | Kabirdham | Ranvirpur | PHC | DELIVERY ROOM | SHADOWLESS OT LIGHT | 1 | NA | NA | NA | 3000074841 | 2013-03-01 | 0 | NA | 0 | NA | W
8359 | Kabirdham | Ranvirpur | PHC | DELIVERY ROOM | FOETAL DOPPLER | 1 | Lifex | NA | NA | 3000074842 | Aug.2012 | 0 | NA | 0 | NA | W
8360 | Kabirdham | Ranvirpur | PHC | DELIVERY ROOM | SPHYGMOMANOMETER (MERCURIAL) | 1 | Diomond | NA | NA | 3000074843 | NA | 0 | NA | 0 | NA | W
8361 | Kabirdham | Ranvirpur | PHC | DELIVERY ROOM | SUCTION APPARATUS | 1 | NA | NA | NA | 3000074844 | Jan.2015 | 1 | NA | 0 | NA | W
8362 | Kabirdham | Ranvirpur | PHC | DELIVERY ROOM | SUCTION APPARATUS | 1 | Shiva | NA | NA | 3000074845 | Jan.2015 | 1 | NA | 0 | NA | W
8363 | Kabirdham | Ranvirpur | PHC | DELIVERY ROOM | ELECTRIC STERILIZER | 1 | Atlas | NA | 09E9180 | 3000074846 | NA | 0 | NA | 0 | NA | W
8364 | Kabirdham | Ranvirpur | PHC | OPD | SPHYGMOMANOMETER (MERCURIAL) | 1 | Diomond | NA | NA | 3000074847 | Feb.2012 | 0 | NA | 0 | NA | W
8365 | Kabirdham | Marka | PHC | DELIVERY ROOM | INFANT RADIANT WARMER | 1 | NA | NA | NA | 3000102267 | NA | 0 | NA | 0 | NA | W
8366 | Kabirdham | Marka | PHC | DELIVERY ROOM | BABY WEIGHING SCALE | 1 | NA | NA | NA | 3000102268 | NA | 0 | NA | 0 | NA | W
8367 | Kabirdham | Marka | PHC | Store Room | ELECTRIC STERILIZER | 1 | NA | NA | NA | 3000102269 | NA | 0 | NA | 0 | NA | W
8368 | Kabirdham | Marka | PHC | Store Room | SPHYGMOMANOMETER (MERCURIAL) | 1 | NA | NA | NA | 3000102270 | NA | 0 | NA | 0 | NA | W
8369 | Kabirdham | Marka | PHC | Store Room | SPHYGMOMANOMETER (MERCURIAL) | 1 | NA | NA | 20336 | 3000102271 | NA | 0 | NA | 0 | NA | W
8370 | Kabirdham | Marka | PHC | Store Room | SPHYGMOMANOMETER (DIGITAL) | 1 | Omron | HEM-7111 | NA | 3000102272 | NA | 0 | NA | 0 | NA | W
8371 | Kabirdham | Marka | PHC | Store Room | PULSE OXIMETER | 1 | Easy-Care | 2012 | NA | 3000102273 | NA | 0 | NA | 0 | NA | W
8372 | Kabirdham | Marka | PHC | Store Room | ELECTRIC STERILIZER | 1 | NA | NA | NA | 3000102274 | NA | 0 | NA | 0 | NA | W
8373 | Kabirdham | Marka | PHC | Store Room | ELECTRIC STERILIZER | 1 | NA | NA | NA | 3000102275 | NA | 0 | NA | 0 | NA | W
8374 | Kabirdham | Marka | PHC | Store Room | ELECTRIC STERILIZER | 1 | NA | NA | NA | 3000102276 | NA | 0 | NA | 0 | NA | NW
8375 | Kabirdham | Marka | PHC | Store Room | ELECTRIC STERILIZER | 1 | NA | NA | NA | 3000102277 | NA | 0 | NA | 0 | NA | NW
8376 | Kabirdham | Marka | PHC | Store Room | ELECTRIC STERILIZER | 1 | NA | NA | NA | 3000102278 | NA | 0 | NA | 0 | NA | NW
8377 | Kabirdham | Marka | PHC | Store Room | ELECTRIC STERILIZER | 1 | NA | NA | NA | 3000102279 | NA | 0 | NA | 0 | NA | NW
8378 | Kabirdham | Bhimbhori | PHC | DELIVERY ROOM | INFANT RADIANT WARMER | 1 | Infancy | NA | NA | 3000074810 | 2014-01-01 | 1 | NA | 0 | NA | W
8379 | Kabirdham | Bhimbhori | PHC | Store Room | INFANT RADIANT WARMER | 1 | NA | NA | NA | 3000074811 | Jul--7 | 0 | NA | 0 | NA | NW
8380 | Kabirdham | Bhimbhori | PHC | DELIVERY ROOM | SUCTION APPARATUS | 1 | NA | NA | NA | 3000074812 | 2005-02-01 | 0 | NA | 0 | NA | W
8381 | Kabirdham | Bhimbhori | PHC | DELIVERY ROOM | SUCTION APPARATUS | 1 | Shiva | NA | NA | 3000074813 | NA | 0 | NA | 0 | NA | NW
8382 | Kabirdham | Bhimbhori | PHC | DELIVERY ROOM | NEEDLE DESTROYER | 1 | SARATECH | SIR | NA | 3000074814 | 2005-10-01 | 0 | NA | 0 | NA | W
8383 | Kabirdham | Bhimbhori | PHC | DELIVERY ROOM | ELECTRIC STERILIZER | 1 | Rexco | NA | NA | 3000074815 | 2007-11-01 | 0 | NA | 0 | NA | W
8384 | Kabirdham | Bhimbhori | PHC | DELIVERY ROOM | AUTOCLAVE | 1 | NA | NA | NA | 3000074816 | NA | 0 | NA | 0 | NA | W
8385 | Kabirdham | Bhimbhori | PHC | DELIVERY ROOM | ADULT WEIGHING MACHINE | 1 | Essae | BS-250 | 131691 | 3000074817 | 2014-03-01 | 0 | NA | 0 | NA | W
8386 | Kabirdham | Bhimbhori | PHC | DELIVERY ROOM | SPHYGMOMANOMETER (MERCURIAL) | 1 | diamond | NA | NA | 3000074818 | 2012-12-01 | 0 | NA | 0 | NA | W
8387 | Kabirdham | Bhimbhori | PHC | DELIVERY ROOM | FOETAL DOPPLER | 1 | BPL | 1PX4 | DQTV2D5575 | 3000074819 | 2012-12-01 | 0 | NA | 0 | NA | W
8388 | Kabirdham | Bhimbhori | PHC | Pathology Lab. | INCUBATOR | 1 | NA | NA | NA | 3000074820 | NA | 0 | NA | 0 | NA | NW
8389 | Kabirdham | Bhimbhori | PHC | Pathology Lab. | MICROSCOPE (BINOCULAR) | 1 | MKOW | MK-306 | NA | 3000074821 | NA | 0 | NA | 0 | NA | W
8390 | Kabirdham | Bhimbhori | PHC | Pathology Lab. | MICROSCOPE (BINOCULAR) | 1 | NA | NA | NA | 3000074822 | NA | 0 | NA | 0 | NA | NW
8391 | Kabirdham | Bhimbhori | PHC | Pathology Lab. | CENTRIFUGE MACHINE | 1 | NA | NA | NA | 3000074823 | NA | 0 | NA | 0 | NA | W
8392 | Kabirdham | Bhimbhori | PHC | Pathology Lab. | NEEDLE DESTROYER | 1 | SARATECH | SIR | NA | 3000074824 | 2005-10-01 | 0 | NA | 0 | NA | W
8393 | Kabirdham | Bhimbhori | PHC | Store Room | AUTOCLAVE | 1 | NA | NA | NA | 3000074825 | NA | 0 | NA | 0 | NA | W
8394 | Kabirdham | Bhimbhori | PHC | OPD | NEBULIZER | 1 | Safe | NA | 122079848 | 3000074826 | 2012-12-01 | 0 | NA | 0 | NA | W
8395 | Kabirdham | Bhimbhori | PHC | OPD | REFRIGERATOR | 1 | Godrej | NA | 30741 | 3000074827 | 2004-04-01 | 0 | NA | 0 | NA | W
8396 | Kabirdham | Bhimbhori | PHC | OPD | SPHYGMOMANOMETER (MERCURIAL) | 1 | diamond | NA | NA | 3000074828 | 2012-12-01 | 0 | NA | 0 | NA | W
8397 | Kabirdham | Bhimbhori | PHC | OPD | GLUCOMETER | 1 | NA | NA | NA | 3000074829 | 2012-12-01 | 0 | NA | 0 | NA | W
8398 | Kabirdham | Lohara | CHC | Pathology Lab. | MICROSCOPE (BINOCULAR) | 1 | Zeiss | primostar | 3116011703 | 3000074880 | 2011-02-01 | 0 | NA | 0 | NA | W
8399 | Kabirdham | Lohara | CHC | Pathology Lab. | NEEDLE DESTROYER | 1 | saratech | S1R | NA | 3000074881 | 2008-06-01 | 0 | NA | 0 | NA | W
8400 | Kabirdham | Lohara | CHC | Pathology Lab. | CENTRIFUGE MACHINE (4 Tubes) | 1 | nA | NA | NA | 3000074882 | 2007-07-01 | 0 | NA | 0 | NA | W
8401 | Kabirdham | Lohara | CHC | Pathology Lab. | REFRIGERATOR | 1 | samsung | RA23 | NA | 3000074883 | 2008-08-01 | 0 | NA | 0 | NA | W
8402 | Kabirdham | Lohara | CHC | Pathology Lab. | CENTRIFUGE MACHINE (6 Tubes) | 1 | Local | NA | NA | 3000074884 | 2014-05-01 | 0 | NA | 0 | NA | NW
8403 | Kabirdham | Lohara | CHC | Pathology Lab. | INCUBATOR | 1 | Local | NA | NA | 3000074885 | 2009-06-01 | 0 | NA | 0 | NA | W
8404 | Kabirdham | Lohara | CHC | BLOOD BANK | CENTRIFUGE MACHINE | 1 | remi | R-8C | DHLC-5782 | 3000074886 | 2014-05-01 | 0 | NA | 0 | NA | W
8405 | Kabirdham | Lohara | CHC | BLOOD BANK | MICROSCOPE (BINOCULAR) | 1 | photo plan | HL-55/66 | 63782 | 3000074887 | 2014-05-01 | 0 | NA | 0 | NA | W
8406 | Kabirdham | Lohara | CHC | BLOOD BANK | NEEDLE DESTROYER | 1 | microsil | NA | NA | 3000074888 | 2011-12-01 | 0 | NA | 0 | NA | W
8407 | Kabirdham | Lohara | CHC | BLOOD BANK | REFRIGERATOR | 1 | meditech | MTPF01 | M786525343 | 3000074889 | 2014-07-01 | 0 | NA | 0 | NA | W
8408 | Kabirdham | Lohara | CHC | Injection Room | NEEDLE DESTROYER | 1 | saratech | S1R | NA | 3000074890 | 2012-11-01 | 0 | NA | 0 | NA | W
8409 | Kabirdham | Lohara | CHC | DELIVERY ROOM | BABY PHOTOTHERAPY UNIT | 1 | nA | NA | NA | 3000074891 | 2007-01-01 | 0 | NA | 0 | NA | W
8410 | Kabirdham | Lohara | CHC | DELIVERY ROOM | INFANT RADIANT WARMER | 1 | Zeal | NA | NA | 3000074892 | 2014-01-01 | 1 | 2017 | 0 | NA | W
8411 | Kabirdham | Lohara | CHC | DELIVERY ROOM | SUCTION APPARATUS | 1 | nA | NA | 20028/0613/412 | 3000074893 | 2009-04-01 | 0 | NA | 0 | NA | W
8412 | Kabirdham | Lohara | CHC | DELIVERY ROOM | ADULT WEIGHING MACHINE | 1 | Essae | BS 250 | 250141316T8 | 3000074894 | 2008-04-01 | 0 | NA | 0 | NA | W
8413 | Kabirdham | Lohara | CHC | DELIVERY ROOM | FOETAL DOPPLER | 1 | easy care | ECFDT-106 | NA | 3000074895 | NA | 0 | NA | 0 | NA | W
8414 | Kabirdham | Lohara | CHC | DELIVERY ROOM | NEEDLE DESTROYER | 1 | saratech | S1R | NA | 3000074896 | NA | 0 | NA | 0 | NA | W
8415 | Kabirdham | Lohara | CHC | DELIVERY ROOM | ELECTRIC STERILIZER | 1 | Atlas surgical | NA | NA | 3000074897 | 2007-10-01 | 0 | NA | 0 | NA | W
8416 | Kabirdham | Lohara | CHC | DELIVERY ROOM | Hydraulic OT TABLE | 1 | Gyne | SWE-153400 | NA | 3000074898 | NA | 0 | NA | 0 | NA | W
8417 | Kabirdham | Lohara | CHC | DELIVERY ROOM | Hydraulic OT TABLE | 1 | nA | NA | NA | 3000074899 | NA | 0 | NA | 0 | NA | W
8418 | Kabirdham | Lohara | CHC | DELIVERY ROOM | REFRIGERATOR | 1 | Godrej | NA | 30742 | 3000074900 | 2009-08-01 | 0 | NA | 0 | NA | W
8419 | Kabirdham | Lohara | CHC | Minor OT | ELECTRIC STERILIZER | 1 | Atlas surgical | NA | 09F9525 | 3000074901 | 2007-12-01 | 0 | NA | 0 | NA | W
8420 | Kabirdham | Lohara | CHC | OPD | ADULT WEIGHING MACHINE | 1 | Essae | BS 250 | 25014131655 | 3000074902 | 2008-04-01 | 0 | NA | 0 | NA | W
8421 | Kabirdham | Lohara | CHC | OPD | ECG RECORDER | 1 | philips | MP30 | US307236 | 3000074903 | 2007-04-01 | 0 | NA | 0 | NA | W
8422 | Kabirdham | Lohara | CHC | OPD | ECG RECORDER | 1 | philips | FM20 | NA | 3000074904 | 2007-04-01 | 0 | NA | 0 | NA | W
8423 | Kabirdham | Lohara | CHC | OPD | SURGICAL DIATHERMY MACHINE | 1 | BIP | NA | NA | 3000074905 | NA | 0 | NA | 0 | NA | NW
8424 | Kabirdham | Lohara | CHC | GENERAL WARD | NEBULIZER | 1 | MHS | NA | NA | 3000074906 | 2008-10-01 | 0 | NA | 0 | NA | W
8425 | Kabirdham | Lohara | CHC | GENERAL WARD | NEEDLE DESTROYER | 1 | saratech | S1R | NA | 3000074907 | NA | 0 | NA | 0 | NA | W
8426 | Kabirdham | Lohara | CHC | GENERAL WARD | SUCTION APPARATUS | 1 | York Scientific | NA | NA | 3000074908 | 2009-04-01 | 0 | NA | 0 | NA | W
8427 | Kabirdham | Lohara | CHC | OT | BOYLE'S APPARATUS | 1 | ME TEC | NA | NA | 3000074909 | 2007-04-01 | 0 | NA | 0 | NA | W
8428 | Kabirdham | Lohara | CHC | OT | DELIVERY TABLE | 1 | nA | NA | NA | 3000074910 | NA | 0 | NA | 0 | NA | NW
8429 | Kabirdham | Lohara | CHC | OT | DELIVERY TABLE | 1 | nA | NA | NA | 3000074911 | NA | 0 | NA | 0 | NA | NW
8430 | Kabirdham | Lohara | CHC | OT | DELIVERY TABLE | 1 | nA | NA | NA | 3000074912 | NA | 0 | NA | 0 | NA | NW
8431 | Kabirdham | Lohara | CHC | OT | SHADOWLESS OT LIGHT | 1 | philips | HE51996700 | 76909 | 3000074913 | 2007-04-01 | 0 | NA | 0 | NA | W
8432 | Kabirdham | Lohara | CHC | OT | AUTOCLAVE | 1 | nA | NA | NA | 3000074914 | NA | 0 | NA | 0 | NA | W
8433 | Kabirdham | Lohara | CHC | OT | AUTOCLAVE | 1 | nA | NA | NA | 3000074915 | NA | 0 | NA | 0 | NA | W
8434 | Kabirdham | Lohara | CHC | Doctor's Room | DENTAL CHAIR | 1 | CHESA | Akasac | NA | 3000074916 | 2015-06-01 | 0 | NA | 0 | NA | W
8435 | Kabirdham | Lohara | CHC | Doctor's Room | SPHYGMOMANOMETER (MERCURIAL) | 1 | GOLD | NA | 98231023 | 3000074917 | 2011-12-01 | 0 | NA | 0 | NA | W
8436 | Kabirdham | Lohara | CHC | X-RAY DEPT | X-RAY MACHINE 300 mA | 1 | ADONIS | NA | 0 90516 | 3000074918 | 2009-07-01 | 0 | NA | 0 | NA | NW
8437 | Kabirdham | Lohara | CHC | X-RAY DEPT | X-RAY MACHINE 60 mA | 1 | Siemens | 5305 | 0 112743 | 3000074919 | 1997-01-01 | 0 | NA | 0 | NA | W
8438 | Kabirdham | Lohara | CHC | Store Room | INFANT RADIANT WARMER | 1 | phoenix | NA | PLA/RG-23 | 3000074920 | 2015-05-01 | 0 | NA | 0 | NA | NI
8439 | Kabirdham | Lohara | CHC | Store Room | INFANT RADIANT WARMER | 1 | phoenix | NA | NA | 3000074921 | 2015-05-01 | 0 | NA | 0 | NA | NI
8440 | Kabirdham | Lohara | CHC | Store Room | INFANT RADIANT WARMER | 1 | phoenix | NA | NA | 3000074922 | 2015-05-01 | 0 | NA | 0 | NA | NI
8441 | Kabirdham | Lohara | CHC | Opthalmology Dept. | SLIT LAMP | 1 | deepak enterprises | DEE-1220 | 2015-27 | 3000074923 | 2015-07-01 | 1 | NA | 0 | NA | W
8442 | Kabirdham | Lohara | CHC | Opthalmology Dept. | OPHTHALMOSCOPE | 1 | keeler | NA | A-2703 | 3000074924 | NA | 0 | NA | 0 | NA | NW
8443 | Kabirdham | Udiya | PHC | DELIVERY ROOM | INFANT RADIANT WARMER | 1 | Galtron | NA | 2013 L120 5A | 3000074863 | 2013-12-01 | 1 | 2016-12-01 | 0 | NA | W
8444 | Kabirdham | Udiya | PHC | DELIVERY ROOM | SUCTION APPARATUS | 1 | Shiva | NA | NA | 3000074864 | 2013-12-01 | 0 | NA | 0 | NA | W
8445 | Kabirdham | Udiya | PHC | DELIVERY ROOM | NEBULIZER | 1 | Hicks | NA | 11030088 | 3000074865 | NA | 0 | NA | 0 | NA | NW
8446 | Kabirdham | Udiya | PHC | DELIVERY ROOM | FOETAL DOPPLER | 1 | Gold Star | NA | NA | 3000074866 | NA | 0 | NA | 0 | NA | NW
8447 | Kabirdham | Udiya | PHC | OPD | NEEDLE DESTROYER | 1 | SARATECH | NA | NA | 3000074867 | Aug.07 | 0 | NA | 0 | NA | W
8448 | Kabirdham | Udiya | PHC | Store Room | SUCTION APPARATUS | 1 | Shiva | NA | NA | 3000074868 | 2007-01-01 | 0 | NA | 0 | NA | NW
8449 | Kabirdham | Udiya | PHC | Store Room | SUCTION APPARATUS | 1 | Shiva | NA | NA | 3000074869 | 2007-01-01 | 0 | NA | 0 | NA | NW
8450 | Kabirdham | Udiya | PHC | Store Room | SPHYGMOMANOMETER (MERCURIAL) | 1 | NAMATT | NA | NA | 3000074870 | 2007-12-01 | 0 | NA | 0 | NA | NW
8451 | Kabirdham | Udiya | PHC | Store Room | SPHYGMOMANOMETER (MERCURIAL) | 1 | NAMATT | NA | NA | 3000074871 | 2007-12-01 | 0 | NA | 0 | NA | NW
8452 | Kabirdham | Udiya | PHC | Store Room | MICROSCOPE (BINOCULAR) | 1 | MKON | MK-603 | NA | 3000074872 | 2008-05-01 | 0 | NA | 0 | NA | NW
8453 | Kabirdham | Udiya | PHC | OPD | SPHYGMOMANOMETER (MERCURIAL) | 1 | diamond | NA | NA | 3000074873 | NA | 0 | NA | 0 | NA | W
8454 | Kabirdham | Udiya | PHC | OPD | SPHYGMOMANOMETER (MERCURIAL) | 1 | diamond | NA | NA | 3000074874 | NA | 0 | NA | 0 | NA | NW
8455 | Kabirdham | Udiya | PHC | OPD | SPHYGMOMANOMETER (MERCURIAL) | 1 | Delux | NA | 98119978 | 3000074875 | NA | 0 | NA | 0 | NA | NW
8456 | Kabirdham | Udiya | PHC | OPD | SPHYGMOMANOMETER (MERCURIAL) | 1 | diamond | NA | NA | 3000074876 | NA | 0 | NA | 0 | NA | W
8457 | Kabirdham | Udiya | PHC | OPD | SPHYGMOMANOMETER (DIGITAL) | 1 | Olex | VM-44 | NA | 3000074877 | NA | 0 | NA | 0 | NA | NW
8458 | Kabirdham | Udiya | PHC | Store Room | AUTOCLAVE | 1 | NA | NA | NA | 3000074878 | NA | 0 | NA | 0 | NA | NW
8459 | Kabirdham | Udiya | PHC | Store Room | ELECTRIC STERILIZER | 1 | Rexco | NA | NA | 3000074879 | NA | 0 | NA | 0 | NA | NW
8460 | Kanker | Bande | PHC | DELIVERY ROOM | AUTOCLAVE | 1 | Scientyl | NA | NA | 3000105500 | 2005-07-01 | 0 | NA | 0 | NA | NW
8461 | Kanker | Bande | PHC | DELIVERY ROOM | AUTOCLAVE | 1 | Scientyl | NA | NA | 3000105499 | 2005-07-01 | 0 | NA | 0 | NA | NW
8462 | Kanker | Bande | PHC | DELIVERY ROOM | SUCTION APPARATUS | 1 | Shiva | NA | NA | 3000105498 | 2004-02-01 | 0 | NA | 0 | NA | NW
8463 | Kanker | Bande | PHC | DELIVERY ROOM | BABY WEIGHING SCALE | 1 | Crown | NA | NA | 3000105497 | 2004-05-01 | 0 | NA | 0 | NA | W
8464 | Kanker | Bande | PHC | DELIVERY ROOM | PULSE OXIMETER | 1 | Opto System Pvt Ltd | NA | NA | 3000105496 | 2010-09-01 | 0 | NA | 0 | NA | W
8465 | Kanker | Bande | PHC | Injection Room | ELECTRIC STERILIZER | 1 | Atlas | NA | 09 9881 | 3000105495 | 2005-07-01 | 0 | NA | 0 | NA | W
8466 | Kanker | Bande | PHC | Injection Room | NEEDLE DESTROYER | 1 | Microsil | ND 360 | 8567/03 | 3000105494 | 2005-03-01 | 0 | NA | 0 | NA | NW
8467 | Kanker | Bande | PHC | Injection Room | X-RAY MACHINE | 1 | Meditric | Meditric-60 | NA | 3000105493 | 2006-02-01 | 0 | NA | 0 | NA | NW
8468 | Kanker | Bande | PHC | Pathology Lab. | MICROSCOPE (BINOCULAR) | 1 | Bio-XL | NA | 2001152 | 3000105492 | 1985-11-01 | 0 | NA | 0 | NA | NW
8469 | Kanker | Bande | PHC | Pathology Lab. | MICROSCOPE (BINOCULAR) | 1 | Radical | 24114 | NA | 3000105491 | 2002-09-01 | 0 | NA | 0 | NA | NW
8470 | Kanker | Bande | PHC | Pathology Lab. | MICROSCOPE (BINOCULAR) | 1 | Labomed | Vision 2000 | 1029 | 3000105490 | 2004-05-01 | 0 | NA | 0 | NA | W
8471 | Kanker | Bande | PHC | Pathology Lab. | MICROSCOPE (BINOCULAR) | 1 | Labomed | NA | NA | 3000105489 | 2005-04-01 | 0 | NA | 0 | NA | W
8472 | Kanker | Bande | PHC | Pathology Lab. | CENTRIFUGE MACHINE (6 Tubes) | 1 | NA | NA | NA | 3000105488 | 2004-05-01 | 0 | NA | 0 | NA | NW
8473 | Kanker | Bande | PHC | Pathology Lab. | SPHYGMOMANOMETER (MERCURIAL) | 1 | Extra Care | NA | NA | 3000105487 | 2010-04-01 | 0 | NA | 0 | NA | W
8474 | Kanker | Bande | PHC | Store Room | SPHYGMOMANOMETER (MERCURIAL) | 1 | Gold Supreme | NA | 98110749 | 3000105486 | 2005-07-01 | 0 | NA | 0 | NA | NW
8475 | Kanker | Bande | PHC | Store Room | SPHYGMOMANOMETER (MERCURIAL) | 1 | Gold Supreme | NA | 98110747 | 3000105485 | 2011-04-01 | 0 | NA | 0 | NA | NW
8476 | Kanker | Bande | PHC | Store Room | Ice Lined REFRIGERATOR | 1 | Oven | NA | NA | 3000105484 | 2011-02-01 | 0 | NA | 0 | NA | W
8477 | Kanker | Bande | PHC | Store Room | REFRIGERATOR | 1 | Godrej | NA | NA | 3000105483 | 2004-07-01 | 0 | NA | 0 | NA | W
8478 | Kanker | Bande | PHC | Store Room | SPHYGMOMANOMETER (MERCURIAL) | 1 | MCP | NA | 14B4003 | 3000105482 | 2010-04-01 | 0 | NA | 0 | NA | W
8479 | Kanker | Bande | PHC | Store Room | Ice Lined REFRIGERATOR | 1 | Vestfrost Denmark | NA | NA | 3000105481 | 2011-04-01 | 0 | NA | 0 | NA | W
8480 | Kanker | Bande | PHC | Store Room | Ice Lined REFRIGERATOR | 1 | Vestfrost Denmark | NA | NA | 3000105467 | 1987-06-01 | 0 | NA | 0 | NA | NW
8481 | Kanker | Bande | PHC | Store Room | Ice Lined REFRIGERATOR | 1 | Vestfrost Denmark | NA | NA | 3000105468 | 2011-02-01 | 0 | NA | 0 | NA | W
8482 | Kanker | Kondekursa | PHC | OPD | ADULT WEIGHING MACHINE | 1 | Kohinoor | NA | NA | 3000102349 | 2013-08-01 | 0 | NA | 0 | NA | W
8483 | Kanker | Kondekursa | PHC | OPD | SPHYGMOMANOMETER (MERCURIAL) | 1 | Diamond | Regular | NA | 3000102350 | NA | 0 | NA | 0 | NA | W
8484 | Kanker | Kondekursa | PHC | DELIVERY ROOM | NEEDLE DESTROYER | 1 | Saratech | ND-100 VA/60A | NA | 3000102351 | 2009-06-01 | 0 | NA | 0 | NA | W
8485 | Kanker | Kondekursa | PHC | DELIVERY ROOM | BABY WEIGHING SCALE | 1 | Crown | NA | NA | 3000102352 | 2013-08-01 | 0 | NA | 0 | NA | W
8486 | Kanker | Kondekursa | PHC | DELIVERY ROOM | ELECTRIC STERILIZER | 1 | NA | NA | NA | 3000102353 | 2010-03-01 | 0 | NA | 0 | NA | W
8487 | Kanker | Kondekursa | PHC | DELIVERY ROOM | FOETAL DOPPLER | 1 | Micro Doppler | GFM-101 | 201/FC007 | 3000102354 | NA | 0 | NA | 0 | NA | W
8488 | Kanker | Kondekursa | PHC | DELIVERY ROOM | AUTOCLAVE | 1 | Synthetic | NA | NA | 3000102355 | NA | 0 | NA | 0 | NA | W
8489 | Kanker | Kondekursa | PHC | IPD | SUCTION APPARATUS | 1 | Shiva | NA | NA | 3000102356 | NA | 0 | NA | 0 | NA | NW
8490 | Kanker | Kondekursa | PHC | IPD | SUCTION APPARATUS | 1 | Santushi | NA | 403/04 | 3000102357 | 2014-10-01 | 0 | NA | 0 | NA | W
8491 | Kanker | Kondekursa | PHC | Pathology Lab. | MICROSCOPE (MONOCULAR) | 1 | NA | MLW | 32000 9980716 | 3000102358 | NA | 0 | NA | 0 | NA | NW
8492 | Kanker | Kondekursa | PHC | Pathology Lab. | REFRIGERATOR | 1 | Godrej | GDN 185 D/2011 | NA | 3000102359 | NA | 0 | NA | 0 | NA | W
8493 | Kanker | Kondekursa | PHC | Store Room | SPHYGMOMANOMETER (MERCURIAL) | 1 | Doctor | NA | NA | 3000102360 | 2015-04-01 | 0 | NA | 0 | NA | NW
8494 | Kanker | Damkasha | PHC | OPD | SPHYGMOMANOMETER (MERCURIAL) | 1 | Extra Care | NA | NA | 3000105445 | 2014-12-01 | 0 | NA | 0 | NA | NW
8495 | Kanker | Damkasha | PHC | OPD | BABY WEIGHING SCALE | 1 | Salter | 914 | NA | 3000105446 | 2013-12-01 | 0 | NA | 0 | NA | W
8496 | Kanker | Damkasha | PHC | OPD | ADULT WEIGHING MACHINE | 1 | Local | Na | NA | 3000105447 | 2013-09-01 | 0 | NA | 0 | NA | W
8497 | Kanker | Damkasha | PHC | Pathology Lab. | GLUCOMETER | 1 | One Touch | NA | SAC53668 | 3000105448 | NA | 0 | NA | 0 | NA | W
8498 | Kanker | Damkasha | PHC | Pathology Lab. | NEBULIZER | 1 | Long Life | AngelaNEBU2 | NA | 3000105449 | 2009-12-01 | 0 | NA | 0 | NA | W
8499 | Kanker | Damkasha | PHC | Injection Room | NEEDLE DESTROYER | 1 | Saratech | SIR(100VA) | 6968 | 3000105450 | 2010-08-01 | 0 | NA | 0 | NA | W
8500 | Kanker | Damkasha | PHC | Injection Room | SPHYGMOMANOMETER (MERCURIAL) | 1 | Life Care | NA | NA | 3000105451 | 2014-12-01 | 0 | NA | 0 | NA | NI
8501 | Kanker | Damkasha | PHC | Injection Room | SPHYGMOMANOMETER (MERCURIAL) | 1 | Doctor | NA | NA | 3000105452 | 2014-12-01 | 0 | NA | 0 | NA | NW
8502 | Kanker | Damkasha | PHC | Injection Room | SPHYGMOMANOMETER (MERCURIAL) | 1 | Doctor | NA | NA | 3000105453 | 2014-12-01 | 0 | NA | 0 | NA | NW
8503 | Kanker | Damkasha | PHC | Injection Room | ADULT WEIGHING MACHINE | 1 | Local | NA | NA | 3000105454 | NA | 0 | NA | 0 | NA | NW
8504 | Kanker | Damkasha | PHC | DELIVERY ROOM | SUCTION APPARATUS | 1 | Shiva | NA | NA | 3000105455 | NA | 0 | NA | 0 | NA | W
8505 | Kanker | Damkasha | PHC | DELIVERY ROOM | BABY WEIGHING SCALE | 1 | Crown | NA | NA | 3000105456 | 2013-12-01 | 0 | NA | 0 | NA | W
8506 | Kanker | Damkasha | PHC | DELIVERY ROOM | AUTOCLAVE | 1 | Local | NA | NA | 3000105457 | NA | 0 | NA | 0 | NA | W
8507 | Kanker | Damkasha | PHC | DELIVERY ROOM | SHADOWLESS OT LIGHT | 1 | Local | NA | NA | 3000105458 | NA | 0 | NA | 0 | NA | NW
8508 | Kanker | Damkasha | PHC | DELIVERY ROOM | ELECTRIC STERILIZER | 1 | Atlas | NA | 09F | 3000105459 | 2011-07-01 | 0 | NA | 0 | NA | W
8509 | Kanker | Damkasha | PHC | DELIVERY ROOM | REFRIGERATOR | 1 | Haier | HRD-2015/2012 | NA | 3000105460 | NA | 0 | NA | 0 | NA | W
8510 | Kanker | Damkasha | PHC | DELIVERY ROOM | VISION DRUM | 1 | NA | NA | NA | 3000105461 | NA | 0 | NA | 0 | NA | NW
8511 | Kanker | Damkasha | PHC | DELIVERY ROOM | ELECTRIC STERILIZER | 1 | NA | NA | NA | 3000105462 | 2011-07-01 | 0 | NA | 0 | NA | NW
8512 | Kanker | Damkasha | PHC | DELIVERY ROOM | AUTOCLAVE | 1 | NA | NA | NA | 3000105463 | NA | 0 | NA | 0 | NA | W
8513 | Kanker | Damkasha | PHC | DELIVERY ROOM | AUTOCLAVE | 1 | NA | NA | NA | 3000105464 | NA | 0 | NA | 0 | NA | NW
8514 | Kanker | Damkasha | PHC | DELIVERY ROOM | ELECTRIC STERILIZER | 1 | Atlas | NA | NA | 3000105465 | 2010-07-01 | 0 | NA | 0 | NA | NW
8515 | Kanker | Damkasha | PHC | DELIVERY ROOM | ELECTRIC STERILIZER | 1 | NA | NA | NA | 3000105466 | 2009-08-01 | 0 | NA | 0 | NA | NW
8516 | Kanker | Konde | PHC | OPD | SPHYGMOMANOMETER (MERCURIAL) | 1 | Extra Care | NA | NA | 3000102336 | 2014-10-01 | 0 | NA | 0 | NA | NW
8517 | Kanker | Konde | PHC | OPD | ADULT WEIGHING MACHINE | 1 | Venus | NA | NA | 3000102337 | 2015-12-01 | 0 | NA | 0 | NA | W
8518 | Kanker | Konde | PHC | DELIVERY ROOM | ADULT WEIGHING MACHINE | 1 | Venus | NA | NA | 3000102338 | 2015-06-01 | 0 | NA | 0 | NA | NW
8519 | Kanker | Konde | PHC | DELIVERY ROOM | ELECTRIC STERILIZER | 1 | Jainco | NA | NA | 3000102339 | 2014-10-01 | 0 | NA | 0 | NA | NW
8520 | Kanker | Konde | PHC | DELIVERY ROOM | AUTOCLAVE | 1 | SNI | NA | NA | 3000102340 | 2014-10-01 | 0 | NA | 0 | NA | NW
8521 | Kanker | Konde | PHC | DELIVERY ROOM | SUCTION APPARATUS | 1 | Shiva | NA | NA | 3000102341 | 2014-09-01 | 0 | NA | 0 | NA | W
8522 | Kanker | Konde | PHC | DELIVERY ROOM | BABY WEIGHING SCALE | 1 | Crown | NA | NA | 3000102342 | NA | 0 | NA | 0 | NA | W
8523 | Kanker | Konde | PHC | DELIVERY ROOM | FOETAL DOPPLER | 1 | V Comin | FD200D | FD2D140405848 | 3000102343 | NA | 0 | NA | 0 | NA | NW
8524 | Kanker | Konde | PHC | DELIVERY ROOM | ADULT WEIGHING MACHINE | 1 |  | NA | NA | 3000102344 | NA | 0 | NA | 0 | NA | W
8525 | Kanker | Konde | PHC | Medicine Room | GLUCOMETER | 1 | Accu-check | GU Active | GU02521748 | 3000102345 | NA | 0 | NA | 0 | NA | W
8526 | Kanker | Konde | PHC | Medicine Room | SPHYGMOMANOMETER (DIGITAL) | 1 | Doctor | NA | NA | 3000102346 | 2015-05-01 | 0 | NA | 0 | NA | NW
8527 | Kanker | Konde | PHC | Medicine Room | SPHYGMOMANOMETER (MERCURIAL) | 1 | Smart Care | SCB10B | NA | 3000102347 | NA | 0 | NA | 0 | NA | NW
8528 | Kanker | Konde | PHC | Medicine Room | SPHYGMOMANOMETER (DIGITAL) | 1 | Life Care | NA | NA | 3000102348 | 2015-04-01 | 0 | NA | 0 | NA | NI
8529 | Kanker | Antagarh | CHC | DELIVERY ROOM | NEEDLE DESTROYER | 1 | Saratech | 100VA/60VA | NA | 3000102872 | 2013-06-01 | 0 | NA | 0 | NA | W
8530 | Kanker | Antagarh | CHC | DELIVERY ROOM | AUTOCLAVE | 1 | Local | NA | NA | 3000102873 | 2014-07-01 | 0 | NA | 0 | NA | W
8531 | Kanker | Antagarh | CHC | DELIVERY ROOM | SUCTION APPARATUS | 1 | Shiva | NA | NA | 3000102874 | NA | 0 | NA | 0 | NA | W
8532 | Kanker | Antagarh | CHC | DELIVERY ROOM | SPHYGMOMANOMETER (MERCURIAL) | 1 | Diamond | Regular | NA | 3000102875 | 2014-06-01 | 0 | NA | 0 | NA | W
8533 | Kanker | Antagarh | CHC | Pathology Lab. | MICROSCOPE (BINOCULAR) | 1 | Zeiss | NA | 3116013079 | 3000102876 | NA | 0 | NA | 0 | NA | W
8534 | Kanker | Antagarh | CHC | Pathology Lab. | GLUCOMETER | 1 | Accu-check | Active | GS02435361 | 3000102877 | NA | 0 | NA | 0 | NA | W
8535 | Kanker | Antagarh | CHC | Pathology Lab. | MICROSCOPE (BINOCULAR) | 1 | MLW | NA | NA | 3000102878 | NA | 0 | NA | 0 | NA | NW
8536 | Kanker | Antagarh | CHC | Pathology Lab. | CENTRIFUGE MACHINE (6 Tubes) | 1 | NA | NA | NA | 3000102879 | NA | 0 | NA | 0 | NA | NW
8537 | Kanker | Antagarh | CHC | OT | SHADOWLESS OT LIGHT | 1 | NA | NA | NA | 3000102880 | NA | 0 | NA | 0 | NA | W
8538 | Kanker | Antagarh | CHC | OT | SHADOWLESS OT LIGHT | 1 | NA | NA | NA | 3000102881 | NA | 0 | NA | 0 | NA | W
8539 | Kanker | Antagarh | CHC | OT | OT TABLE (Hydraulic) | 1 | NA | NA | NA | 3000102882 | NA | 0 | NA | 0 | NA | W
8540 | Kanker | Antagarh | CHC | OT | SUCTION APPARATUS | 1 | Shiva | NA | NA | 3000102883 | NA | 0 | NA | 0 | NA | W
8541 | Kanker | Antagarh | CHC | OT | SPHYGMOMANOMETER (MERCURIAL) | 1 | Gold | NA | 98110821 | 3000102884 | NA | 0 | NA | 0 | NA | W
8542 | Kanker | Antagarh | CHC | OT | AUTOCLAVE | 1 | NA | NA | NA | 3000102885 | NA | 0 | NA | 0 | NA | W
8543 | Kanker | Antagarh | CHC | OT | AUTOCLAVE | 1 | NA | NA | NA | 3000102886 | NA | 0 | NA | 0 | NA | NW
8544 | Kanker | Antagarh | CHC | OT | AUTOCLAVE | 1 | NA | NA | NA | 3000102887 | NA | 0 | NA | 0 | NA | W
8545 | Kanker | Antagarh | CHC | Store Room | SUCTION APPARATUS | 1 | Shiva | NA | NA | 3000102888 | NA | 0 | NA | 0 | NA | NW
8546 | Kanker | Antagarh | CHC | Store Room | SUCTION APPARATUS | 1 | Shiva | NA | NA | 3000102889 | NA | 0 | NA | 0 | NA | NW
8547 | Kanker | Antagarh | CHC | Store Room | SUCTION APPARATUS | 1 | Shiva | NA | NA | 3000102890 | NA | 0 | NA | 0 | NA | NW
8548 | Kanker | Antagarh | CHC | Store Room | SUCTION APPARATUS | 1 | Shiva | NA | NA | 3000102891 | NA | 0 | NA | 0 | NA | NW
8549 | Kanker | Antagarh | CHC | Store Room | SPHYGMOMANOMETER (MERCURIAL) | 1 | Diamond | Regular | NA | 3000102892 | NA | 0 | NA | 0 | NA | W
8550 | Kanker | Antagarh | CHC | Store Room | GLUCOMETER | 1 | SD Check | NA | M01D04EAA344 | 3000102893 | NA | 0 | NA | 0 | NA | NI
8551 | Kanker | Antagarh | CHC | Store Room | GLUCOMETER | 1 | Omron | NA | 22136061714 | 3000102894 | NA | 0 | NA | 0 | NA | NI
8552 | Kanker | Antagarh | CHC | Store Room | SPHYGMOMANOMETER (MERCURIAL) | 1 | NA | NA | NA | 3000102895 | NA | 0 | NA | 0 | NA | W
8553 | Kanker | Antagarh | CHC | Store Room | AUTOCLAVE | 1 | NA | NA | NA | 3000102896 | NA | 0 | NA | 0 | NA | W
8554 | Kanker | Antagarh | CHC | Store Room | SPHYGMOMANOMETER (MERCURIAL) | 1 | Extra Care | NA | NA | 3000102897 | NA | 0 | NA | 0 | NA | NI
8555 | Kanker | Antagarh | CHC | Store Room | SPHYGMOMANOMETER (MERCURIAL) | 1 | Extra Care | NA | NA | 3000102898 | NA | 0 | NA | 0 | NA | NI
8556 | Kanker | Antagarh | CHC | Store Room | SPHYGMOMANOMETER (MERCURIAL) | 1 | Extra Care | NA | NA | 3000102899 | NA | 0 | NA | 0 | NA | NI
8557 | Kanker | Antagarh | CHC | Store Room | SPHYGMOMANOMETER (DIGITAL) | 1 | Sum+ | NA | SBP1405142 | 3000102900 | NA | 0 | NA | 0 | NA | NI
8558 | Kanker | Antagarh | CHC | Store Room | SPHYGMOMANOMETER (MERCURIAL) | 1 | Life Care | NA | NA | 3000102901 | NA | 0 | NA | 0 | NA | NI
8559 | Kanker | Antagarh | CHC | Store Room | AUTOCLAVE | 1 | NA | NA | NA | 3000102902 | NA | 0 | NA | 0 | NA | W
8560 | Kanker | Tadoki | PHC | DELIVERY ROOM | BABY WEIGHING SCALE | 1 | Crown | NA | NA | 3000102903 | NA | 0 | NA | 0 | NA | W
8561 | Kanker | Tadoki | PHC | DELIVERY ROOM | SUCTION APPARATUS | 1 | Shiva | NA | NA | 3000102905 | NA | 0 | NA | 0 | NA | W
8562 | Kanker | Tadoki | PHC | DELIVERY ROOM | SPHYGMOMANOMETER (MERCURIAL) | 1 | Diamond | Regular | NA | 3000102904 | NA | 0 | NA | 0 | NA | W
8563 | Kanker | Tadoki | PHC | OPD | SPHYGMOMANOMETER (MERCURIAL) | 1 | Omega | NA | NA | 3000102906 | NA | 0 | NA | 0 | NA | W
8564 | Kanker | Tadoki | PHC | OPD | SPHYGMOMANOMETER (MERCURIAL) | 1 | Diamond | Regular | NA | 3000102907 | NA | 0 | NA | 0 | NA | W
8565 | Kanker | Tadoki | PHC | Pathology Lab. | CENTRIFUGE MACHINE | 1 | NA | NA | NA | 3000102909 | NA | 0 | NA | 0 | NA | W
8566 | Kanker | Tadoki | PHC | Pathology Lab. | MICROSCOPE (BINOCULAR) | 1 | Labomed Vision | Vision 2000 | NA | 3000102910 | NA | 0 | NA | 0 | NA | W
8567 | Kanker | Amabada | PHC | DELIVERY ROOM | SPHYGMOMANOMETER (MERCURIAL) | 1 | Diamond | Regular | NA | 3000102911 | 2014-08-01 | 0 | NA | 0 | NA | W
8568 | Kanker | Amabada | PHC | DELIVERY ROOM | INFANT RADIANT WARMER | 1 | Radiant Tech | NA | NA | 3000102912 | NA | 0 | NA | 0 | NA | W
8569 | Kanker | Amabada | PHC | DELIVERY ROOM | BABY WEIGHING SCALE | 1 | Crown | NA | NA | 3000102913 | NA | 0 | NA | 0 | NA | NW
8570 | Kanker | Amabada | PHC | DELIVERY ROOM | NEEDLE DESTROYER | 1 | Microsil | ND-360 | NA | 3000102914 | NA | 0 | NA | 0 | NA | W
8571 | Kanker | Amabada | PHC | Pathology Lab. | CENTRIFUGE MACHINE | 1 | Local | NA | NA | 3000102915 | NA | 0 | NA | 0 | NA | W
8572 | Kanker | Amabada | PHC | Pathology Lab. | MICROSCOPE (BINOCULAR) | 1 | Local | NA | NA | 3000102916 | NA | 0 | NA | 0 | NA | W
8573 | Kanker | Amabada | PHC | OPD | SPHYGMOMANOMETER (MERCURIAL) | 1 | Diamond | Regular | NA | 3000102917 | NA | 0 | NA | 0 | NA | W
8574 | Kanker | Amabada | PHC | OPD | NEEDLE DESTROYER | 1 | Microsil | ND-360 | NA | 3000102918 | NA | 0 | NA | 0 | NA | W
8575 | Kanker | Sarvandi | PHC | OPD | SPHYGMOMANOMETER (MERCURIAL) | 1 | Sai+life | NA | NA | 3000102408 | 2014-12-01 | 0 | NA | 0 | NA | W
8576 | Kanker | Sarvandi | PHC | OPD | SPHYGMOMANOMETER (MERCURIAL) | 1 | Pioneer | NA | 371945 | 3000102409 | 2014-12-01 | 0 | NA | 0 | NA | W
8577 | Kanker | Sarvandi | PHC | OPD | ADULT WEIGHING MACHINE | 1 | Kohinoor | NA | NA | 3000102410 | 2010-06-01 | 0 | NA | 0 | NA | NW
8578 | Kanker | Sarvandi | PHC | Pathology Lab. | NEBULIZER | 1 | Ready Mist | 230 V | 105545 | 3000102411 | NA | 0 | NA | 0 | NA | W
8579 | Kanker | Sarvandi | PHC | Pathology Lab. | CENTRIFUGE MACHINE (8 Tubes) | 1 | Local | NA | NA | 3000102412 | 2010-06-01 | 0 | NA | 0 | NA | W
8580 | Kanker | Sarvandi | PHC | Pathology Lab. | MICROSCOPE (MONOCULAR) | 1 | NA | NA | NA | 3000102413 | NA | 0 | NA | 0 | NA | W
8581 | Kanker | Sarvandi | PHC | Pathology Lab. | GLUCOMETER | 1 | Glucocare | NA | RMD025091 | 3000102414 | 2014-11-01 | 0 | NA | 0 | NA | W
8582 | Kanker | Sarvandi | PHC | DELIVERY ROOM | ELECTRIC STERILIZER | 1 | Rexco | NA | NA | 3000102415 | 2010-11-01 | 0 | NA | 0 | NA | W
8583 | Kanker | Sarvandi | PHC | DELIVERY ROOM | SUCTION APPARATUS | 1 | NA | NA | NA | 3000102416 | 2006-04-01 | 0 | NA | 0 | NA | W
8584 | Kanker | Sarvandi | PHC | DELIVERY ROOM | SUCTION APPARATUS | 1 | NA | NA | NA | 3000102417 | 2006-04-01 | 0 | NA | 0 | NA | NW
8585 | Kanker | Sarvandi | PHC | Store Room | SUCTION APPARATUS | 1 | Shiva | NA | NA | 3000102418 | 2006-07-01 | 0 | NA | 0 | NA | NW
8586 | Kanker | Sarvandi | PHC | Store Room | HOT AIR OVEN | 1 | NA | NA | NA | 3000102419 | NA | 0 | NA | 0 | NA | NW
8587 | Kanker | Sarvandi | PHC | Store Room | ELECTRIC STERILIZER | 1 | NA | NA | NA | 3000102420 | 2010-06-01 | 0 | NA | 0 | NA | NW
8588 | Kanker | Sarvandi | PHC | Store Room | AUTOCLAVE | 1 | NA | NA | NA | 3000102421 | NA | 0 | NA | 0 | NA | NW
8589 | Kanker | Durgukondal | CHC | Pathology Lab. | MICROSCOPE (BINOCULAR) | 1 | Labomed | Vision 2000 | 8545 | 3000100152 | 2015-02-01 | 0 | NA | 0 | NA | W
8590 | Kanker | Durgukondal | CHC | Pathology Lab. | MICROSCOPE (BINOCULAR) | 1 | Labomed | Vision 2000 | 1231 | 3000100153 | 2015-02-01 | 0 | NA | 0 | NA | W
8591 | Kanker | Durgukondal | CHC | Pathology Lab. | COLORIMETER | 1 | Beacon | OCTA-1 | 6062 | 3000100154 | NA | 0 | NA | 0 | NA | W
8592 | Kanker | Durgukondal | CHC | Pathology Lab. | REFRIGERATOR | 1 | Whirlpool | WRN32RGG3 | NA | 3000100155 | 2009-10-01 | 0 | NA | 0 | NA | W
8593 | Kanker | Durgukondal | CHC | Store Room | SPHYGMOMANOMETER (MERCURIAL) | 1 | Smart Care | SCH10B | NA | 3000100156 | NA | 0 | NA | 0 | NA | NW
8594 | Kanker | Durgukondal | CHC | Store Room | SPHYGMOMANOMETER (MERCURIAL) | 1 | Extra Care | NA | NA | 3000100157 | NA | 0 | NA | 0 | NA | NW
8595 | Kanker | Durgukondal | CHC | Store Room | NEEDLE DESTROYER | 1 | NA | NA | 6620 | 3000100158 | NA | 0 | NA | 0 | NA | NW
8596 | Kanker | Durgukondal | CHC | Store Room | SPHYGMOMANOMETER (MERCURIAL) | 1 | Extra Care | NA | NA | 3000100159 | NA | 0 | NA | 0 | NA | NW
8597 | Kanker | Durgukondal | CHC | Store Room | BABY WEIGHING SCALE | 1 | Crown | NA | NA | 3000100160 | NA | 0 | NA | 0 | NA | NI
8598 | Kanker | Durgukondal | CHC | Store Room | SUCTION APPARATUS | 1 | Shiva | NA | NA | 3000100161 | NA | 0 | NA | 0 | NA | NW
8599 | Kanker | Durgukondal | CHC | Dental Dept. | DENTAL CHAIR | 1 | Chesa | NA | NA | 3000100162 | 2014-12-01 | 0 | NA | 0 | NA | W
8600 | Kanker | Durgukondal | CHC | Dental Dept. | COMPRESSOR | 1 | NA | EKD | 101197 | 3000100163 | 2014-12-01 | 0 | NA | 0 | NA | W
8601 | Kanker | Durgukondal | CHC | Dental Dept. | ELECTRIC STERILIZER | 1 | NA | NA | NA | 3000100164 | NA | 0 | NA | 0 | NA | NW
8602 | Kanker | Durgukondal | CHC | Store Room | INFANT RADIANT WARMER | 1 | NA | NA | NA | 3000100165 | NA | 0 | NA | 0 | NA | NW
8603 | Kanker | Durgukondal | CHC | Store Room | INFANT RADIANT WARMER | 1 | NA | NA | NA | 3000100166 | NA | 0 | NA | 0 | NA | NW
8604 | Kanker | Durgukondal | CHC | Store Room | AUTOCLAVE | 1 | NA | NA | NA | 3000100167 | NA | 0 | NA | 0 | NA | NW
8605 | Kanker | Durgukondal | CHC | OPD | SPHYGMOMANOMETER (MERCURIAL) | 1 | MCP | NA | 11E1333 | 3000100168 | 2014-07-01 | 0 | NA | 0 | NA | W
8606 | Kanker | Durgukondal | CHC | OPD | SPHYGMOMANOMETER (MERCURIAL) | 1 | Top | NA | NA | 3000100169 | 2014-12-01 | 0 | NA | 0 | NA | W
8607 | Kanker | Durgukondal | CHC | OPD | NEEDLE DESTROYER | 1 | York | NA | NA | 3000100170 | 2015-03-01 | 0 | NA | 0 | NA | W
8608 | Kanker | Durgukondal | CHC | OPD | SPHYGMOMANOMETER (MERCURIAL) | 1 | NA | NA | NA | 3000100171 | 2015-02-01 | 0 | NA | 0 | NA | W
8609 | Kanker | Durgukondal | CHC | OPD | ADULT WEIGHING MACHINE | 1 | NA | NA | NA | 3000100172 | 2015-02-01 | 0 | NA | 0 | NA | NW
8610 | Kanker | Durgukondal | CHC | OPD | ADULT WEIGHING MACHINE | 1 | Kohinoor | NA | NA | 3000100173 | 2014-07-01 | 0 | NA | 0 | NA | W
8611 | Kanker | Durgukondal | CHC | OT | SUCTION APPARATUS | 1 | 1KEE | NA | NA | 3000100174 | NA | 0 | NA | 0 | NA | NW
8612 | Kanker | Durgukondal | CHC | OT | AUTOCLAVE | 1 | SNI | NA | NA | 3000100175 | NA | 0 | NA | 0 | NA | NW
8613 | Kanker | Durgukondal | CHC | OT | AUTOCLAVE | 1 | SNI | NA | NA | 3000100176 | NA | 0 | NA | 0 | NA | NW
8614 | Kanker | Durgukondal | CHC | OT | SUCTION APPARATUS | 1 | Master Care | Deluxe | NA | 3000100177 | 2014-08-01 | 0 | NA | 0 | NA | W
8615 | Kanker | Durgukondal | CHC | OT | SUCTION APPARATUS | 1 | Santoshi | NA | 402/04 | 3000100178 | 2014-08-01 | 0 | NA | 0 | NA | W
8616 | Kanker | Durgukondal | CHC | OT | SHADOWLESS OT LIGHT | 1 | NA | NA | NA | 3000100179 | NA | 0 | NA | 0 | NA | W
8617 | Kanker | Durgukondal | CHC | OT | SURGICAL DIATHERMY MACHINE | 1 | Healolom | NA | NA | 3000100180 | 2013-01-01 | 0 | NA | 0 | NA | NW
8618 | Kanker | Durgukondal | CHC | OT | SUCTION APPARATUS | 1 | Shiva | NA | NA | 3000100181 | 2014-06-01 | 0 | NA | 0 | NA | NW
8619 | Kanker | Durgukondal | CHC | Emergency room | NEBULIZER | 1 | Handymer | NA | NGM1499514 | 3000100182 | NA | 0 | NA | 0 | NA | W
8620 | Kanker | Durgukondal | CHC | Emergency room | SUCTION APPARATUS | 1 | Shiva | NA | NA | 3000100183 | 2014-08-01 | 0 | NA | 0 | NA | W
8621 | Kanker | Durgukondal | CHC | Emergency room | AUTOCLAVE | 1 | NA | NA | NA | 3000100184 | NA | 0 | NA | 0 | NA | NW
8622 | Kanker | Durgukondal | CHC | Emergency room | AUTOCLAVE | 1 | Synthetic | NA | NA | 3000100185 | NA | 0 | NA | 0 | NA | NW
8623 | Kanker | Durgukondal | CHC | Nursing Duty Room | SPHYGMOMANOMETER (MERCURIAL) | 1 | Fusion | Deluxe | NA | 3000100186 | 2015-03-01 | 0 | NA | 0 | NA | W
8624 | Kanker | Durgukondal | CHC | DELIVERY ROOM | INFANT RADIANT WARMER | 1 | TIANA | IRW-1723 | NA | 3000100187 | 2013-01-01 | 0 | NA | 0 | NA | NW
8625 | Kanker | Durgukondal | CHC | DELIVERY ROOM | INFANT RADIANT WARMER | 1 | Meditrin | NA | NA | 3000100190 | 2013-01-01 | 0 | NA | 0 | NA | NW
8626 | Kanker | Durgukondal | CHC | DELIVERY ROOM | SUCTION APPARATUS | 1 | Shiva | NA | NA | 3000100189 | 2014-08-01 | 0 | NA | 0 | NA | W
8627 | Kanker | Durgukondal | CHC | DELIVERY ROOM | SUCTION APPARATUS | 1 | Shiva | NA | NA | 3000100188 | 2014-08-01 | 0 | NA | 0 | NA | W
8628 | Kanker | Durgukondal | CHC | DELIVERY ROOM | FOETAL DOPPLER | 1 | EuroDOPP | NA | NA | 3000100191 | 2014-08-01 | 0 | NA | 0 | NA | NW
8629 | Kanker | Durgukondal | CHC | DELIVERY ROOM | NEEDLE DESTROYER | 1 | Microsil | ND100 | 2749/6607 | 3000100192 | 2015-03-01 | 0 | NA | 0 | NA | W
8630 | Kanker | Durgukondal | CHC | DELIVERY ROOM | BABY WEIGHING SCALE | 1 | Crown | NA | NA | 3000100193 | NA | 0 | NA | 0 | NA | W
8631 | Kanker | Durgukondal | CHC | DELIVERY ROOM | SPHYGMOMANOMETER (MERCURIAL) | 1 | Smart Care | SCH10B | NA | 3000100194 | 2013-04-01 | 0 | NA | 0 | NA | NW
8632 | Kanker | Durgukondal | CHC | DELIVERY ROOM | SPHYGMOMANOMETER (MERCURIAL) | 1 | Smart Care | SCH10B | NA | 3000100195 | 2013-08-01 | 0 | NA | 0 | NA | NW
8633 | Kanker | Durgukondal | CHC | DELIVERY ROOM | SPHYGMOMANOMETER (MERCURIAL) | 1 | TOP | NA | NA | 3000100196 | 2013-04-01 | 0 | NA | 0 | NA | NW
8634 | Kanker | Durgukondal | CHC | DELIVERY ROOM | SPHYGMOMANOMETER (MERCURIAL) | 1 | Smart Care | SCH10B | NA | 3000105424 | 2013-10-01 | 0 | NA | 0 | NA | NW
8635 | Kanker | Durgukondal | CHC | DELIVERY ROOM | BABY WEIGHING SCALE | 1 | Essae | NA | NA | 3000105425 | 2014-03-01 | 0 | NA | 0 | NA | NW
8636 | Kanker | Durgukondal | CHC | DELIVERY ROOM | SPHYGMOMANOMETER (MERCURIAL) | 1 | Extra Care | NA | NA | 3000105426 | 2013-08-01 | 0 | NA | 0 | NA | NW
8637 | Kanker | Durgukondal | CHC | DELIVERY ROOM | ADULT WEIGHING MACHINE | 1 | Kohinoor | NA | NA | 3000105427 | NA | 0 | NA | 0 | NA | NW
8638 | Kanker | Durgukondal | CHC | DELIVERY ROOM | ADULT WEIGHING MACHINE | 1 | Crown | NA | NA | 3000105428 | NA | 0 | NA | 0 | NA | NW
8639 | Kanker | Durgukondal | CHC | DELIVERY ROOM | ELECTRIC STERILIZER | 1 | NA | NA | NA | 3000105429 | 2014-10-01 | 0 | NA | 0 | NA | NW
8640 | Kanker | Durgukondal | CHC | DELIVERY ROOM | ELECTRIC STERILIZER | 1 | NA | NA | NA | 3000105430 | 2014-10-01 | 0 | NA | 0 | NA | NI
8641 | Kanker | Durgukondal | CHC | DELIVERY ROOM | SPHYGMOMANOMETER (DIGITAL) | 1 | NA | NA | NA | 3000105431 | 2014-11-01 | 0 | NA | 0 | NA | NW
8642 | Kanker | Durgukondal | CHC | DELIVERY ROOM | SUCTION APPARATUS | 1 | NA | NA | NA | 3000105432 | 2015-03-01 | 0 | NA | 0 | NA | NI
8643 | Kanker | Durgukondal | CHC | X-RAY DEPT | X-RAY MACHINE 300 mA | 1 | Meditronics | NA | SE048 | 3000105433 | NA | 0 | NA | 0 | NA | W
8644 | Kanker | Durgukondal | CHC | X-RAY DEPT | X-RAY MACHINE | 1 | Toshiba | E7239X | 4J639 | 3000105434 | NA | 0 | NA | 0 | NA | W
8645 | Kanker | Durgukondal | CHC | DELIVERY ROOM | NEEDLE DESTROYER | 1 | Saratech | 100VA/60VA | NA | 3000105435 | 2015-03-01 | 0 | NA | 0 | NA | W
8646 | Kanker | Durgukondal | CHC | Opthalmology Dept. | Trail Set | 1 | NA | NA | NA | 3000105437 | 2015-06-01 | 0 | NA | 0 | NA | W
8647 | Kanker | Durgukondal | CHC | Opthalmology Dept. | EYE CHART VISION BOX | 1 | Super | NA | NA | 3000105436 | 2015-06-01 | 0 | NA | 0 | NA | W
8648 | Kanker | Durgukondal | CHC | Opthalmology Dept. | VISION DRUM | 1 | NA | NA | NA | 3000105438 | 2015-06-01 | 0 | NA | 0 | NA | W
8649 | Kanker | Durgukondal | CHC | Store Room | Trail Set | 1 | Deluxe | NA | NA | 3000105439 | 2015-06-01 | 0 | NA | 0 | NA | NW
8650 | Kanker | Durgukondal | CHC | Store Room | Trail Set | 1 | Verma Optical | NA | NA | 3000105440 | 2015-06-01 | 0 | NA | 0 | NA | NW
8651 | Kanker | Durgukondal | CHC | Store Room | MICROSCOPE (BINOCULAR) | 1 | BioXL | MLW | 2001149 | 3000105441 | 2012-03-01 | 0 | NA | 0 | NA | NW
8652 | Kanker | Durgukondal | CHC | Store Room | MICROSCOPE (BINOCULAR) | 1 | BioXL | MLW | 2001146 | 3000105442 | 2015-02-01 | 0 | NA | 0 | NA | NW
8653 | Kanker | Durgukondal | CHC | Store Room | MICROSCOPE (BINOCULAR) | 1 | BioXL | MLW | NA | 3000105443 | 2009-10-01 | 0 | NA | 0 | NA | NW
8654 | Kanker | Durgukondal | CHC | Store Room | MICROSCOPE (BINOCULAR) | 1 | BioXL | MLW | 2001147 | 3000105444 | 2009-10-01 | 0 | NA | 0 | NA | NW
8655 | Kanker | Amoda | CHC | OPD | SPHYGMOMANOMETER (MERCURIAL) | 1 | Mico | NA | NA | 3000100523 | 2014-10-01 | 0 | NA | 0 | NA | W
8656 | Kanker | Amoda | CHC | OPD | SPHYGMOMANOMETER (MERCURIAL) | 1 | MCP | NA | NA | 3000100524 | 2014-10-01 | 0 | NA | 0 | NA | W
8657 | Kanker | Amoda | CHC | DELIVERY ROOM | ELECTRIC STERILIZER | 1 | Atlas | NA | 09F9806 | 3000100525 | 2014-04-01 | 0 | NA | 0 | NA | NW
8658 | Kanker | Amoda | CHC | DELIVERY ROOM | BABY WEIGHING SCALE | 1 | Essae | BS-250 | NA | 3000100526 | 2014-03-01 | 0 | NA | 0 | NA | W
8659 | Kanker | Amoda | CHC | DELIVERY ROOM | BABY WEIGHING SCALE | 1 | Salter | 914 | NA | 3000100527 | 2010-09-01 | 0 | NA | 0 | NA | W
8660 | Kanker | Amoda | CHC | DELIVERY ROOM | FOETAL DOPPLER | 1 | EuroDOPP | NA | NA | 3000100528 | NA | 0 | NA | 0 | NA | W
8661 | Kanker | Amoda | CHC | DELIVERY ROOM | NEEDLE DESTROYER | 1 | Saratech | SIR(100VA/60VA) | NA | 3000100529 | 2010-09-01 | 0 | NA | 0 | NA | W
8662 | Kanker | Amoda | CHC | DELIVERY ROOM | SUCTION APPARATUS | 1 | Shiva | NA | NA | 3000100530 | NA | 0 | NA | 0 | NA | W
8663 | Kanker | Amoda | CHC | DELIVERY ROOM | AUTOCLAVE | 1 | SNI | NA | NA | 3000100531 | 2013-12-01 | 0 | NA | 0 | NA | W
8664 | Kanker | Amoda | CHC | DELIVERY ROOM | INFANT RADIANT WARMER | 1 | Meditrin | NA | NA | 3000100532 | 2005-12-01 | 0 | NA | 0 | NA | W
8665 | Kanker | Amoda | CHC | NICU | FOETAL DOPPLER | 1 | NA | NA | NA | 3000100533 | 2005-12-01 | 0 | NA | 0 | NA | W
8666 | Kanker | Amoda | CHC | NICU | INFANT RADIANT WARMER | 1 | Meditrin | NA | NA | 3000100534 | 2005-12-01 | 0 | NA | 0 | NA | W
8667 | Kanker | Amoda | CHC | NICU | SUCTION APPARATUS | 1 | Shiva | NA | NA | 3000100535 | NA | 0 | NA | 0 | NA | W
8668 | Kanker | Amoda | CHC | IPD | NEEDLE DESTROYER | 1 | Microsil | ND-360 | NA | 3000100536 | 2013-11-01 | 0 | NA | 0 | NA | W
8669 | Kanker | Amoda | CHC | IPD | SUCTION APPARATUS | 1 | Shiva | NA | NA | 3000100537 | NA | 0 | NA | 0 | NA | W
8670 | Kanker | Amoda | CHC | IPD | ADULT WEIGHING MACHINE | 1 | Kohinoor | NA | NA | 3000100538 | NA | 0 | NA | 0 | NA | W
8671 | Kanker | Amoda | CHC | OPD | ADULT WEIGHING MACHINE | 1 | Kohinoor | NA | NA | 3000100539 | 2012-07-01 | 0 | NA | 0 | NA | W
8672 | Kanker | Amoda | CHC | Pathology Lab. | CENTRIFUGE MACHINE (6 Tubes) | 1 | ALFSCO | NA | NA | 3000100540 | NA | 0 | NA | 0 | NA | W
8673 | Kanker | Amoda | CHC | Pathology Lab. | MICROSCOPE (BINOCULAR) | 1 | Labomed | Vision 2000 | 1161 | 3000100541 | NA | 0 | NA | 0 | NA | W
8674 | Kanker | Amoda | CHC | Pathology Lab. | MICROSCOPE (BINOCULAR) | 1 | Radical | RMH-4B | 24111 | 3000100542 | NA | 0 | NA | 0 | NA | W
8675 | Kanker | Amoda | CHC | Pathology Lab. | MICROSCOPE (MONOCULAR) | 1 | Radical | RMH-4B | NA | 3000100543 | NA | 0 | NA | 0 | NA | NW
8676 | Kanker | Amoda | CHC | Pathology Lab. | REFRIGERATOR | 1 | Godrej | NA | NA | 3000100544 | NA | 0 | NA | 0 | NA | W
8677 | Kanker | Amoda | CHC | Pathology Lab. | GLUCOMETER | 1 | Accu-check | Active | NA | 3000100545 | 2014-10-01 | 0 | NA | 0 | NA | W
8678 | Kanker | Amoda | CHC | OT | AUTOCLAVE | 1 | NA | NA | NA | 3000100546 | NA | 0 | NA | 0 | NA | W
8679 | Kanker | Amoda | CHC | OT | SHADOWLESS OT LIGHT | 1 | NA | NA | NA | 3000100547 | NA | 0 | NA | 0 | NA | W
8680 | Kanker | Amoda | CHC | OT | ELECTRIC STERILIZER | 1 | NA | NA | NA | 3000100548 | NA | 0 | NA | 0 | NA | W
8681 | Kanker | Amoda | CHC | OT | GLUCOMETER | 1 | NA | NA | NA | 3000100549 | 2012-07-01 | 0 | NA | 0 | NA | W
8682 | Kanker | Amoda | CHC | OT | SUCTION APPARATUS | 1 | Shiva | NA | NA | 3000100550 | 2014-09-01 | 0 | NA | 0 | NA | W
8683 | Kanker | Amoda | CHC | X-RAY DEPT | X-RAY MACHINE | 1 | NA | NA | NA | 3000100551 | NA | 0 | NA | 0 | NA | W
8684 | Kanker | Amoda | CHC | X-RAY DEPT | AUTOCLAVE | 1 | NA | NA | NA | 3000100552 | NA | 0 | NA | 0 | NA | W
8685 | Kanker | Amoda | CHC | X-RAY DEPT | X-Ray dryer | 1 | NA | NA | NA | 3000100553 | NA | 0 | NA | 0 | NA | NW
8686 | Kanker | Amoda | CHC | Store Room | SUCTION APPARATUS | 1 | Shiva | NA | NA | 3000100554 | NA | 0 | NA | 0 | NA | NW
8687 | Kanker | Amoda | CHC | Store Room | SHADOWLESS OT LIGHT | 1 | NA | NA | NA | 3000100555 | NA | 0 | NA | 0 | NA | NW
8688 | Kanker | Amoda | CHC | Store Room | FUMIGATION MACHINE | 1 | NA | NA | NA | 3000100556 | NA | 0 | NA | 0 | NA | NW
8689 | Kanker | Amoda | CHC | Store Room | CENTRIFUGE MACHINE | 1 | NA | NA | NA | 3000100558 | NA | 0 | NA | 0 | NA | NW
8690 | Kanker | Basanwahi | PHC | Injection Room | NEEDLE DESTROYER | 1 | Saratech | SIR(100VA/60VA) | NA | 3000102422 | 2014-07-01 | 0 | NA | 0 | NA | W
8691 | Kanker | Basanwahi | PHC | OPD | REFRIGERATOR | 1 | Godrej | No.1 | NA | 3000102423 | 2012-06-01 | 0 | NA | 0 | NA | W
8692 | Kanker | Basanwahi | PHC | OPD | SPHYGMOMANOMETER (MERCURIAL) | 1 | Extra Care | NA | NA | 3000102424 | 2012-04-01 | 0 | NA | 0 | NA | W
8693 | Kanker | Basanwahi | PHC | OPD | SPHYGMOMANOMETER (MERCURIAL) | 1 | Extra Care | NA | NA | 3000102425 | NA | 0 | NA | 0 | NA | NW
8694 | Kanker | Basanwahi | PHC | IPD | ADULT WEIGHING MACHINE | 1 | NA | NA | NA | 3000102426 | NA | 0 | NA | 0 | NA | W
8695 | Kanker | Basanwahi | PHC | IPD | SPHYGMOMANOMETER (MERCURIAL) | 1 | Sumo+ | NA | SBP-1405192 | 3000102427 | NA | 0 | NA | 0 | NA | W
8696 | Kanker | Basanwahi | PHC | Pathology Lab. | CENTRIFUGE MACHINE (8 Tubes) | 1 | NA | NA | NA | 3000102428 | NA | 0 | NA | 0 | NA | W
8697 | Kanker | Basanwahi | PHC | Pathology Lab. | MICROSCOPE (BINOCULAR) | 1 | BioXL | NA | 2001122 | 3000102429 | 2012-10-01 | 0 | NA | 0 | NA | W
8698 | Kanker | Basanwahi | PHC | Pathology Lab. | GLUCOMETER | 1 | Accu-check | Active | NA | 3000102430 | NA | 0 | NA | 0 | NA | W
8699 | Kanker | Basanwahi | PHC | Pathology Lab. | AUTOCLAVE | 1 | NA | NA | NA | 3000102431 | 2007-06-01 | 0 | NA | 0 | NA | NW
8700 | Kanker | Basanwahi | PHC | Dressing Room | SUCTION APPARATUS | 1 | Shiva | NA | NA | 3000102432 | 2015-04-01 | 0 | NA | 0 | NA | W
8701 | Kanker | Basanwahi | PHC | Dressing Room | ELECTRIC STERILIZER | 1 | Atlas | NA | NA | 3000102433 | NA | 0 | NA | 0 | NA | W
8702 | Kanker | Basanwahi | PHC | DELIVERY ROOM | SUCTION APPARATUS | 1 | Shiva | NA | NA | 3000102434 | 2014-10-01 | 0 | NA | 0 | NA | W
8703 | Kanker | Basanwahi | PHC | DELIVERY ROOM | NEEDLE DESTROYER | 1 | Saratech | SIR(100VA/60VA) | NA | 3000102435 | 2014-01-01 | 0 | NA | 0 | NA | W
8704 | Kanker | Basanwahi | PHC | DELIVERY ROOM | BABY WEIGHING SCALE | 1 | Crown | NA | NA | 3000102436 | NA | 0 | NA | 0 | NA | W
8705 | Kanker | Basanwahi | PHC | DELIVERY ROOM | SPHYGMOMANOMETER (MERCURIAL) | 1 | Extra Care | NA | NA | 3000102437 | NA | 0 | NA | 0 | NA | W
8706 | Kanker | Basanwahi | PHC | Store Room | NEBULIZER | 1 | Long life | AngelaNEBU2 | NA | 3000102438 | NA | 0 | NA | 0 | NA | W
8707 | Kanker | Lakhanpuri | PHC | OPD | SPHYGMOMANOMETER (MERCURIAL) | 1 | Doctor | NA | NA | 3000105734 | 2014-12-01 | 0 | NA | 0 | NA | W
8708 | Kanker | Lakhanpuri | PHC | OPD | ADULT WEIGHING MACHINE | 1 | Victoria DX | NA | NA | 3000105735 | 2013-03-01 | 0 | NA | 0 | NA | W
8709 | Kanker | Lakhanpuri | PHC | DELIVERY ROOM | BABY WEIGHING SCALE | 1 | Docbel | NA | NA | 3000105736 | NA | 0 | NA | 0 | NA | W
8710 | Kanker | Lakhanpuri | PHC | DELIVERY ROOM | FOETAL DOPPLER | 1 | Bio-plus | NA | NA | 3000105737 | NA | 0 | NA | 0 | NA | W
8711 | Kanker | Lakhanpuri | PHC | DELIVERY ROOM | SUCTION APPARATUS | 1 | Master Care | Deluxe | NA | 3000105738 | 2014-07-01 | 0 | NA | 0 | NA | W
8712 | Kanker | Lakhanpuri | PHC | DELIVERY ROOM | REFRIGERATOR | 1 | Whirlpool | FC32/2013 | NA | 3000105739 | NA | 0 | NA | 0 | NA | W
8713 | Kanker | Lakhanpuri | PHC | DELIVERY ROOM | NEEDLE DESTROYER | 1 | Saratech | SIR(100VA/60VA) | NA | 3000105740 | 2014-05-01 | 0 | NA | 0 | NA | W
8714 | Kanker | Lakhanpuri | PHC | OT | AUTOCLAVE | 1 | NA | NA | NA | 3000105741 | 2010-12-01 | 0 | NA | 0 | NA | W
8715 | Kanker | Lakhanpuri | PHC | OT | ELECTRIC STERILIZER | 1 | NA | NA | NA | 3000105742 | 2007-04-01 | 0 | NA | 0 | NA | W
8716 | Kanker | Lakhanpuri | PHC | OT | ELECTRIC STERILIZER | 1 | NA | NA | NA | 3000105743 | 2007-04-01 | 0 | NA | 0 | NA | W
8717 | Kanker | Lakhanpuri | PHC | OT | AUTOCLAVE | 1 | NA | NA | NA | 3000105744 | NA | 0 | NA | 0 | NA | NW
8718 | Kanker | Lakhanpuri | PHC | OT | ELECTRIC STERILIZER | 1 | NA | NA | NA | 3000105745 | NA | 0 | NA | 0 | NA | NW
8719 | Kanker | Pakhanjore | CHC | OPD | NEEDLE DESTROYER | 1 | Microsil | ND-360 | NA | 3000100608 | 2015-07-01 | 0 | NA | 0 | NA | W
8720 | Kanker | Pakhanjore | CHC | OPD | NEBULIZER | 1 | Raxon | NA | R80415109 | 3000100609 | NA | 0 | NA | 0 | NA | W
8721 | Kanker | Pakhanjore | CHC | OPD | SPHYGMOMANOMETER (MERCURIAL) | 1 | NA | NA | NA | 3000100610 | 2014-07-01 | 0 | NA | 0 | NA | W
8722 | Kanker | Pakhanjore | CHC | OPD | GLUCOMETER | 1 | One touch | NA | SN-SAGH99K4 | 3000100611 | NA | 0 | NA | 0 | NA | W
8723 | Kanker | Pakhanjore | CHC | OPD | SUCTION APPARATUS | 1 | Shiva | NA | NA | 3000100612 | 2014-08-01 | 0 | NA | 0 | NA | W
8724 | Kanker | Pakhanjore | CHC | OT | AUTOCLAVE | 1 | NA | NA | NA | 3000100613 | 2014-10-01 | 0 | NA | 0 | NA | W
8725 | Kanker | Pakhanjore | CHC | OT | AUTOCLAVE | 1 | NA | NA | NA | 3000100614 | 2014-11-01 | 0 | NA | 0 | NA | W
8726 | Kanker | Pakhanjore | CHC | OT | OT TABLE | 1 | NA | NA | NA | 3000100615 | NA | 0 | NA | 0 | NA | W
8727 | Kanker | Pakhanjore | CHC | OT | NEEDLE DESTROYER | 1 | Microsil | ND-360 | NA | 3000100616 | NA | 0 | NA | 0 | NA | W
8728 | Kanker | Pakhanjore | CHC | OT | SUCTION APPARATUS | 1 | Shiva | NA | NA | 3000100617 | 2014-08-01 | 0 | NA | 0 | NA | W
8729 | Kanker | Pakhanjore | CHC | OT | BOYLE'S APPARATUS | 1 | NA | NA | NA | 3000100618 | NA | 0 | NA | 0 | NA | W
8730 | Kanker | Pakhanjore | CHC | OT | SHADOWLESS OT LIGHT | 1 | NA | NA | NA | 3000100619 | NA | 0 | NA | 0 | NA | W
8731 | Kanker | Pakhanjore | CHC | OT | FUMIGATION MACHINE | 1 | NA | NA | NA | 3000100620 | NA | 0 | NA | 0 | NA | W
8732 | Kanker | Pakhanjore | CHC | IPD | SPHYGMOMANOMETER (MERCURIAL) | 1 | Diamond | Regular | NA | 3000100621 | 2015-03-01 | 0 | NA | 0 | NA | W
8733 | Kanker | Pakhanjore | CHC | IPD | REFRIGERATOR | 1 | Godrej | Gold deluxe | NA | 3000100622 | NA | 0 | NA | 0 | NA | W
8734 | Kanker | Pakhanjore | CHC | IPD | CENTRIFUGE MACHINE (6 Tubes) | 1 | NA | NA | NA | 3000100623 | NA | 0 | NA | 0 | NA | W
8735 | Kanker | Pakhanjore | CHC | IPD | NEEDLE DESTROYER | 1 | Microsil | ND-360 | NA | 3000100624 | NA | 0 | NA | 0 | NA | W
8736 | Kanker | Pakhanjore | CHC | IPD | NEEDLE DESTROYER | 1 | Microsil | ND-360 | NA | 3000100625 | NA | 0 | NA | 0 | NA | W
8737 | Kanker | Pakhanjore | CHC | IPD | REFRIGERATOR | 1 | Electrolux | OXYINSTA | NA | 3000100626 | NA | 0 | NA | 0 | NA | W
8738 | Kanker | Pakhanjore | CHC | OPD | SPHYGMOMANOMETER (MERCURIAL) | 1 | Diamond | Regular | NA | 3000100627 | 2015-03-01 | 0 | NA | 0 | NA | W
8739 | Kanker | Pakhanjore | CHC | OPD | ADULT WEIGHING MACHINE | 1 | Prestige | NA | NA | 3000100628 | NA | 0 | NA | 0 | NA | W
8740 | Kanker | Pakhanjore | CHC | OPD | SPHYGMOMANOMETER (MERCURIAL) | 1 | Diamond | Regular | NA | 3000100629 | 2015-03-01 | 0 | NA | 0 | NA | W
8741 | Kanker | Pakhanjore | CHC | OPD | SPHYGMOMANOMETER (MERCURIAL) | 1 | Omega | NA | NA | 3000100630 | 2014-03-01 | 0 | NA | 0 | NA | NW
8742 | Kanker | Pakhanjore | CHC | Injection Room | NEEDLE DESTROYER | 1 | Microsil | ND-360 | NA | 3000100631 | NA | 0 | NA | 0 | NA | W
8743 | Kanker | Pakhanjore | CHC | Injection Room | ADULT WEIGHING MACHINE | 1 | NA | NA | NA | 3000100632 | NA | 0 | NA | 0 | NA | NW
8744 | Kanker | Pakhanjore | CHC | Dressing Room | NEEDLE DESTROYER | 1 | Saratech | SIR(100VA/60VA) | NA | 3000100633 | NA | 0 | NA | 0 | NA | W
8745 | Kanker | Pakhanjore | CHC | Dressing Room | AUTOCLAVE | 1 | NA | NA | NA | 3000100634 | NA | 0 | NA | 0 | NA | W
8746 | Kanker | Pakhanjore | CHC | CAUSILITY ROOM | SUCTION APPARATUS | 1 | Shiva | NA | NA | 3000100635 | 2014-08-01 | 0 | NA | 0 | NA | NW
8747 | Kanker | Pakhanjore | CHC | Opthalmology Dept. | SLIT LAMP | 1 | NA | NA | NA | 3000100636 | NA | 0 | NA | 0 | NA | W
8748 | Kanker | Pakhanjore | CHC | Opthalmology Dept. | Trail Set | 1 | NA | NA | NA | 3000100637 | NA | 0 | NA | 0 | NA | W
8749 | Kanker | Pakhanjore | CHC | Pathology Lab. | MICROSCOPE (BINOCULAR) | 1 | Zeiss | Primstar | NA | 3000100638 | 2009-07-01 | 0 | NA | 0 | NA | W
8750 | Kanker | Pakhanjore | CHC | Pathology Lab. | GLUCOMETER | 1 | One touch | SACNGIBD | NA | 3000100639 | NA | 0 | NA | 0 | NA | W
8751 | Kanker | Pakhanjore | CHC | Pathology Lab. | INCUBATOR | 1 | NA | NA | NA | 3000100640 | NA | 0 | NA | 0 | NA | W
8752 | Kanker | Pakhanjore | CHC | Pathology Lab. | CENTRIFUGE MACHINE | 1 | Remi | NA | NA | 3000100641 | 2014-08-01 | 0 | NA | 0 | NA | NW
8753 | Kanker | Pakhanjore | CHC | Pathology Lab. | MICROSCOPE (BINOCULAR) | 1 | Labomed | Vision 2000 | NA | 3000100642 | 2009-07-01 | 0 | NA | 0 | NA | W
8754 | Kanker | Pakhanjore | CHC | Pathology Lab. | CENTRIFUGE MACHINE (4 Tubes) | 1 | NA | NA | NA | 3000100643 | NA | 0 | NA | 0 | NA | NW
8755 | Kanker | Pakhanjore | CHC | Pathology Lab. | Blood Bank REFRIGERATOR | 1 | Remi | BR-18U ultra | BDL-3433 | 3000100644 | 2014-03-01 | 0 | NA | 0 | NA | NW
8756 | Kanker | Pakhanjore | CHC | Pathology Lab. | REFRIGERATOR | 1 | Meditech | MTPFOL | M786525322 | 3000100645 | 2014-08-01 | 0 | NA | 0 | NA | W
8757 | Kanker | Pakhanjore | CHC | Pathology Lab. | VDRL ROTATOR | 1 | NA | NA | NA | 3000100646 | NA | 0 | NA | 0 | NA | W
8758 | Kanker | Pakhanjore | CHC | X-RAY DEPT | X-RAY MACHINE | 1 | Advance medica | NA | NA | 3000100647 | NA | 0 | NA | 0 | NA | NW
8759 | Kanker | Pakhanjore | CHC | DELIVERY ROOM | AUTOCLAVE | 1 | Omax | NA | NA | 3000100648 | 2014-11-01 | 0 | NA | 0 | NA | W
8760 | Kanker | Pakhanjore | CHC | DELIVERY ROOM | SUCTION APPARATUS | 1 | Shiva | NA | NA | 3000100649 | 2014-08-01 | 0 | NA | 0 | NA | NW
8761 | Kanker | Pakhanjore | CHC | DELIVERY ROOM | INFANT RADIANT WARMER | 1 | Tiana | TIANAIRW-1738 | NA | 3000100650 | NA | 0 | NA | 0 | NA | W
8762 | Kanker | Pakhanjore | CHC | DELIVERY ROOM | SPHYGMOMANOMETER (MERCURIAL) | 1 | Diamond | NA | NA | 3000100652 | NA | 0 | NA | 0 | NA | W
8763 | Kanker | Pakhanjore | CHC | DELIVERY ROOM | BABY WEIGHING SCALE | 1 | Crown | NA | NA | 3000100653 | NA | 0 | NA | 0 | NA | W
8764 | Kanker | Pakhanjore | CHC | DELIVERY ROOM | NEEDLE DESTROYER | 1 | Microsil | ND-360 | NA | 3000100651 | NA | 0 | NA | 0 | NA | W
8765 | Kanker | Pakhanjore | CHC | DELIVERY ROOM | SPHYGMOMANOMETER (MERCURIAL) | 1 | Diamond | NA | NA | 3000100654 | NA | 0 | NA | 0 | NA | NI
8766 | Kanker | Pakhanjore | CHC | DELIVERY ROOM | SHADOWLESS OT LIGHT | 1 | NA | NA | NA | 3000100655 | NA | 0 | NA | 0 | NA | NW
8767 | Kanker | Pakhanjore | CHC | Store Room | SUCTION APPARATUS | 1 | Shiva | NA | NA | 3000100656 | NA | 0 | NA | 0 | NA | NW
8768 | Kanker | Pakhanjore | CHC | Store Room | AUTOCLAVE | 1 | NA | NA | NA | 3000100657 | NA | 0 | NA | 0 | NA | NW
8769 | Kanker | Pakhanjore | CHC | Store Room | INFANT RADIANT WARMER | 1 | NA | NA | NA | 3000100658 | NA | 0 | NA | 0 | NA | NI
8770 | Kanker | Pakhanjore | CHC | Store Room | INFANT RADIANT WARMER | 1 | NA | NA | NA | 3000100659 | NA | 0 | NA | 0 | NA | NI
8771 | Kanker | Pakhanjore | CHC | Store Room | INFANT RADIANT WARMER | 1 | NA | NA | NA | 3000100660 | NA | 0 | NA | 0 | NA | NI
8772 | Kanker | Pakhanjore | CHC | Store Room | INCUBATOR | 1 | NA | NA | NA | 3000100661 | NA | 0 | NA | 0 | NA | W
8773 | Kanker | Pakhanjore | CHC | Store Room | ADULT WEIGHING MACHINE | 1 | NA | NA | NA | 3000100662 | NA | 0 | NA | 0 | NA | W
8774 | Kanker | Pakhanjore | CHC | Store Room | ADULT WEIGHING MACHINE | 1 | NA | NA | NA | 3000100663 | NA | 0 | NA | 0 | NA | NW
8775 | Kanker | Pakhanjore | CHC | Store Room | ADULT WEIGHING MACHINE | 1 | NA | NA | NA | 3000100664 | NA | 0 | NA | 0 | NA | NW
8776 | Kanker | Pakhanjore | CHC | Store Room | ADULT WEIGHING MACHINE | 1 | NA | NA | NA | 3000100665 | NA | 0 | NA | 0 | NA | NW
8777 | Kanker | Pakhanjore | CHC | Store Room | ADULT WEIGHING MACHINE | 1 | NA | NA | NA | 3000100666 | NA | 0 | NA | 0 | NA | NW
8778 | Kanker | Pakhanjore | CHC | Store Room | ADULT WEIGHING MACHINE | 1 | NA | NA | NA | 3000100667 | NA | 0 | NA | 0 | NA | W
8779 | Kanker | Pakhanjore | CHC | Store Room | ADULT WEIGHING MACHINE | 1 | NA | NA | NA | 3000100668 | NA | 0 | NA | 0 | NA | W
8780 | Kanker | Pakhanjore | CHC | Store Room | MICROSCOPE (BINOCULAR) | 1 | NA | NA | NA | 3000100669 | NA | 0 | NA | 0 | NA | NW
8781 | Kanker | Pakhanjore | CHC | Store Room | SPHYGMOMANOMETER (MERCURIAL) | 1 | NA | NA | NA | 3000100670 | NA | 0 | NA | 0 | NA | NW
8782 | Kanker | Pakhanjore | CHC | Store Room | SPHYGMOMANOMETER (MERCURIAL) | 1 | NA | NA | NA | 3000100671 | NA | 0 | NA | 0 | NA | NW
8783 | Kanker | Pakhanjore | CHC | Store Room | SPHYGMOMANOMETER (MERCURIAL) | 1 | NA | NA | NA | 3000100672 | NA | 0 | NA | 0 | NA | NW
8784 | Kanker | Pakhanjore | CHC | Store Room | SPHYGMOMANOMETER (MERCURIAL) | 1 | Gold | NA | NA | 3000100673 | NA | 0 | NA | 0 | NA | NW
8785 | Kanker | Pakhanjore | CHC | Store Room | SPHYGMOMANOMETER (MERCURIAL) | 1 | NA | NA | NA | 3000100674 | NA | 0 | NA | 0 | NA | NW
8786 | Kanker | Pakhanjore | CHC | Store Room | MICROSCOPE (BINOCULAR) | 1 | NA | NA | NA | 3000100675 | NA | 0 | NA | 0 | NA | NW
8787 | Kanker | Kanker | DH | Male Ward | OXYGEN CONCENTRATOR | 1 | Respironic | Everflow | 9504 | 3000074925 | NA | 0 | NA | 0 | NA | NW
8788 | Kanker | Kanker | DH | Male Ward | NEEDLE DESTROYER | 1 | Local | NA | NA | 3000074926 | NA | 0 | NA | 0 | NA | W
8789 | Kanker | Kanker | DH | Male Ward | ELECTRIC STERILIZER | 1 | Rexco | NA | NA | 3000074927 | NA | 0 | NA | 0 | NA | NW
8790 | Kanker | Kanker | DH | Male Ward | SPHYGMOMANOMETER (MERCURIAL) | 1 | Diamond | Deluxe | NA | 3000074928 | 2007-01-01 | 0 | NA | 0 | NA | W
8791 | Kanker | Kanker | DH | Male Ward | GLUCOMETER | 1 | Accucheck | Active | GU032819 | 3000074929 | 2014-08-01 | 0 | NA | 0 | NA | W
8792 | Kanker | Kanker | DH | Male Ward | SUCTION APPARATUS | 1 | Shiva | NA | NA | 3000074930 | NA | 0 | NA | 0 | NA | NW
8793 | Kanker | Kanker | DH | Male Ward | REFRIGERATOR | 1 | Godrej | GDC180P | 413513 | 3000074931 | NA | 0 | NA | 0 | NA | W
8794 | Kanker | Kanker | DH | Male Ward | SUCTION APPARATUS | 1 | Shiva | NA | NA | 3000074932 | NA | 0 | NA | 0 | NA | W
8795 | Kanker | Kanker | DH | Male Ward | NEEDLE DESTROYER | 1 | Microsil | NA | NA | 3000074933 | NA | 0 | NA | 0 | NA | W
8796 | Kanker | Kanker | DH | Male Ward | SPHYGMOMANOMETER (MERCURIAL) | 1 | Diamond | Regular | NA | 3000074934 | 2014-01-01 | 0 | NA | 0 | NA | W
8797 | Kanker | Kanker | DH | DELIVERY ROOM | SUCTION APPARATUS | 1 | Shiva | NA | NA | 3000074935 | NA | 0 | NA | 0 | NA | NW
8798 | Kanker | Kanker | DH | DELIVERY ROOM | SUCTION APPARATUS | 1 | Santoshi | NA | 31132 | 3000074936 | NA | 0 | NA | 0 | NA | W
8799 | Kanker | Kanker | DH | OT | AUTOCLAVE | 1 | NA | NA | NA | 3000074937 | NA | 0 | NA | 0 | NA | W
8800 | Kanker | Kanker | DH | OT | AUTOCLAVE | 1 | NA | NA | NA | 3000074938 | NA | 0 | NA | 0 | NA | W
8801 | Kanker | Kanker | DH | OT | ELECTRIC STERILIZER | 1 | Sterimax | NA | NA | 3000074939 | NA | 0 | NA | 0 | NA | NW
8802 | Kanker | Kanker | DH | OT | BOYLE'S APPARATUS | 1 | ALLIED | Jupitor Plus | 2002764 | 3000074940 | 2013-11-01 | 0 | NA | 0 | NA | W
8803 | Kanker | Kanker | DH | OT | BOYLE'S APPARATUS | 1 | Datex Ohmeda | NA | 1029 A1 0703 | 3000074941 | 2004-07-01 | 0 | NA | 0 | NA | W
8804 | Kanker | Kanker | DH | OT | SUCTION APPARATUS | 1 | Shiva | NA | NA | 3000074942 | NA | 0 | NA | 0 | NA | W
8805 | Kanker | Kanker | DH | OT | SPHYGMOMANOMETER (MERCURIAL) | 1 | Diamond | Regular | NA | 3000074943 | 2014-09-01 | 0 | NA | 0 | NA | W
8806 | Kanker | Kanker | DH | OT | SHADOWLESS OT LIGHT | 1 | Ecolight | MU-19D | NA | 3000074944 | NA | 0 | NA | 0 | NA | W
8807 | Kanker | Kanker | DH | OT | Sealing Tube | 1 | Philips | Philiux S50 | 76915 | 3000074945 | NA | 0 | NA | 0 | NA | NW
8808 | Kanker | Kanker | DH | OT | Sealing Tube | 1 | Philips | Philiux m70 | NA | 3000074946 | NA | 0 | NA | 0 | NA | W
8809 | Kanker | Kanker | DH | OT | INFANT RADIANT WARMER | 1 | SS Technomed | NA | NA | 3000074947 | NA | 0 | NA | 0 | NA | W
8810 | Kanker | Kanker | DH | OT | SUCTION APPARATUS | 1 | Cardiac Breath | CPS01 | NA | 3000074948 | NA | 0 | NA | 0 | NA | W
8811 | Kanker | Kanker | DH | OT | SUCTION APPARATUS | 1 | Santoshi | NA | 3//90 | 3000074949 | NA | 0 | NA | 0 | NA | W
8812 | Kanker | Kanker | DH | OT | ELECTRIC STERILIZER | 1 | Rexco | NA | NA | 3000074950 | NA | 0 | NA | 0 | NA | W
8813 | Kanker | Kanker | DH | OT | NEEDLE DESTROYER | 1 | Microsil | ND-360 | 4595/03 | 3000074951 | NA | 0 | NA | 0 | NA | W
8814 | Kanker | Kanker | DH | OT | Hydraulic OT TABLE | 1 | Local | NA | NA | 3000074952 | NA | 0 | NA | 0 | NA | NW
8815 | Kanker | Kanker | DH | OT | Hydraulic OT TABLE | 1 | Local | NA | NA | 3000074953 | NA | 0 | NA | 0 | NA | NW
8816 | Kanker | Kanker | DH | OT | Hydraulic OT TABLE | 1 | NA | NA | NA | 3000074954 | NA | 0 | NA | 0 | NA | NW
8817 | Kanker | Kanker | DH | OT | AUTOCLAVE | 1 | Shiva | NA | NA | 3000074955 | NA | 0 | NA | 0 | NA | W
8818 | Kanker | Kanker | DH | OT | ELECTRIC STERILIZER | 1 | Local | NA | NA | 3000074956 | NA | 0 | NA | 0 | NA | NW
8819 | Kanker | Kanker | DH | OT | ELECTRIC STERILIZER | 1 | Local | NA | NA | 3000074957 | NA | 0 | NA | 0 | NA | NW
8820 | Kanker | Kanker | DH | OT | ELECTRIC STERILIZER | 1 | Local | NA | NA | 3000074958 | NA | 0 | NA | 0 | NA | W
8821 | Kanker | Kanker | DH | OT | SHADOWLESS OT LIGHT | 1 | NA | NA | NA | 3000074959 | NA | 0 | NA | 0 | NA | NW
8822 | Kanker | Kanker | DH | OT | SHADOWLESS OT LIGHT | 1 | NA | NA | NA | 3000074960 | NA | 0 | NA | 0 | NA | NW
8823 | Kanker | Kanker | DH | CAUSILITY ROOM | ECG RECORDER 6 channel | 1 | BPL | Cardiac 6208 | DDT09M9227 | 3000074961 | 2014-01-01 | 0 | NA | 0 | NA | W
8824 | Kanker | Kanker | DH | CAUSILITY ROOM | OXYGEN CONCENTRATOR | 1 | Respironic | Everflow | 2293 | 3000074962 | NA | 0 | NA | 0 | NA | W
8825 | Kanker | Kanker | DH | CAUSILITY ROOM | DEFIBRILLATOR | 1 | Meditronics | LifePack 20 | 32419783 | 3000074963 | NA | 0 | NA | 0 | NA | W
8826 | Kanker | Kanker | DH | CAUSILITY ROOM | PULSE OXIMETER | 1 | BPL | CTEU-Plus | DYMGGD254G | 3000074964 | 2015-02-01 | 0 | NA | 0 | NA | W
8827 | Kanker | Kanker | DH | CAUSILITY ROOM | SUCTION APPARATUS | 1 | Shiva | NA | NA | 3000074965 | NA | 0 | NA | 0 | NA | NW
8828 | Kanker | Kanker | DH | CAUSILITY ROOM | VENTILATOR | 1 | Nellcor Bennet | 760 VENTILATOR | G-061223-00 | 3000074966 | 2002-12-01 | 0 | NA | 0 | NA | W
8829 | Kanker | Kanker | DH | CAUSILITY ROOM | Infusion Pump | 1 | Akash | Teramax | TX03140895 | 3000074967 | 2014-05-01 | 0 | NA | 0 | NA | W
8830 | Kanker | Kanker | DH | CAUSILITY ROOM | SPHYGMOMANOMETER (MERCURIAL) | 1 | Diamond | Regular | NA | 3000074968 | 2014-09-01 | 0 | NA | 0 | NA | W
8831 | Kanker | Kanker | DH | CAUSILITY ROOM | SPHYGMOMANOMETER (MERCURIAL) | 1 | Diamond | Regular | NA | 3000074969 | 2014-09-01 | 0 | NA | 0 | NA | NW
8832 | Kanker | Kanker | DH | CAUSILITY ROOM | NEEDLE DESTROYER | 1 | HL | NA | NA | 3000074970 | NA | 0 | NA | 0 | NA | W
8833 | Kanker | Kanker | DH | BLOOD BANK | CENTRIFUGE MACHINE (4 Tubes) | 1 | Instrument & Appliances | 106 | 11908 | 3000074971 | NA | 0 | NA | 0 | NA | NW
8834 | Kanker | Kanker | DH | BLOOD BANK | CENTRIFUGE MACHINE (8 Tubes) | 1 | NA | NA | NA | 3000074972 | NA | 0 | NA | 0 | NA | NW
8835 | Kanker | Kanker | DH | BLOOD BANK | SPHYGMOMANOMETER (MERCURIAL) | 1 | Diamond | Regular | NA | 3000074973 | 2014-09-01 | 0 | NA | 0 | NA | NW
8836 | Kanker | Kanker | DH | BLOOD BANK | NEEDLE DESTROYER | 1 | Microsil | ND-360 | 4503103 | 3000074974 | NA | 0 | NA | 0 | NA | W
8837 | Kanker | Kanker | DH | BLOOD BANK | Portable Blood BLOOD BAG TUBE SEALER | 1 | Gayatri | NA | NA | 3000074975 | NA | 0 | NA | 0 | NA | W
8838 | Kanker | Kanker | DH | BLOOD BANK | REFRIGERATOR | 1 | Godrej | NA | 56175 | 3000074976 | NA | 0 | NA | 0 | NA | W
8839 | Kanker | Kanker | DH | BLOOD BANK | BLOOD COLLECTION MONITOR | 1 | HLL Lifecare | Hicare | 13033251 | 3000074977 | 2014-08-01 | 0 | NA | 0 | NA | W
8840 | Kanker | Kanker | DH | BLOOD BANK | NEEDLE DESTROYER | 1 | Microsil | ND-360 | NA | 3000074978 | NA | 0 | NA | 0 | NA | NW
8841 | Kanker | Kanker | DH | BLOOD BANK | NEEDLE DESTROYER | 1 | Microsil | NA | NA | 3000074979 | NA | 0 | NA | 0 | NA | NW
8842 | Kanker | Kanker | DH | BLOOD BANK | CENTRIFUGE MACHINE (8 Tubes) | 1 | NA | NA | NA | 3000074980 | NA | 0 | NA | 0 | NA | NW
8843 | Kanker | Kanker | DH | BLOOD BANK | MICROSCOPE (BINOCULAR) | 1 | MLW | MLW | 3200099800716 | 3000074981 | NA | 0 | NA | 0 | NA | NW
8844 | Kanker | Kanker | DH | BLOOD BANK | REFRIGERATOR | 1 | Samsung | Biofresh | NA | 3000074982 | 2013-03-01 | 0 | NA | 0 | NA | W
8845 | Kanker | Kanker | DH | BLOOD BANK | REFRIGERATOR | 1 | Haier | HRD-190S | NA | 3000074983 | NA | 0 | NA | 0 | NA | W
8846 | Kanker | Kanker | DH | BLOOD BANK | Blood weighing Machine | 1 | Fresenius Hemocare | Hemolight Plus | 4HL01628 | 3000074984 | NA | 0 | NA | 0 | NA | W
8847 | Kanker | Kanker | DH | BLOOD BANK | MICROSCOPE (BINOCULAR) | 1 | Labomed | Vision-2000 | NA | 3000074985 | NA | 0 | NA | 0 | NA | W
8848 | Kanker | Kanker | DH | BLOOD BANK | REFRIGERATOR | 1 | Yorco | NA | NA | 3000074986 | NA | 0 | NA | 0 | NA | W
8849 | Kanker | Kanker | DH | BLOOD BANK | REFRIGERATOR | 1 | Whirlpool | WRN32RgGG3 | NA | 3000074987 | NA | 0 | NA | 0 | NA | W
8850 | Kanker | Kanker | DH | BLOOD BANK | REFRIGERATOR | 1 | NA | NA | NA | 3000074988 | NA | 0 | NA | 0 | NA | NW
8851 | Kanker | Kanker | DH | BLOOD BANK | Blood Bank REFRIGERATOR | 1 | Haier | NA | NA | 3000074989 | NA | 0 | NA | 0 | NA | W
8852 | Kanker | Kanker | DH | BLOOD BANK | Blood Bank REFRIGERATOR | 1 | Haier | HXC-608A | NA | 3000074990 | NA | 0 | NA | 0 | NA | W
8853 | Kanker | Kanker | DH | BLOOD BANK | INCUBATOR | 1 | NA | NA | NA | 3000074991 | NA | 0 | NA | 0 | NA | NW
8854 | Kanker | Kanker | DH | BLOOD BANK | SUCTION APPARATUS | 1 | Shiva | NA | NA | 3000074992 | NA | 0 | NA | 0 | NA | NW
8855 | Kanker | Kanker | DH | BLOOD BANK | CENTRIFUGE MACHINE (8 Tubes) | 1 | NA | NA | NA | 3000074993 | NA | 0 | NA | 0 | NA | NW
8856 | Kanker | Kanker | DH | BLOOD BANK | CENTRIFUGE MACHINE (8 Tubes) | 1 | NA | NA | NA | 3000074994 | NA | 0 | NA | 0 | NA | NW
8857 | Kanker | Kanker | DH | BLOOD BANK | CENTRIFUGE MACHINE (6 Tubes) | 1 | NA | NA | NA | 3000074995 | NA | 0 | NA | 0 | NA | NW
8858 | Kanker | Kanker | DH | BLOOD BANK | CENTRIFUGE MACHINE (4 Tubes) | 1 | NA | 99362903 | NA | 3000074996 | NA | 0 | NA | 0 | NA | NW
8859 | Kanker | Kanker | DH | BLOOD BANK | NEEDLE DESTROYER | 1 | Microsil | NA | NA | 3000074997 | NA | 0 | NA | 0 | NA | NW
8860 | Kanker | Kanker | DH | BLOOD BANK | AUTOCLAVE | 1 | NA | NA | NA | 3000074998 | NA | 0 | NA | 0 | NA | NW
8861 | Kanker | Kanker | DH | BLOOD BANK | AUTOCLAVE | 1 | Local | NA | NA | 3000074999 | NA | 0 | NA | 0 | NA | NW
8862 | Kanker | Kanker | DH | BLOOD BANK | AUTOCLAVE | 1 | Local | NA | NA | 3000075000 | NA | 0 | NA | 0 | NA | NW
8863 | Kanker | Kanker | DH | X-RAY DEPT | X-RAY MACHINE 500 mA | 1 | SIEMENS | 3737 | NA | 3000100016 | 2003-08-01 | 0 | NA | 0 | NA | W
8864 | Kanker | Kanker | DH | X-RAY DEPT | OPG Machine | 1 | Allengers | Smart PAN | 2K1306026-0 | 3000100017 | 2003-08-01 | 0 | NA | 0 | NA | W
8865 | Kanker | Kanker | DH | X-RAY DEPT | X-RAY MACHINE 300 mA | 1 | Allengers | Allengers-60 | 2K90406147-X | 3000100018 | 2009-05-01 | 0 | NA | 0 | NA | W
8866 | Kanker | Kanker | DH | X-RAY DEPT | X-RAY MACHINE | 1 | Syra-Tech | NA | NA | 3000100019 | NA | 0 | NA | 0 | NA | NW
8867 | Kanker | Kanker | DH | Dental Dept. | DENTAL CHAIR | 1 | Confident | NA | NA | 3000100020 | 2014-06-01 | 0 | NA | 0 | NA | W
8868 | Kanker | Kanker | DH | Dental Dept. | ELECTRIC STERILIZER | 1 | Local | NA | NA | 3000100021 | NA | 0 | NA | 0 | NA | W
8869 | Kanker | Kanker | DH | Store Room | SPHYGMOMANOMETER (MERCURIAL) | 1 | Infi | NA | 13J0265 | 3000100022 | NA | 0 | NA | 0 | NA | NW
8870 | Kanker | Kanker | DH | Store Room | SPHYGMOMANOMETER (MERCURIAL) | 1 | Diamond | Regular | NA | 3000100023 | 2014-09-01 | 0 | NA | 0 | NA | NW
8871 | Kanker | Kanker | DH | Store Room | SPHYGMOMANOMETER (MERCURIAL) | 1 | Life Line | NA | 4081 | 3000100024 | 2007-01-01 | 0 | NA | 0 | NA | NW
8872 | Kanker | Kanker | DH | Store Room | SPHYGMOMANOMETER (MERCURIAL) | 1 | Blue cross | Deluxe | NA | 3000100025 | 2007-01-01 | 0 | NA | 0 | NA | NW
8873 | Kanker | Kanker | DH | Store Room | SPHYGMOMANOMETER (MERCURIAL) | 1 | Diamond | Regular | NA | 3000100026 | 2014-09-01 | 0 | NA | 0 | NA | NW
8874 | Kanker | Kanker | DH | Store Room | SPHYGMOMANOMETER (MERCURIAL) | 1 | Extra Care | NA | NA | 3000100027 | 2007-01-01 | 0 | NA | 0 | NA | NW
8875 | Kanker | Kanker | DH | Store Room | SPHYGMOMANOMETER (MERCURIAL) | 1 | Life Line | NA | 4075 | 3000100028 | NA | 0 | NA | 0 | NA | NW
8876 | Kanker | Kanker | DH | Store Room | SPHYGMOMANOMETER (MERCURIAL) | 1 | Extra Care | NA | NA | 3000100030 | 2007-01-01 | 0 | NA | 0 | NA | NW
8877 | Kanker | Kanker | DH | Store Room | SPHYGMOMANOMETER (MERCURIAL) | 1 | Extra Care | NA | NA | 3000100031 | 2007-01-01 | 0 | NA | 0 | NA | NW
8878 | Kanker | Kanker | DH | Store Room | SPHYGMOMANOMETER (MERCURIAL) | 1 | Extra Care | NA | NA | 3000100032 | 2007-01-01 | 0 | NA | 0 | NA | NW
8879 | Kanker | Kanker | DH | Store Room | SPHYGMOMANOMETER (MERCURIAL) | 1 | Extra Care | NA | NA | 3000100033 | 2007-01-01 | 0 | NA | 0 | NA | NW
8880 | Kanker | Kanker | DH | Store Room | SPHYGMOMANOMETER (MERCURIAL) | 1 | Micro Life | NA | 89101920 | 3000100034 | 2007-01-01 | 0 | NA | 0 | NA | NW
8881 | Kanker | Kanker | DH | Store Room | SPHYGMOMANOMETER (MERCURIAL) | 1 | Life Line | NA | NA | 3000100035 | 2007-01-01 | 0 | NA | 0 | NA | NW
8882 | Kanker | Kanker | DH | Store Room | SPHYGMOMANOMETER (MERCURIAL) | 1 | Life Line | NA | NA | 3000100036 | 2007-01-01 | 0 | NA | 0 | NA | NW
8883 | Kanker | Kanker | DH | Store Room | SPHYGMOMANOMETER (MERCURIAL) | 1 | Life Line | NA | NA | 3000100037 | 2007-01-01 | 0 | NA | 0 | NA | NW
8884 | Kanker | Kanker | DH | Store Room | SPHYGMOMANOMETER (MERCURIAL) | 1 | NA | NA | NA | 3000100038 | 2007-01-01 | 0 | NA | 0 | NA | NW
8885 | Kanker | Kanker | DH | Store Room | SPHYGMOMANOMETER (MERCURIAL) | 1 | NAMATT | NA | NA | 3000100039 | 2007-01-01 | 0 | NA | 0 | NA | NW
8886 | Kanker | Kanker | DH | Store Room | SPHYGMOMANOMETER (MERCURIAL) | 1 | NA | NA | NA | 3000100040 | 2007-01-01 | 0 | NA | 0 | NA | NW
8887 | Kanker | Kanker | DH | Store Room | SPHYGMOMANOMETER (MERCURIAL) | 1 | NA | NA | NA | 3000100041 | 2007-01-01 | 0 | NA | 0 | NA | NW
8888 | Kanker | Kanker | DH | Store Room | SPHYGMOMANOMETER (MERCURIAL) | 1 | Micro | NA | NA | 3000100042 | NA | 0 | NA | 0 | NA | NW
8889 | Kanker | Kanker | DH | Store Room | SPHYGMOMANOMETER (MERCURIAL) | 1 | Gold Super | NA | NA | 3000100043 | NA | 0 | NA | 0 | NA | NW
8890 | Kanker | Kanker | DH | Store Room | ELECTRIC STERILIZER | 1 | NA | NA | NA | 3000100044 | NA | 0 | NA | 0 | NA | NW
8891 | Kanker | Kanker | DH | Store Room | ELECTRIC STERILIZER | 1 | NA | NA | NA | 3000100045 | NA | 0 | NA | 0 | NA | NW
8892 | Kanker | Kanker | DH | Store Room | ELECTRIC STERILIZER | 1 | NA | NA | NA | 3000100046 | NA | 0 | NA | 0 | NA | NW
8893 | Kanker | Kanker | DH | Store Room | ELECTRIC STERILIZER | 1 | NA | NA | NA | 3000100047 | NA | 0 | NA | 0 | NA | NW
8894 | Kanker | Kanker | DH | Store Room | NEEDLE DESTROYER | 1 | Microsil | ND-360 | NA | 3000100048 | NA | 0 | NA | 0 | NA | NW
8895 | Kanker | Kanker | DH | Store Room | SUCTION APPARATUS | 1 | NA | NA | NA | 3000100049 | NA | 0 | NA | 0 | NA | NW
8896 | Kanker | Kanker | DH | Store Room | AUTOCLAVE | 1 | NA | NA | NA | 3000100050 | NA | 0 | NA | 0 | NA | NW
8897 | Kanker | Kanker | DH | Store Room | ELECTRIC STERILIZER | 1 | NA | NA | NA | 3000100051 | NA | 0 | NA | 0 | NA | NW
8898 | Kanker | Kanker | DH | Male Ward | ECG RECORDER 6 channel | 1 | BPL | NA | DDT0SL8815 | 3000100052 | NA | 0 | NA | 0 | NA | W
8899 | Kanker | Kanker | DH | Pathology Lab. | MICROSCOPE (BINOCULAR) | 1 | Labomed | Vision-2000 | NA | 3000100053 | NA | 0 | NA | 0 | NA | W
8900 | Kanker | Kanker | DH | Pathology Lab. | MICROSCOPE (MONOCULAR) | 1 | NA | NA | NA | 3000100054 | NA | 0 | NA | 0 | NA | W
8901 | Kanker | Kanker | DH | Pathology Lab. | NEEDLE DESTROYER | 1 | Microsil | ND-360 | 1576 | 3000100055 | NA | 0 | NA | 0 | NA | W
8902 | Kanker | Kanker | DH | Pathology Lab. | CENTRIFUGE MACHINE (4 Tubes) | 1 | NA | NA | NA | 3000100056 | 2015-01-01 | 0 | NA | 0 | NA | W
8903 | Kanker | Kanker | DH | Pathology Lab. | CENTRIFUGE MACHINE (4 Tubes) | 1 | NA | NA | NA | 3000100057 | 2015-01-01 | 0 | NA | 0 | NA | W
8904 | Kanker | Kanker | DH | Pathology Lab. | Colorimeter (digi) | 1 | Scientex | NA | NA | 3000100058 | 2015-02-01 | 0 | NA | 0 | NA | W
8905 | Kanker | Kanker | DH | Pathology Lab. | ELECTRO PHORESIS MACHINE | 1 | NA | NA | NA | 3000100059 | NA | 0 | NA | 0 | NA | W
8906 | Kanker | Kanker | DH | Pathology Lab. | Colorimeter (digi) | 1 | Tanco | NA | NA | 3000100060 | 2015-02-01 | 0 | NA | 0 | NA | NW
8907 | Kanker | Kanker | DH | Pathology Lab. | REFRIGERATOR | 1 | Godrej | Superbrand | NA | 3000100061 | NA | 0 | NA | 0 | NA | W
8908 | Kanker | Kanker | DH | Pathology Lab. | INCUBATOR | 1 | NA | NA | NA | 3000100062 | NA | 0 | NA | 0 | NA | NW
8909 | Kanker | Kanker | DH | OT | OT TABLE (Hydraulic) | 1 | NA | NA | NA | 3000100063 | NA | 0 | NA | 0 | NA | NW
8910 | Kanker | Kanker | DH | OT | ELECTRIC STERILIZER | 1 | NA | NA | NA | 3000100064 | NA | 0 | NA | 0 | NA | W
8911 | Kanker | Kanker | DH | OT | OT TABLE (Hydraulic) | 1 | NA | NA | NA | 3000100065 | NA | 0 | NA | 0 | NA | W
8912 | Kanker | Kanker | DH | OT | C-ARM IMAGE INTENSIFIER | 1 | SIEMENS | MM-4c | 3097 | 3000100066 | NA | 0 | NA | 0 | NA | W
8913 | Kanker | Kanker | DH | OT | MULTIPARA PATIENT MONITOR | 1 | Philips | NA | 90085293 | 3000100067 | NA | 0 | NA | 0 | NA | NW
8914 | Kanker | Kanker | DH | OT | MULTIPARA PATIENT MONITOR | 1 | Philips | NA | 90085282 | 3000100068 | NA | 0 | NA | 0 | NA | NW
8915 | Kanker | Kanker | DH | OT | SURGICAL DIATHERMY MACHINE | 1 | Shalya BIP | Shalya EASY+ | EP09E02B | 3000100069 | NA | 0 | NA | 0 | NA | W
8916 | Kanker | Kanker | DH | OT | OT TABLE (Hydraulic) | 1 | Hospitech | NA | NA | 3000100070 | NA | 0 | NA | 0 | NA | NW
8917 | Kanker | Kanker | DH | OT | OT TABLE (Hydraulic) | 1 | Hospitech | NA | NA | 3000100071 | NA | 0 | NA | 0 | NA | NW
8918 | Kanker | Kanker | DH | OT | SHADOWLESS OT LIGHT | 1 | NA | NA | NA | 3000100072 | NA | 0 | NA | 0 | NA | NW
8919 | Kanker | Kanker | DH | OT | FUMIGATION MACHINE | 1 | NA | NA | NA | 3000100073 | NA | 0 | NA | 0 | NA | NW
8920 | Kanker | Kanker | DH | OT | MULTIPARA PATIENT MONITOR | 1 | BPL | BM5519 | W1C1086 | 3000100074 | NA | 0 | NA | 0 | NA | NW
8921 | Kanker | Kanker | DH | OT | MULTIPARA PATIENT MONITOR | 1 | Fujinon | EPX201N | IB376A277 | 3000100075 | NA | 0 | NA | 0 | NA | NI
8922 | Kanker | Kanker | DH | OT | SHADOWLESS OT LIGHT | 1 | Philips | Philiux m70 | 76913 | 3000100076 | NA | 0 | NA | 0 | NA | W
8923 | Kanker | Kanker | DH | OT | SHADOWLESS OT LIGHT | 1 | Philips | Philiux S50 | 76916 | 3000100077 | NA | 0 | NA | 0 | NA | W
8924 | Kanker | Kanker | DH | OT | OT TABLE (Hydraulic) | 1 | NA | NA | NA | 3000100078 | NA | 0 | NA | 0 | NA | NW
8925 | Kanker | Kanker | DH | OT | BOYLE'S APPARATUS | 1 | Boyle Basic | Datex Ohmeda | 0939/A1/0403 | 3000100079 | 2004-07-01 | 0 | NA | 0 | NA | W
8926 | Kanker | Kanker | DH | OT | MICROSCOPE (BINOCULAR) | 1 | NA | NA | NA | 3000100080 | NA | 0 | NA | 0 | NA | W
8927 | Kanker | Kanker | DH | OT | SHADOWLESS OT LIGHT | 1 | NA | NA | NA | 3000100081 | NA | 0 | NA | 0 | NA | W
8928 | Kanker | Kanker | DH | OT | SUCTION APPARATUS | 1 | Shiva | NA | NA | 3000100082 | NA | 0 | NA | 0 | NA | W
8929 | Kanker | Kanker | DH | OT | ELECTRIC STERILIZER | 1 | NA | NA | NA | 3000100083 | NA | 0 | NA | 0 | NA | W
8930 | Kanker | Kanker | DH | OT | Sonography Machine | 1 | Prosound | SSD-3500V | M10196 | 3000100084 | 2009-05-01 | 0 | NA | 0 | NA | W
8931 | Kanker | Kanker | DH | OT | Sonography Machine | 1 | BPL | US9101 | NA | 3000100085 | 2004-05-01 | 0 | NA | 0 | NA | W
8932 | Kanker | Kanker | DH | OT | SPHYGMOMANOMETER (MERCURIAL) | 1 | Novaphon | NA | NA | 3000100086 | NA | 0 | NA | 0 | NA | W
8933 | Kanker | Kanker | DH | OT | NEEDLE DESTROYER | 1 | HL | NA | NA | 3000100087 | NA | 0 | NA | 0 | NA | W
8934 | Kanker | Kanker | DH | Female Ward | OXYGEN CONCENTRATOR | 1 | Everflow | NA | 9506 | 3000100088 | NA | 0 | NA | 0 | NA | NW
8935 | Kanker | Kanker | DH | Female Ward | SPHYGMOMANOMETER (MERCURIAL) | 1 | Diamond | NA | NA | 3000100089 | NA | 0 | NA | 0 | NA | NW
8936 | Kanker | Kanker | DH | Female Ward | SPHYGMOMANOMETER (MERCURIAL) | 1 | EMU | NA | 517137-04 | 3000100090 | NA | 0 | NA | 0 | NA | NW
8937 | Kanker | Kanker | DH | Female Ward | SPHYGMOMANOMETER (MERCURIAL) | 1 | EMU | NA | NA | 3000100091 | NA | 0 | NA | 0 | NA | NW
8938 | Kanker | Kanker | DH | Female Ward | SPHYGMOMANOMETER (MERCURIAL) | 1 | Eco | NA | NA | 3000100092 | NA | 0 | NA | 0 | NA | NW
8939 | Kanker | Kanker | DH | DELIVERY ROOM | SPHYGMOMANOMETER (MERCURIAL) | 1 | Diamond | Regular | NA | 3000100093 | NA | 0 | NA | 0 | NA | W
8940 | Kanker | Kanker | DH | DELIVERY ROOM | AUTOCLAVE | 1 | Shiva | NA | NA | 3000100094 | NA | 0 | NA | 0 | NA | W
8941 | Kanker | Kanker | DH | DELIVERY ROOM | ELECTRIC STERILIZER | 1 | Surgical goods | NA | NA | 3000100095 | NA | 0 | NA | 0 | NA | W
8942 | Kanker | Kanker | DH | DELIVERY ROOM | BABY WEIGHING SCALE | 1 | Crown | NA | NA | 3000100096 | NA | 0 | NA | 0 | NA | W
8943 | Kanker | Kanker | DH | DELIVERY ROOM | INFANT RADIANT WARMER | 1 | Tiana | TIANAIRW-1738 | NA | 3000100097 | 2015-02-01 | 0 | NA | 0 | NA | NW
8944 | Kanker | Kanker | DH | DELIVERY ROOM | SUCTION APPARATUS | 1 | Santoshi | NA | 03/106 | 3000100098 | NA | 0 | NA | 0 | NA | W
8945 | Kanker | Kanker | DH | DELIVERY ROOM | BABY WEIGHING SCALE | 1 | Prestige | NA | NA | 3000100099 | NA | 0 | NA | 0 | NA | W
8946 | Kanker | Kanker | DH | DELIVERY ROOM | SHADOWLESS OT LIGHT | 1 | Multilux | NA | NA | 3000100100 | NA | 0 | NA | 0 | NA | NW
8947 | Kanker | Kanker | DH | DELIVERY ROOM | NEEDLE DESTROYER | 1 | Microsil | ND-360 | 4603/03 | 3000100101 | NA | 0 | NA | 0 | NA | W
8948 | Kanker | Kanker | DH | DELIVERY ROOM | SUCTION APPARATUS | 1 | Santoshi | NA | 03/128 | 3000100102 | NA | 0 | NA | 0 | NA | NW
8949 | Kanker | Kanker | DH | DELIVERY ROOM | SUCTION APPARATUS | 1 | Santoshi | NA | 03/181 | 3000100103 | NA | 0 | NA | 0 | NA | W
8950 | Kanker | Kanker | DH | DELIVERY ROOM | SUCTION APPARATUS | 1 | Shiva | NA | NA | 3000100104 | NA | 0 | NA | 0 | NA | NW
8951 | Kanker | Kanker | DH | Nursing Duty Room | AUTOCLAVE | 1 | Shiva | NA | NA | 3000100105 | NA | 0 | NA | 0 | NA | NW
8952 | Kanker | Kanker | DH | Nursing Duty Room | AUTOCLAVE | 1 | Dynamic | NA | NA | 3000100106 | NA | 0 | NA | 0 | NA | W
8953 | Kanker | Kanker | DH | Nursing Duty Room | OT TABLE (Hydraulic) | 1 | Cognate India | SS251 | NA | 3000100107 | NA | 0 | NA | 0 | NA | NW
8954 | Kanker | Kanker | DH | Nursing Duty Room | SHADOWLESS OT LIGHT | 1 | NA | NA | NA | 3000100108 | NA | 0 | NA | 0 | NA | W
8955 | Kanker | Kanker | DH | Nursing Duty Room | SHADOWLESS OT LIGHT | 1 | Cognate India | MHL014 | NA | 3000100109 | NA | 0 | NA | 0 | NA | W
8956 | Kanker | Kanker | DH | Nursing Duty Room | NEEDLE DESTROYER | 1 | Microsil | ND-360 | 3267 | 3000100110 | NA | 0 | NA | 0 | NA | NW
8957 | Kanker | Kanker | DH | Nursing Duty Room | ELECTRIC STERILIZER | 1 | Local | NA | NA | 3000100111 | NA | 0 | NA | 0 | NA | W
8958 | Kanker | Kanker | DH | Nursing Duty Room | SUCTION APPARATUS | 1 | Shiva | NA | NA | 3000100112 | NA | 0 | NA | 0 | NA | W
8959 | Kanker | Kanker | DH | Nursing Duty Room | SPHYGMOMANOMETER (MERCURIAL) | 1 | Life Line | Beta Portable | 4068 | 3000100113 | NA | 0 | NA | 0 | NA | W
8960 | Kanker | Kanker | DH | Nursing Duty Room | LAPAROSCOPY SYSTEM | 1 | NA | NA | NA | 3000100114 | NA | 0 | NA | 0 | NA | NI
8961 | Kanker | Kanker | DH | Store Room | AUTOCLAVE | 1 | NA | NA | NA | 3000100115 | NA | 0 | NA | 0 | NA | NW
8962 | Kanker | Kanker | DH | Store Room | AUTOCLAVE | 1 | Shiva | NA | NA | 3000100116 | NA | 0 | NA | 0 | NA | NW
8963 | Kanker | Kanker | DH | Store Room | AUTOCLAVE | 1 | Shiva | NA | NA | 3000100117 | NA | 0 | NA | 0 | NA | NW
8964 | Kanker | Kanker | DH | Store Room | SHADOWLESS OT LIGHT | 1 | NA | NA | NA | 3000100118 | NA | 0 | NA | 0 | NA | NW
8965 | Kanker | Kanker | DH | Store Room | SHADOWLESS OT LIGHT | 1 | NA | NA | NA | 3000100119 | NA | 0 | NA | 0 | NA | NW
8966 | Kanker | Kanker | DH | Store Room | SUCTION APPARATUS | 1 | Santoshi | NA | 03/120 | 3000100120 | NA | 0 | NA | 0 | NA | NW
8967 | Kanker | Kanker | DH | Store Room | SUCTION APPARATUS | 1 | Shiva | NA | NA | 3000100121 | NA | 0 | NA | 0 | NA | NW
8968 | Kanker | Kanker | DH | Store Room | Cardiac care | 1 | IL Lab | Synthesis 20 | NA | 3000100122 | NA | 0 | NA | 0 | NA | W
8969 | Kanker | Kanker | DH | Opthalmology Dept. | NEEDLE DESTROYER | 1 | Microsil | ND-360 | 2239-05-06 | 3000100123 | NA | 0 | NA | 0 | NA | W
8970 | Kanker | Kanker | DH | Opthalmology Dept. | ELECTRIC STERILIZER | 1 | Surgicoin | SLP-702075 | E/0919 | 3000100124 | NA | 0 | NA | 0 | NA | NW
8971 | Kanker | Kanker | DH | Opthalmology Dept. | AUTOCLAVE | 1 | Dynamic | NA | NA | 3000100125 | NA | 0 | NA | 0 | NA | W
8972 | Kanker | Kanker | DH | Opthalmology Dept. | AUTOCLAVE | 1 | Local | NA | NA | 3000100126 | NA | 0 | NA | 0 | NA | W
8973 | Kanker | Kanker | DH | Opthalmology Dept. | MICROSCOPE (BINOCULAR) | 1 | Zeiss | NA | 480175 | 3000100127 | 2007-03-01 | 0 | NA | 0 | NA | W
8974 | Kanker | Kanker | DH | Opthalmology Dept. | MICROSCOPE (BINOCULAR) | 1 | Brilliant | NA | 780175 | 3000100128 | 2011-12-01 | 0 | NA | 0 | NA | W
8975 | Kanker | Kanker | DH | Opthalmology Dept. | AUTOCLAVE | 1 | Shiva | NA | NA | 3000100129 | NA | 0 | NA | 0 | NA | W
8976 | Kanker | Kanker | DH | Opthalmology Dept. | ELECTRIC STERILIZER | 1 | NA | NA | NA | 3000100130 | 2013-01-01 | 0 | NA | 0 | NA | W
8977 | Kanker | Kanker | DH | Opthalmology Dept. | Moller Weder | 1 | HS | NA | 427 | 3000100131 | 2009-05-01 | 0 | NA | 0 | NA | W
8978 | Kanker | Kanker | DH | Opthalmology Dept. | SUCTION APPARATUS | 1 | Shiva | NA | NA | 3000100132 | 2013-11-01 | 0 | NA | 0 | NA | W
8979 | Kanker | Kanker | DH | Opthalmology Dept. | OT TABLE (Hydraulic) | 1 | NA | NA | NA | 3000100133 | 2004-08-01 | 0 | NA | 0 | NA | W
8980 | Kanker | Kanker | DH | Opthalmology Dept. | SLIT LAMP | 1 | Appasamy Associates | AIA115SL | NA | 3000100134 | 2014-11-01 | 1 | NA | 0 | NA | W
8981 | Kanker | Kanker | DH | Opthalmology Dept. | SPHYGMOMANOMETER (MERCURIAL) | 1 | Diamond | Regular | NA | 3000100135 | 2015-02-01 | 0 | NA | 0 | NA | W
8982 | Kanker | PV 63 | PHC | Doctor's Room | SPHYGMOMANOMETER (MERCURIAL) | 1 | Smart Care | NA | NA | 3000100392 | NA | 0 | NA | 0 | NA | W
8983 | Kanker | PV 63 | PHC | Doctor's Room | ADULT WEIGHING MACHINE | 1 | Venus | NA | NA | 3000100393 | NA | 0 | NA | 0 | NA | W
8984 | Kanker | PV 63 | PHC | DELIVERY ROOM | AUTOCLAVE | 1 | NA | NA | NA | 3000100394 | NA | 0 | NA | 0 | NA | W
8985 | Kanker | PV 63 | PHC | DELIVERY ROOM | SUCTION APPARATUS | 1 | NA | NA | NA | 3000100395 | 2012-04-01 | 0 | NA | 0 | NA | W
8986 | Kanker | PV 63 | PHC | DELIVERY ROOM | BABY WEIGHING SCALE | 1 | NA | NA | NA | 3000100396 | NA | 0 | NA | 0 | NA | W
8987 | Kanker | PV 63 | PHC | DELIVERY ROOM | NEEDLE DESTROYER | 1 | Saratech | NA | NA | 3000100397 | NA | 0 | NA | 0 | NA | W
8988 | Kanker | PV 63 | PHC | Pathology Lab. | REFRIGERATOR | 1 | Samsung | RA23/2008 | NA | 3000100398 | 2010-07-01 | 0 | NA | 0 | NA | W
8989 | Kanker | PV 63 | PHC | Pathology Lab. | VISION DRUM | 1 | NA | NA | NA | 3000100399 | NA | 0 | NA | 0 | NA | W
8990 | Kanker | Harradula | PHC | Doctor's Room | SPHYGMOMANOMETER (MERCURIAL) | 1 | Supreme | NA | NA | 3000100463 | NA | 0 | NA | 0 | NA | W
8991 | Kanker | Harradula | PHC | Doctor's Room | SPHYGMOMANOMETER (MERCURIAL) | 1 | Extra Care | NA | NA | 3000100464 | 2015-02-01 | 0 | NA | 0 | NA | NW
8992 | Kanker | Harradula | PHC | OPD | SPHYGMOMANOMETER (MERCURIAL) | 1 | Doctor's | NA | NA | 3000100466 | NA | 0 | NA | 0 | NA | W
8993 | Kanker | Harradula | PHC | OPD | ADULT WEIGHING MACHINE | 1 | NA | NA | NA | 3000100465 | 2013-01-01 | 0 | NA | 0 | NA | W
8994 | Kanker | Harradula | PHC | Injection Room | NEEDLE DESTROYER | 1 | Saratech | NA | NA | 3000100467 | NA | 0 | NA | 0 | NA | W
8995 | Kanker | Harradula | PHC | Injection Room | NEBULIZER | 1 | Long life | AngelaNEBU2 | NA | 3000100468 | NA | 0 | NA | 0 | NA | W
8996 | Kanker | Harradula | PHC | Injection Room | BABY WEIGHING SCALE | 1 | Essae | BS 250 | NA | 3000100469 | NA | 0 | NA | 0 | NA | W
8997 | Kanker | Harradula | PHC | Injection Room | SUCTION APPARATUS | 1 | Master care | Deluxe | NA | 3000100470 | NA | 0 | NA | 0 | NA | W
8998 | Kanker | Harradula | PHC | Injection Room | ELECTRIC STERILIZER | 1 | Rexco | NA | NA | 3000100471 | NA | 0 | NA | 0 | NA | W
8999 | Kanker | Harradula | PHC | Injection Room | FOETAL DOPPLER | 1 | Bioplus | 5 | NA | 3000100472 | NA | 0 | NA | 0 | NA | W
9000 | Kanker | Harradula | PHC | DELIVERY ROOM | SPHYGMOMANOMETER (MERCURIAL) | 1 | Doctor's | NA | NA | 3000100474 | NA | 0 | NA | 0 | NA | W
9001 | Kanker | Harradula | PHC | OT | REFRIGERATOR | 1 | Genius | 13576 | INC124219448 | 3000100475 | NA | 0 | NA | 0 | NA | W
9002 | Kanker | Harradula | PHC | OT | MICROSCOPE (MONOCULAR) | 1 | Bioaxis | NA | 200/144 | 3000100476 | NA | 0 | NA | 0 | NA | W
9003 | Kanker | Harradula | PHC | OT | CENTRIFUGE MACHINE | 1 | NA | NA | NA | 3000100477 | NA | 0 | NA | 0 | NA | W
9004 | Kanker | Harradula | PHC | OT | VDRL ROTATOR | 1 | NA | NA | NA | 3000100478 | NA | 0 | NA | 0 | NA | W
9005 | Kanker | Puri | PHC | Doctor's Room | SPHYGMOMANOMETER (MERCURIAL) | 1 | Elkometer | NA | NA | 3000105708 | 2012-02-01 | 0 | NA | 0 | NA | W
9006 | Kanker | Puri | PHC | Doctor's Room | SPHYGMOMANOMETER (MERCURIAL) | 1 | Somo life care | NA | NA | 3000105709 | NA | 0 | NA | 0 | NA | W
9007 | Kanker | Puri | PHC | Doctor's Room | SPHYGMOMANOMETER (MERCURIAL) | 1 | NA | NA | NA | 3000105710 | 2015-03-01 | 0 | NA | 0 | NA | W
9008 | Kanker | Puri | PHC | Doctor's Room | SPHYGMOMANOMETER (MERCURIAL) | 1 | NA | NA | NA | 3000105711 | 2010-01-01 | 0 | NA | 0 | NA | NW
9009 | Kanker | Puri | PHC | Doctor's Room | ADULT WEIGHING MACHINE | 1 | NA | NA | NA | 3000105712 | NA | 0 | NA | 0 | NA | W
9010 | Kanker | Puri | PHC | Doctor's Room | ADULT WEIGHING MACHINE | 1 | NA | NA | NA | 3000105713 | 2015-03-01 | 0 | NA | 0 | NA | W
9011 | Kanker | Puri | PHC | Doctor's Room | GLUCOMETER | 1 | NA | NA | NA | 3000105714 | 2015-03-01 | 0 | NA | 0 | NA | W
9012 | Kanker | Kurrutolla | PHC | Doctor's Room | SPHYGMOMANOMETER (MERCURIAL) | 1 | Extra Care | NA | NA | 3000105700 | 2013-09-01 | 0 | NA | 0 | NA | W
9013 | Kanker | Kurrutolla | PHC | Doctor's Room | ADULT WEIGHING MACHINE | 1 | NA | NA | NA | 3000105701 | 2013-09-01 | 0 | NA | 0 | NA | W
9014 | Kanker | Kurrutolla | PHC | Doctor's Room | GLUCOMETER | 1 | Accucheck | NA | GC17057428 | 3000105702 | 2013-09-01 | 0 | NA | 0 | NA | W
9015 | Kanker | Kurrutolla | PHC | DELIVERY ROOM | SUCTION APPARATUS | 1 | Shiva | Deluxe | NA | 3000105703 | 2013-09-01 | 0 | NA | 0 | NA | W
9016 | Kanker | Kurrutolla | PHC | DELIVERY ROOM | NEEDLE DESTROYER | 1 | Saratech | NA | NA | 3000105704 | 2013-09-01 | 0 | NA | 0 | NA | W
9017 | Kanker | Kurrutolla | PHC | DELIVERY ROOM | FOETAL DOPPLER | 1 | Bioplus | NA | NA | 3000105705 | 2013-08-01 | 0 | NA | 0 | NA | W
9018 | Kanker | Kurrutolla | PHC | DELIVERY ROOM | REFRIGERATOR | 1 | Samsung | RA20HCSRI/CTL2011 | NA | 3000105706 | 2015-07-01 | 0 | NA | 0 | NA | W
9019 | Kanker | Kurrutolla | PHC | DELIVERY ROOM | BABY WEIGHING SCALE | 1 | NA | NA | NA | 3000105707 | 2013-09-01 | 0 | NA | 0 | NA | W
9020 | Kanker | Kottara | PHC | Doctor's Room | SPHYGMOMANOMETER (MERCURIAL) | 1 | Diamond | Deluxe | NA | 3000105715 | 2012-12-01 | 0 | NA | 0 | NA | W
9021 | Kanker | Kottara | PHC | Pathology Lab. | NEEDLE DESTROYER | 1 | Microsil | NA | NA | 3000105716 | 2011-03-01 | 0 | NA | 0 | NA | W
9022 | Kanker | Kottara | PHC | Pathology Lab. | CENTRIFUGE MACHINE | 1 | NA | NA | NA | 3000105717 | 2011-10-01 | 0 | NA | 0 | NA | W
9023 | Kanker | Kottara | PHC | Pathology Lab. | MICROSCOPE (MONOCULAR) | 1 | Olympus | NA | 252893 | 3000105718 | NA | 0 | NA | 0 | NA | W
9024 | Kanker | Kottara | PHC | DELIVERY ROOM | ADULT WEIGHING MACHINE | 1 | NA | NA | NA | 3000105719 | 2013-03-01 | 0 | NA | 0 | NA | W
9025 | Kanker | Kottara | PHC | DELIVERY ROOM | BABY WEIGHING SCALE | 1 | Docbel | NA | NA | 3000105720 | NA | 0 | NA | 0 | NA | W
9026 | Kanker | Kottara | PHC | DELIVERY ROOM | SUCTION APPARATUS | 1 | Saramedical | FB200D | FB2D131012633 | 3000105721 | 2008-10-01 | 0 | NA | 0 | NA | W
9027 | Kanker | Kottara | PHC | DELIVERY ROOM | FOETAL DOPPLER | 1 | Comin | NA | NA | 3000105722 | NA | 0 | NA | 0 | NA | W
9028 | Kanker | Kottara | PHC | DELIVERY ROOM | ELECTRIC STERILIZER | 1 | NA | NA | NA | 3000105723 | NA | 0 | NA | 0 | NA | W
9029 | Kanker | Kottara | PHC | DELIVERY ROOM | AUTOCLAVE | 1 | NA | NA | NA | 3000105724 | 2014-12-01 | 0 | NA | 0 | NA | W
9030 | Kanker | Kottara | PHC | DELIVERY ROOM | BABY WEIGHING SCALE | 1 | Docbel | NA | NA | 3000105725 | 2008-06-01 | 0 | NA | 0 | NA | W
9031 | Kanker | Kottara | PHC | DELIVERY ROOM | BABY WEIGHING SCALE | 1 | Crown | NA | NA | 3000105726 | 2008-06-01 | 0 | NA | 0 | NA | NW
9032 | Kanker | Kottara | PHC | DELIVERY ROOM | NEEDLE DESTROYER | 1 | Saratech | NA | NA | 3000105727 | NA | 0 | NA | 0 | NA | W
9033 | Kanker | Kottara | PHC | DELIVERY ROOM | NEEDLE DESTROYER | 1 | Microsil | NA | NA | 3000105728 | 2014-12-01 | 0 | NA | 0 | NA | W
9034 | Kanker | Kottara | PHC | DELIVERY ROOM | VISION DRUM | 1 | NA | NA | NA | 3000105729 | NA | 0 | NA | 0 | NA | W
9035 | Kanker | Kottara | PHC | DELIVERY ROOM | REFRIGERATOR | 1 | Samsung | NA | NA | 3000105730 | NA | 0 | NA | 0 | NA | W
9036 | Kanker | Kottara | PHC | DELIVERY ROOM | SPHYGMOMANOMETER (MERCURIAL) | 1 | Diamond | NA | NA | 3000105731 | 2013-06-01 | 0 | NA | 0 | NA | W
9037 | Kanker | Kottara | PHC | DELIVERY ROOM | NEBULIZER | 1 | Long life | NA | NA | 3000105732 | 2009-09-01 | 0 | NA | 0 | NA | W
9038 | Kanker | Kottara | PHC | DELIVERY ROOM | ADULT WEIGHING MACHINE | 1 | NA | NA | NA | 3000105733 | 2011-07-01 | 0 | NA | 0 | NA | W
9039 | Kanker | Hatkarra | PHC | OPD | SPHYGMOMANOMETER (MERCURIAL) | 1 | Diamond | Regular | NA | 3000102839 | NA | 0 | NA | 0 | NA | W
9040 | Kanker | Hatkarra | PHC |  | SPHYGMOMANOMETER (MERCURIAL) | 1 | Diamond | Regular | NA | 3000102840 | NA | 0 | NA | 0 | NA | W
9041 | Kanker | Hatkarra | PHC | DELIVERY ROOM | BABY WEIGHING SCALE | 1 | NA | NA | NA | 3000102841 | NA | 0 | NA | 0 | NA | W
9042 | Kanker | Hatkarra | PHC |  | BABY WEIGHING SCALE | 1 | NA | NA | NA | 3000102842 | NA | 0 | NA | 0 | NA | W
9043 | Kanker | Hatkarra | PHC | WARD | AUTOCLAVE | 1 | NA | NA | NA | 3000102843 | NA | 0 | NA | 0 | NA | W
9044 | Kanker | Hatkarra | PHC | OPD | NEEDLE DESTROYER | 1 | Saratech | NA | NA | 3000102844 | NA | 0 | NA | 0 | NA | W
9045 | Kanker | Bagodar | PHC | OPD | SPHYGMOMANOMETER (MERCURIAL) | 1 | Smart Care | SCH10B | NA | 3000100136 | 2013-10-01 | 0 | NA | 0 | NA | W
9046 | Kanker | Bagodar | PHC | OPD | GLUCOMETER | 1 | Akkiscan Zee+ | 6267C | 16142 | 3000100137 | NA | 0 | NA | 0 | NA | W
9047 | Kanker | Bagodar | PHC | OPD | ADULT WEIGHING MACHINE | 1 | NA | NA | NA | 3000100138 | 2014-08-01 | 0 | NA | 0 | NA | W
9048 | Kanker | Bagodar | PHC | Opthalmology Dept. | Trail Set | 1 | NA | NA | NA | 3000100139 | NA | 0 | NA | 0 | NA | W
9049 | Kanker | Bagodar | PHC | Pathology Lab. | REFRIGERATOR | 1 | Whirlpool | 13344 | INCI23005543 | 3000100140 | NA | 0 | NA | 0 | NA | W
9050 | Kanker | Bagodar | PHC | Pathology Lab. | CENTRIFUGE MACHINE (6 Tubes) | 1 | NA | NA | NA | 3000100141 | NA | 0 | NA | 0 | NA | NI
9051 | Kanker | Bagodar | PHC | Pathology Lab. | MICROSCOPE (BINOCULAR) | 1 | Labex | BIO-XL | 2001160 | 3000100142 | NA | 0 | NA | 0 | NA | NW
9052 | Kanker | Bagodar | PHC | Dressing Room | AUTOCLAVE | 1 | NA | NA | NA | 3000100143 | 2012-04-01 | 0 | NA | 0 | NA | NW
9053 | Kanker | Bagodar | PHC | Dressing Room | ELECTRIC STERILIZER | 1 | Local | NA | NA | 3000100144 | NA | 0 | NA | 0 | NA | W
9054 | Kanker | Bagodar | PHC | DELIVERY ROOM | SUCTION APPARATUS | 1 | Shiva | NA | NA | 3000100145 | 2012-04-01 | 0 | NA | 0 | NA | NW
9055 | Kanker | Bagodar | PHC | Dressing Room | BABY WEIGHING SCALE | 1 | Docbel | Braun | NA | 3000100146 | 2014-08-01 | 0 | NA | 0 | NA | W
9056 | Kanker | Bagodar | PHC | Dressing Room | SPHYGMOMANOMETER (MERCURIAL) | 1 | Extra Care | NA | NA | 3000100147 | 2014-06-01 | 0 | NA | 0 | NA | W
9057 | Kanker | Bagodar | PHC | Dressing Room | NEEDLE DESTROYER | 1 | Saratech | 100VA/60VA | NA | 3000100148 | NA | 0 | NA | 0 | NA | NW
9058 | Kanker | Bagodar | PHC | Injection Room | NEEDLE DESTROYER | 1 | York | NA | NA | 3000100149 | 2015-01-01 | 0 | NA | 0 | NA | W
9059 | Kanker | Bagodar | PHC | Store Room | SPHYGMOMANOMETER (MERCURIAL) | 1 | TOP | NA | NA | 3000100150 | 2014-06-01 | 0 | NA | 0 | NA | NW
9060 | Kanker | Bagodar | PHC | Store Room | ADULT WEIGHING MACHINE | 1 | CRUPS | NA | NA | 3000100151 | NA | 0 | NA | 0 | NA | NW
9061 | Kanker | Bhanupratappur | CHC | ICTC | NEEDLE DESTROYER | 1 | Saratech | 100VA/60VA | NA | 3000102748 | NA | 0 | NA | 0 | NA | W
9062 | Kanker | Bhanupratappur | CHC | ICTC | CENTRIFUGE MACHINE | 1 | Coslab | 7S0G001 | 978 | 3000102749 | NA | 0 | NA | 0 | NA | W
9063 | Kanker | Bhanupratappur | CHC | T.B Dept. | MICROSCOPE (BINOCULAR) | 1 | Labomed | NA | NA | 3000102750 | NA | 0 | NA | 0 | NA | W
9064 | Kanker | Bhanupratappur | CHC | Pathology Lab. | MICROSCOPE (MONOCULAR) | 1 | Olympus | Magnus | NA | 3000102751 | NA | 0 | NA | 0 | NA | W
9065 | Kanker | Bhanupratappur | CHC | Pathology Lab. | NEEDLE DESTROYER | 1 | Saratech | 100VA/60VA | NA | 3000102752 | NA | 0 | NA | 0 | NA | W
9066 | Kanker | Bhanupratappur | CHC | Pathology Lab. | HOT AIR OVEN | 1 | NA | NA | NA | 3000102753 | NA | 0 | NA | 0 | NA | W
9067 | Kanker | Bhanupratappur | CHC | Pathology Lab. | CENTRIFUGE MACHINE | 1 | NA | NA | NA | 3000102754 | NA | 0 | NA | 0 | NA | NW
9068 | Kanker | Bhanupratappur | CHC | Pathology Lab. | CENTRIFUGE MACHINE | 1 | NA | NA | NA | 3000102755 | NA | 0 | NA | 0 | NA | W
9069 | Kanker | Bhanupratappur | CHC | RADIOLOGY Dept. | X-RAY MACHINE | 1 | Adonus | NA | 90836 | 3000102756 | NA | 0 | NA | 0 | NA | W
9070 | Kanker | Bhanupratappur | CHC | OPD | SPHYGMOMANOMETER (MERCURIAL) | 1 | Diamond | NA | NA | 3000102757 | NA | 0 | NA | 0 | NA | NW
9071 | Kanker | Bhanupratappur | CHC | OPD | SPHYGMOMANOMETER (MERCURIAL) | 1 | NA | NA | NA | 3000102758 | NA | 0 | NA | 0 | NA | W
9072 | Kanker | Bhanupratappur | CHC | OPD | SPHYGMOMANOMETER (MERCURIAL) | 1 | NA | NA | NA | 3000102759 | NA | 0 | NA | 0 | NA | W
9073 | Kanker | Bhanupratappur | CHC | BLOOD BANK | Blood Bank REFRIGERATOR | 1 | York | S72 | 09F0413 | 3000102760 | NA | 0 | NA | 0 | NA | W
9074 | Kanker | Bhanupratappur | CHC | Emergency room | SPHYGMOMANOMETER (MERCURIAL) | 1 | NA | NA | 75361 | 3000102761 | NA | 0 | NA | 0 | NA | W
9075 | Kanker | Bhanupratappur | CHC | Emergency room | SUCTION APPARATUS | 1 | NA | NA | NA | 3000102762 | NA | 0 | NA | 0 | NA | W
9076 | Kanker | Bhanupratappur | CHC | Emergency room | NEEDLE DESTROYER | 1 | Saratech | NA | NA | 3000102763 | NA | 0 | NA | 0 | NA | W
9077 | Kanker | Bhanupratappur | CHC | Emergency room | NEEDLE DESTROYER | 1 | Saratech | NA | NA | 3000102764 | NA | 0 | NA | 0 | NA | W
9078 | Kanker | Bhanupratappur | CHC | Emergency room | SPHYGMOMANOMETER (MERCURIAL) | 1 | Gold | NA | NA | 3000102765 | NA | 0 | NA | 0 | NA | W
9079 | Kanker | Bhanupratappur | CHC | NISU | INFANT RADIANT WARMER | 1 | Phoenix | OCW100 | 6386 | 3000102766 | NA | 0 | NA | 0 | NA | W
9080 | Kanker | Bhanupratappur | CHC | NISU | INFANT RADIANT WARMER | 1 | Phoenix | OCW100 | 6384 | 3000102767 | NA | 0 | NA | 0 | NA | W
9081 | Kanker | Bhanupratappur | CHC | NISU | INFANT RADIANT WARMER | 1 | Phoenix | OCW100 | 6385 | 3000102768 | NA | 0 | NA | 0 | NA | W
9082 | Kanker | Bhanupratappur | CHC | NISU | INFANT RADIANT WARMER | 1 | Meditron | NA | NA | 3000102769 | NA | 0 | NA | 0 | NA | W
9083 | Kanker | Bhanupratappur | CHC | DELIVERY ROOM | INFANT RADIANT WARMER | 1 | Meditron | NA | NA | 3000102770 | NA | 0 | NA | 0 | NA | NW
9084 | Kanker | Bhanupratappur | CHC | DELIVERY ROOM | BABY WEIGHING SCALE | 1 | NA | NA | NA | 3000102771 | NA | 0 | NA | 0 | NA | W
9085 | Kanker | Bhanupratappur | CHC | DELIVERY ROOM | INCUBATOR | 1 | Meditron | NA | NA | 3000102772 | NA | 0 | NA | 0 | NA | W
9086 | Kanker | Bhanupratappur | CHC | DELIVERY ROOM | ELECTRIC STERILIZER | 1 | NA | NA | NA | 3000102773 | NA | 0 | NA | 0 | NA | W
9087 | Kanker | Bhanupratappur | CHC | SNCU | BABY PHOTOTHERAPY UNIT | 1 | Phoenix | LEDPT100 | 1885 | 3000102774 | NA | 0 | NA | 0 | NA | W
9088 | Kanker | Bhanupratappur | CHC | OT | SHADOWLESS OT LIGHT | 1 | NA | NA | NA | 3000102775 | NA | 0 | NA | 0 | NA | NW
9089 | Kanker | Bhanupratappur | CHC | OT | SHADOWLESS OT LIGHT | 1 | NA | NA | NA | 3000102776 | NA | 0 | NA | 0 | NA | NW
9090 | Kanker | Bhanupratappur | CHC | OT | BOYLE'S APPARATUS | 1 | Akash | NA | 1664025632015 | 3000102777 | NA | 0 | NA | 0 | NA | W
9091 | Kanker | Bhanupratappur | CHC | OT | SUCTION APPARATUS | 1 | Shiva | NA | NA | 3000102778 | NA | 0 | NA | 0 | NA | W
9092 | Kanker | Bhanupratappur | CHC | OT | SPHYGMOMANOMETER (MERCURIAL) | 1 | Gold | NA | NA | 3000102779 | NA | 0 | NA | 0 | NA | W
9093 | Kanker | Bhanupratappur | CHC | OT | INFANT RADIANT WARMER | 1 | TIANA | TIANA-IRW | NA | 3000102780 | NA | 0 | NA | 0 | NA | W
9094 | Kanker | Bhanupratappur | CHC | OT | ELECTRIC STERILIZER | 1 | NA | NA | NA | 3000102781 | NA | 0 | NA | 0 | NA | W
9095 | Kanker | Bhanupratappur | CHC | OT | SUCTION APPARATUS | 1 | Shiva | NA | NA | 3000102782 | NA | 0 | NA | 0 | NA | W
9096 | Kanker | Bhanupratappur | CHC | OT | OT TABLE (Hydraulic) | 1 | NA | NA | NA | 3000102783 | NA | 0 | NA | 0 | NA | NW
9097 | Kanker | Bhanupratappur | CHC | OT | OT TABLE (Hydraulic) | 1 | NA | NA | NA | 3000102784 | NA | 0 | NA | 0 | NA | NW
9098 | Kanker | Bhanupratappur | CHC | OT | BABY WEIGHING SCALE | 1 | Essae | NA | NA | 3000102785 | NA | 0 | NA | 0 | NA | W
9099 | Kanker | Bhanupratappur | CHC | OT | AUTOCLAVE | 1 | NA | NA | NA | 3000102786 | NA | 0 | NA | 0 | NA | W
9100 | Kanker | Bhanupratappur | CHC | OT | AUTOCLAVE | 1 | NA | NA | NA | 3000102787 | NA | 0 | NA | 0 | NA | NW
9101 | Kanker | Bhanupratappur | CHC | OT | AUTOCLAVE | 1 | NA | NA | NA | 3000102788 | NA | 0 | NA | 0 | NA | NW
9102 | Kanker | Bhanupratappur | CHC | Store Room | ECG RECORDER 2 channel | 1 | BPL | CGML4522598 | NA | 3000102789 | NA | 0 | NA | 0 | NA | NI
9103 | Kanker | Bhanupratappur | CHC | Store Room | SPHYGMOMANOMETER (MERCURIAL) | 1 | MCP | NA | NA | 3000102790 | NA | 0 | NA | 0 | NA | NI
9104 | Kanker | Bhanupratappur | CHC | Store Room | SPHYGMOMANOMETER (MERCURIAL) | 1 | MCP | NA | NA | 3000102791 | NA | 0 | NA | 0 | NA | NI
9105 | Kanker | Bhanupratappur | CHC | Store Room | SPHYGMOMANOMETER (MERCURIAL) | 1 | MCP | NA | NA | 3000102792 | NA | 0 | NA | 0 | NA | NI
9106 | Kanker | Bhanupratappur | CHC | Store Room | BABY WEIGHING SCALE | 1 | Crown | NA | NA | 3000102793 | NA | 0 | NA | 0 | NA | NI
9107 | Kanker | Bhanupratappur | CHC | Store Room | BABY WEIGHING SCALE | 1 | Crown | NA | NA | 3000102794 | NA | 0 | NA | 0 | NA | NI
9108 | Kanker | Bhanupratappur | CHC | Store Room | MICROSCOPE (BINOCULAR) | 1 | MLW | NA | NA | 3000102795 | NA | 0 | NA | 0 | NA | NI
9109 | Kanker | Bhanupratappur | CHC | Store Room | MICROSCOPE (BINOCULAR) | 1 | MLW | NA | NA | 3000102796 | NA | 0 | NA | 0 | NA | NI
9110 | Kanker | Bhanupratappur | CHC | Store Room | MICROSCOPE (BINOCULAR) | 1 | MLW | NA | NA | 3000102797 | NA | 0 | NA | 0 | NA | NI
9111 | Kanker | Bhanupratappur | CHC | Store Room | CENTRIFUGE MACHINE | 1 | NA | NA | NA | 3000102798 | NA | 0 | NA | 0 | NA | NW
9112 | Kanker | Bhanupratappur | CHC | Store Room | CENTRIFUGE MACHINE | 1 | NA | NA | NA | 3000102799 | NA | 0 | NA | 0 | NA | NW
9113 | Kanker | Bhanupratappur | CHC | Store Room | CENTRIFUGE MACHINE | 1 | NA | NA | NA | 3000102800 | NA | 0 | NA | 0 | NA | NW
9114 | Kanker | Bhanupratappur | CHC | Store Room | CENTRIFUGE MACHINE | 1 | NA | NA | NA | 3000102801 | NA | 0 | NA | 0 | NA | NW
9115 | Kanker | Bhanupratappur | CHC | Store Room | CENTRIFUGE MACHINE | 1 | NA | NA | NA | 3000102802 | NA | 0 | NA | 0 | NA | NW
9116 | Kanker | Bhanupratappur | CHC | Store Room | CENTRIFUGE MACHINE | 1 | NA | NA | NA | 3000102803 | NA | 0 | NA | 0 | NA | NW
9117 | Kanker | Bhanupratappur | CHC | Store Room | SUCTION APPARATUS | 1 | Shiva | NA | NA | 3000102804 | NA | 0 | NA | 0 | NA | NW
9118 | Kanker | Bhanupratappur | CHC | Store Room | AUTOCLAVE | 1 | NA | NA | NA | 3000102805 | NA | 0 | NA | 0 | NA | NW
9119 | Kanker | Bhanupratappur | CHC | Store Room | AUTOCLAVE | 1 | NA | NA | NA | 3000102806 | NA | 0 | NA | 0 | NA | NW
9120 | Kanker | Bhanupratappur | CHC | Dental Dept. | DENTAL CHAIR | 1 | Akash | S4S304 | 101153 | 3000102807 | NA | 0 | NA | 0 | NA | W
9121 | Kanker | Bhanupratappur | CHC | Opthalmology Dept. | EYE TESTING MICROSCOPE | 1 | Moller Wedel | 655140 | 358 | 3000102808 | NA | 0 | NA | 0 | NA | W
9122 | Kanker | Bhanupratappur | CHC | OT | OT TABLE (Hydraulic) | 1 | NA | NA | NA | 3000102809 | NA | 0 | NA | 0 | NA | NW
9123 | Kanker | Mardapodi | PHC | OPD | SPHYGMOMANOMETER (MERCURIAL) | 1 | Gold | NA | NA | 3000100223 | NA | 0 | NA | 0 | NA | W
9124 | Kanker | Mardapodi | PHC | OPD | NEEDLE DESTROYER | 1 | Saratech | NA | NA | 3000100224 | NA | 0 | NA | 0 | NA | W
9125 | Kanker | Mardapodi | PHC | DELIVERY ROOM | BABY WEIGHING SCALE | 1 | NA | NA | NA | 3000100225 | NA | 0 | NA | 0 | NA | W
9126 | Kanker | Mardapodi | PHC | DELIVERY ROOM | AUTOCLAVE | 1 | NA | NA | NA | 3000100226 | NA | 0 | NA | 0 | NA | W
9127 | Kanker | Mardapodi | PHC | DELIVERY ROOM | ELECTRIC STERILIZER | 1 | NA | NA | NA | 3000100227 | NA | 0 | NA | 0 | NA | W
9128 | Kanker | Mardapodi | PHC | Pathology Lab. | HB METER | 1 | NA | NA | NA | 3000100228 | NA | 0 | NA | 0 | NA | W
9129 | Kanker | Mardapodi | PHC | Pathology Lab. | HB METER | 1 | NA | NA | NA | 3000100229 | NA | 0 | NA | 0 | NA | W
9130 | Kanker | Mardapodi | PHC | Store Room | ELECTRIC STERILIZER | 1 | NA | NA | NA | 3000100230 | NA | 0 | NA | 0 | NA | W
9131 | Kanker | Mardapodi | PHC | Store Room | AUTOCLAVE | 1 | NA | NA | NA | 3000100231 | NA | 0 | NA | 0 | NA | NI
9132 | Kanker | Mardapodi | PHC | Store Room | AUTOCLAVE | 1 | NA | NA | NA | 3000100232 | NA | 0 | NA | 0 | NA | NI
9133 | Kanker | Mardapodi | PHC | Store Room | SUCTION APPARATUS | 1 | Shiva | NA | NA | 3000100233 | NA | 0 | NA | 0 | NA | NW
9134 | Kanker | Mardapodi | PHC | OPD | SPHYGMOMANOMETER (DIGITAL) | 1 | Diamond | NA | NA | 3000100234 | NA | 0 | NA | 0 | NA | W
9135 | Kanker | Mardapodi | PHC | IPD | SPHYGMOMANOMETER (MERCURIAL) | 1 | Diamond | NA | NA | 3000100235 | NA | 0 | NA | 0 | NA | W
9136 | Kanker | Pidhapal | PHC | OPD | SPHYGMOMANOMETER (MERCURIAL) | 1 | Diamond | NA | NA | 3000102959 | NA | 0 | NA | 0 | NA | W
9137 | Kanker | Pidhapal | PHC | OPD | NEEDLE DESTROYER | 1 | NA | NA | NA | 3000102960 | NA | 0 | NA | 0 | NA | W
9138 | Kanker | Pidhapal | PHC | OPD | ELECTRIC STERILIZER | 1 | NA | NA | NA | 3000102961 | NA | 0 | NA | 0 | NA | W
9139 | Kanker | Pidhapal | PHC | DELIVERY ROOM | SUCTION APPARATUS | 1 | AKS | NA | NA | 3000102962 | NA | 0 | NA | 0 | NA | W
9140 | Kanker | Pidhapal | PHC | DELIVERY ROOM | BABY WEIGHING SCALE | 1 | NA | NA | NA | 3000102963 | NA | 0 | NA | 0 | NA | W
9141 | Kanker | Pidhapal | PHC | Store Room | AUTOCLAVE | 1 | NA | NA | NA | 3000102964 | NA | 0 | NA | 0 | NA | W
9142 | Kanker | Pidhapal | PHC | Store Room | AUTOCLAVE | 1 | NA | NA | NA | 3000102965 | NA | 0 | NA | 0 | NA | W
9143 | Kanker | Pidhapal | PHC | Store Room | ELECTRIC STERILIZER | 1 | NA | NA | NA | 3000102966 | NA | 0 | NA | 0 | NA | NW
9144 | Kanker | Pidhapal | PHC | Store Room | ELECTRIC STERILIZER | 1 | NA | NA | NA | 3000102967 | NA | 0 | NA | 0 | NA | NW
9145 | Kanker | Pidhapal | PHC | Store Room | VISION DRUM | 1 | NA | NA | NA | 3000102969 | NA | 0 | NA | 0 | NA | W
9146 | Kanker | Pidhapal | PHC | Pathology Lab. | MICROSCOPE (BINOCULAR) | 1 | Bioexl | NA | 2001136 | 3000102968 | NA | 0 | NA | 0 | NA | W
9147 | Kanker | Pidhapal | PHC | Pathology Lab. | NEEDLE DESTROYER | 1 | Saratech | 100VA/60VA | NA | 3000102970 | NA | 0 | NA | 0 | NA | NW
9148 | Kanker | Pidhapal | PHC | Pathology Lab. | SPHYGMOMANOMETER (MERCURIAL) | 1 | Diamond | Deluxe | NA | 3000102971 | NA | 0 | NA | 0 | NA | NW
9149 | Kanker | Pidhapal | PHC | Pathology Lab. | MICROSCOPE (BINOCULAR) | 1 | Diamond | Deluxe | NA | 3000102972 | NA | 0 | NA | 0 | NA | NW
9150 | Kanker | Pidhapal | PHC | Pathology Lab. | SPHYGMOMANOMETER (MERCURIAL) | 1 | Gold | Supreme | NA | 3000102973 | NA | 0 | NA | 0 | NA | NW
9151 | Kanker | Pidhapal | PHC | Store Room | SPHYGMOMANOMETER (MERCURIAL) | 1 | Gold | Supreme | NA | 3000102974 | NA | 0 | NA | 0 | NA | NW
9152 | Kanker | Sureli | PHC | OPD | SPHYGMOMANOMETER (MERCURIAL) | 1 | Top | NA | NA | 3000102946 | NA | 0 | NA | 0 | NA | W
9153 | Kanker | Sureli | PHC | OPD | VISION DRUM | 1 | NA | NA | NA | 3000102947 | NA | 0 | NA | 0 | NA | W
9154 | Kanker | Sureli | PHC | OPD | AUTOCLAVE | 1 | NA | NA | NA | 3000102948 | NA | 0 | NA | 0 | NA | NW
9155 | Kanker | Sureli | PHC | DELIVERY ROOM | BABY WEIGHING SCALE | 1 | Crown | NA | NA | 3000102949 | NA | 0 | NA | 0 | NA | NW
9156 | Kanker | Sureli | PHC | DELIVERY ROOM | INFANT RADIANT WARMER | 1 | NA | NA | NA | 3000102950 | NA | 0 | NA | 0 | NA | NW
9157 | Kanker | Sureli | PHC | Pathology Lab. | CENTRIFUGE MACHINE | 1 | NA | NA | NA | 3000102951 | NA | 0 | NA | 0 | NA | W
9158 | Kanker | Sureli | PHC | Pathology Lab. | MICROSCOPE (BINOCULAR) | 1 | Radical | NA | NA | 3000102952 | NA | 0 | NA | 0 | NA | NW
9159 | Kanker | Sureli | PHC | Pathology Lab. | MICROSCOPE (MONOCULAR) | 1 | MKOW | BIO-XL | 20011 | 3000102953 | NA | 0 | NA | 0 | NA | NW
9160 | Kanker | Sureli | PHC | Pathology Lab. | MICROSCOPE (BINOCULAR) | 1 | NA | NA | NA | 3000102954 | NA | 0 | NA | 0 | NA | W
9161 | Kanker | Sureli | PHC | Store Room | SPHYGMOMANOMETER (MERCURIAL) | 1 | NA | NA | NA | 3000102955 | NA | 0 | NA | 0 | NA | NW
9162 | Kanker | Sureli | PHC | OPD | NEEDLE DESTROYER | 1 | Saratech | 100VA/60VA | NA | 3000102956 | NA | 0 | NA | 0 | NA | W
9163 | Kanker | Sureli | PHC | OPD | ELECTRIC STERILIZER | 1 | NA | NA | NA | 3000102957 | NA | 0 | NA | 0 | NA | NW
9164 | Kanker | Sureli | PHC | OPD | NEEDLE DESTROYER | 1 | HL Momo Safe | NA | NA | 3000102958 | NA | 0 | NA | 0 | NA | W
9165 | Kanker | Dhanelikanhar | CHC | Pathology Lab. | MICROSCOPE (MONOCULAR) | 1 | Olympus | NA | NA | 3000102919 | NA | 0 | NA | 0 | NA | W
9166 | Kanker | Dhanelikanhar | CHC | Pathology Lab. | MICROSCOPE (MONOCULAR) | 1 | Scientific | 3 | 957 | 3000102920 | NA | 0 | NA | 0 | NA | W
9167 | Kanker | Dhanelikanhar | CHC | Pathology Lab. | CENTRIFUGE MACHINE | 1 | NA | NA | NA | 3000102921 | NA | 0 | NA | 0 | NA | W
9168 | Kanker | Dhanelikanhar | CHC | Pathology Lab. | GLUCOMETER | 1 | Accucheck | NA | MO1823HEA1401 | 3000102922 | NA | 0 | NA | 0 | NA | W
9169 | Kanker | Dhanelikanhar | CHC | DELIVERY ROOM | SUCTION APPARATUS | 1 | NA | NA | NA | 3000102923 | NA | 0 | NA | 0 | NA | W
9170 | Kanker | Dhanelikanhar | CHC | DELIVERY ROOM | SUCTION APPARATUS | 1 | Shiva | NA | NA | 3000102924 | NA | 0 | NA | 0 | NA | W
9171 | Kanker | Dhanelikanhar | CHC | DELIVERY ROOM | BABY WEIGHING SCALE | 1 | NA | NA | NA | 3000102925 | NA | 0 | NA | 0 | NA | W
9172 | Kanker | Dhanelikanhar | CHC | DELIVERY ROOM | BABY WEIGHING SCALE | 1 | NA | NA | NA | 3000102926 | NA | 0 | NA | 0 | NA | W
9173 | Kanker | Dhanelikanhar | CHC | DELIVERY ROOM | INFANT RADIANT WARMER | 1 | Meditron | NA | NA | 3000102927 | NA | 0 | NA | 0 | NA | W
9174 | Kanker | Dhanelikanhar | CHC | DELIVERY ROOM | INFANT RADIANT WARMER | 1 | Infancy | NA | NA | 3000102928 | NA | 0 | NA | 0 | NA | W
9175 | Kanker | Dhanelikanhar | CHC | DELIVERY ROOM | SPHYGMOMANOMETER (MERCURIAL) | 1 | MCP | NA | NA | 3000102929 | NA | 0 | NA | 0 | NA | W
9176 | Kanker | Dhanelikanhar | CHC | OPD | AUTOCLAVE | 1 | NA | NA | NA | 3000102930 | NA | 0 | NA | 0 | NA | W
9177 | Kanker | Dhanelikanhar | CHC | OPD | NEEDLE DESTROYER | 1 | Microsil | NA | NA | 3000102931 | NA | 0 | NA | 0 | NA | W
9178 | Kanker | Dhanelikanhar | CHC | OT | AUTOCLAVE | 1 | NA | NA | NA | 3000102932 | NA | 0 | NA | 0 | NA | W
9179 | Kanker | Dhanelikanhar | CHC | OT | SHADOWLESS OT LIGHT | 1 | NA | NA | NA | 3000102933 | NA | 0 | NA | 0 | NA | NW
9180 | Kanker | Dhanelikanhar | CHC | Dental Dept. | DENTAL CHAIR | 1 | Akash | Chesa | 101241 | 3000102934 | NA | 0 | NA | 0 | NA | W
9181 | Kanker | Dhanelikanhar | CHC | Store Room | ECG RECORDER | 1 | BPL | NA | CGML4E22685 | 3000102935 | NA | 0 | NA | 0 | NA | NI
9182 | Kanker | Dhanelikanhar | CHC | Store Room | ECG RECORDER | 1 | BPL | NA | BAMA4M7247 | 3000102936 | NA | 0 | NA | 0 | NA | NW
9183 | Kanker | Dhanelikanhar | CHC | Store Room | NEBULIZER | 1 | Handymer | NA | NGM149510 | 3000102937 | NA | 0 | NA | 0 | NA | W
9184 | Kanker | Dhanelikanhar | CHC | Store Room | AUTOCLAVE | 1 | NA | NA | NA | 3000102938 | NA | 0 | NA | 0 | NA | NW
9185 | Kanker | Dhanelikanhar | CHC | Store Room | AUTOCLAVE | 1 | NA | NA | NA | 3000102939 | NA | 0 | NA | 0 | NA | NW
9186 | Kanker | Dhanelikanhar | CHC | Store Room | FOETAL DOPPLER | 1 | NA | NA | NA | 3000102940 | NA | 0 | NA | 0 | NA | NW
9187 | Kanker | Dhanelikanhar | CHC | Store Room | SUCTION APPARATUS | 1 | NA | NA | NA | 3000102941 | NA | 0 | NA | 0 | NA | NW
9188 | Kanker | Dhanelikanhar | CHC | Store Room | SPHYGMOMANOMETER (MERCURIAL) | 1 | NA | NA | NA | 3000102942 | NA | 0 | NA | 0 | NA | NW
9189 | Kanker | Dhanelikanhar | CHC | Store Room | ELECTRIC STERILIZER | 1 | NA | NA | NA | 3000102943 | NA | 0 | NA | 0 | NA | NW
9190 | Kanker | Dhanelikanhar | CHC | Store Room | ELECTRIC STERILIZER | 1 | NA | NA | NA | 3000102944 | NA | 0 | NA | 0 | NA | NW
9191 | Kanker | Dhanelikanhar | CHC | Store Room | ELECTRIC STERILIZER | 1 | NA | NA | NA | 3000102945 | NA | 0 | NA | 0 | NA | NW
9192 | Kanker | Korar | PHC | OPD | SPHYGMOMANOMETER (MERCURIAL) | 1 | Life Line | NA | NA | 3000102845 | NA | 0 | NA | 0 | NA | W
9193 | Kanker | Korar | PHC | Pathology Lab. | MICROSCOPE (BINOCULAR) | 1 | Labovision | KL10B | OOO51100 | 3000102846 | NA | 0 | NA | 0 | NA | W
9194 | Kanker | Korar | PHC | Pathology Lab. | CENTRIFUGE MACHINE | 1 | NA | NA | NA | 3000102847 | NA | 0 | NA | 0 | NA | W
9195 | Kanker | Korar | PHC | Pathology Lab. | GLUCOMETER | 1 | Accucheck | Active | NA | 3000102848 | NA | 0 | NA | 0 | NA | W
9196 | Kanker | Korar | PHC | Pathology Lab. | NEEDLE DESTROYER | 1 | Saratech | 100VA/60VA | NA | 3000102849 | NA | 0 | NA | 0 | NA | W
9197 | Kanker | Korar | PHC | Opthalmology Dept. | SLIT LAMP | 1 | Hando Enterprises | NA | NA | 3000102850 | NA | 0 | NA | 0 | NA | W
9198 | Kanker | Korar | PHC | Opthalmology Dept. | ELECTRIC STERILIZER | 1 | NA | NA | NA | 3000102851 | NA | 0 | NA | 0 | NA | W
9199 | Kanker | Korar | PHC | Opthalmology Dept. | OPHTHALMOSCOPE | 1 | Weich Allyn | 12850 | NA | 3000102852 | NA | 0 | NA | 0 | NA | W
9200 | Kanker | Korar | PHC | Opthalmology Dept. | TONOMETER | 1 | Schiotz | NA | NA | 3000102853 | NA | 0 | NA | 0 | NA | W
9201 | Kanker | Korar | PHC | Opthalmology Dept. | VISION DRUM | 1 | NA | NA | NA | 3000102854 | NA | 0 | NA | 0 | NA | W
9202 | Kanker | Korar | PHC | OPD | SPHYGMOMANOMETER (MERCURIAL) | 1 | Life Line | NA | NA | 3000102855 | NA | 0 | NA | 0 | NA | W
9203 | Kanker | Korar | PHC | OPD | AUTOCLAVE | 1 | NA | NA | NA | 3000102856 | NA | 0 | NA | 0 | NA | W
9204 | Kanker | Korar | PHC | OPD | AUTOCLAVE | 1 | NA | NA | NA | 3000102857 | NA | 0 | NA | 0 | NA | W
9205 | Kanker | Korar | PHC | OPD | BABY WEIGHING SCALE | 1 | Essae | BS-250 | 25014131799 | 3000102858 | NA | 0 | NA | 0 | NA | W
9206 | Kanker | Korar | PHC | OPD | NEEDLE DESTROYER | 1 | Saratech | 100VA/60VA | NA | 3000102859 | NA | 0 | NA | 0 | NA | W
9207 | Kanker | Korar | PHC | DELIVERY ROOM | FOETAL DOPPLER | 1 | BPL | FD9713 | 114284 | 3000102860 | NA | 0 | NA | 0 | NA | W
9208 | Kanker | Korar | PHC | DELIVERY ROOM | SUCTION APPARATUS | 1 | NA | NA | NA | 3000102861 | NA | 0 | NA | 0 | NA | W
9209 | Kanker | Korar | PHC | IPD | NEEDLE DESTROYER | 1 | Saratech | 100VA/60VA | NA | 3000102862 | NA | 0 | NA | 0 | NA | W
9210 | Kanker | Korar | PHC | IPD | SPHYGMOMANOMETER (MERCURIAL) | 1 | Extra Care | NA | NA | 3000102863 | NA | 0 | NA | 0 | NA | W
9211 | Kanker | Korar | PHC | Store Room | pH METER (DIGITAL) | 1 | Max | 962-P | NA | 3000102864 | NA | 0 | NA | 0 | NA | NW
9212 | Kanker | Korar | PHC | Store Room | PHOTO COLORIMETER | 1 | Synchronous | NA | NA | 3000102865 | NA | 0 | NA | 0 | NA | NI
9213 | Kanker | Korar | PHC | Store Room | VDRL ROTATOR | 1 | NA | NA | NA | 3000102866 | NA | 0 | NA | 0 | NA | W
9214 | Kanker | Korar | PHC | Store Room | CENTRIFUGE MACHINE | 1 | NA | NA | NA | 3000102867 | NA | 0 | NA | 0 | NA | NW
9215 | Kanker | Korar | PHC | Store Room | SUCTION APPARATUS | 1 | Shiva | NA | NA | 3000102868 | NA | 0 | NA | 0 | NA | NW
9216 | Kanker | Korar | PHC | Store Room | AUTOCLAVE | 1 | Vinex | NA | NA | 3000102869 | NA | 0 | NA | 0 | NA | NW
9217 | Kanker | Korar | PHC | Store Room | SUCTION APPARATUS | 1 | Shiva | NA | NA | 3000102870 | NA | 0 | NA | 0 | NA | NW
9218 | Kanker | Korar | PHC | Store Room | VISION DRUM | 1 | NA | NA | NA | 3000102871 | NA | 0 | NA | 0 | NA | NW
9219 | Kanker | Sarona | PHC | OPD | SPHYGMOMANOMETER (MERCURIAL) | 1 | Diamond | Regular | NA | 3000102376 | NA | 0 | NA | 0 | NA | W
9220 | Kanker | Sarona | PHC | OPD | SPHYGMOMANOMETER (MERCURIAL) | 1 | Blue cross | Deluxe | NA | 3000102377 | NA | 0 | NA | 0 | NA | W
9221 | Kanker | Sarona | PHC | OPD | NEEDLE DESTROYER | 1 | Saratech | 100VA/60VA | NA | 3000102378 | NA | 0 | NA | 0 | NA | W
9222 | Kanker | Sarona | PHC | OPD | AUTOCLAVE | 1 | Vinex | NA | NA | 3000102379 | 2013-12-01 | 0 | NA | 0 | NA | W
9223 | Kanker | Sarona | PHC | Store Room | SPHYGMOMANOMETER (MERCURIAL) | 1 | Neurokima | LT | NA | 3000102380 | NA | 0 | NA | 0 | NA | NW
9224 | Kanker | Sarona | PHC | Store Room | SPHYGMOMANOMETER (MERCURIAL) | 1 | Top | NA | NA | 3000102381 | 2007-11-01 | 0 | NA | 0 | NA | NW
9225 | Kanker | Sarona | PHC | Store Room | SPHYGMOMANOMETER (MERCURIAL) | 1 | NA | NA | NA | 3000102382 | 2006-04-01 | 0 | NA | 0 | NA | NW
9226 | Kanker | Sarona | PHC | Store Room | SPHYGMOMANOMETER (MERCURIAL) | 1 | Extra Care | NA | NA | 3000102383 | 2007-01-01 | 0 | NA | 0 | NA | NW
9227 | Kanker | Sarona | PHC | Store Room | SPHYGMOMANOMETER (MERCURIAL) | 1 | Blue cross | NA | NA | 3000102384 | 2007-07-01 | 0 | NA | 0 | NA | NW
9228 | Kanker | Sarona | PHC | Store Room | SPHYGMOMANOMETER (MERCURIAL) | 1 | Blue cross | NA | NA | 3000102385 | 2007-07-01 | 0 | NA | 0 | NA | NW
9229 | Kanker | Sarona | PHC | Store Room | SPHYGMOMANOMETER (MERCURIAL) | 1 | Epite | NA | NA | 3000102386 | 2015-01-06 | 0 | NA | 0 | NA | NW
9230 | Kanker | Sarona | PHC | Pathology Lab. | VDRL ROTATOR | 1 | NA | NA | NA | 3000102387 | NA | 0 | NA | 0 | NA | W
9231 | Kanker | Sarona | PHC | Pathology Lab. | CENTRIFUGE MACHINE (6 Tubes) | 1 | Lovani | NA | NA | 3000102388 | NA | 0 | NA | 0 | NA | W
9232 | Kanker | Sarona | PHC | Pathology Lab. | REFRIGERATOR | 1 | LG | NA | NA | 3000102389 | NA | 0 | NA | 0 | NA | W
9233 | Kanker | Sarona | PHC | Pathology Lab. | CENTRIFUGE MACHINE (8 Tubes) | 1 | NA | NA | NA | 3000102390 | NA | 0 | NA | 0 | NA | NW
9234 | Kanker | Sarona | PHC | Pathology Lab. | MICROSCOPE (MONOCULAR) | 1 | Labomed | NA | NA | 3000102391 | 2006-11-01 | 0 | NA | 0 | NA | W
9235 | Kanker | Sarona | PHC | Pathology Lab. | MICROSCOPE (BINOCULAR) | 1 | NA | NA | NA | 3000102392 | 2011-12-01 | 0 | NA | 0 | NA | W
9236 | Kanker | Sarona | PHC | Pathology Lab. | ADULT WEIGHING MACHINE | 1 | NA | NA | NA | 3000102393 | NA | 0 | NA | 0 | NA | W
9237 | Kanker | Sarona | PHC | Pathology Lab. | GLUCOMETER | 1 | Accucheck | Active | NA | 3000102394 | NA | 0 | NA | 0 | NA | W
9238 | Kanker | Sarona | PHC | Pathology Lab. | NEBULIZER | 1 | Long life | Nebu-Z | NA | 3000102395 | NA | 0 | NA | 0 | NA | W
9239 | Kanker | Sarona | PHC | RADIOLOGY Dept. | X-RAY MACHINE 60 mA | 1 | Siemens | 5305 | 1585 | 3000102396 | 1998-07-01 | 0 | NA | 0 | NA | W
9240 | Kanker | Sarona | PHC | IPD | SPHYGMOMANOMETER (MERCURIAL) | 1 | Diamond | Regular | NA | 3000102397 | NA | 0 | NA | 0 | NA | W
9241 | Kanker | Sarona | PHC | IPD | SPHYGMOMANOMETER (MERCURIAL) | 1 | Diamond | Regular | NA | 3000102398 | NA | 0 | NA | 0 | NA | W
9242 | Kanker | Sarona | PHC | IPD | SPHYGMOMANOMETER (MERCURIAL) | 1 | Diamond | Regular | NA | 3000102399 | NA | 0 | NA | 0 | NA | W
9243 | Kanker | Sarona | PHC | DELIVERY ROOM | SUCTION APPARATUS | 1 | NA | NA | NA | 3000102405 | 2014-12-01 | 0 | NA | 0 | NA | NW
9244 | Kanker | Sarona | PHC | DELIVERY ROOM | Air ELECTRIC STERILIZER Machine | 1 | TROPO | NA | NA | 3000102406 | 2005-04-01 | 0 | NA | 0 | NA | W
9245 | Kanker | Sarona | PHC | DELIVERY ROOM | ECG RECORDER 6 channel | 1 | BPL | NA | NA | 3000102401 | 2001-03-01 | 0 | NA | 0 | NA | NW
9246 | Kanker | Sarona | PHC | DELIVERY ROOM | BABY WEIGHING SCALE | 1 | Salter | NA | NA | 3000102402 | NA | 0 | NA | 0 | NA | W
9247 | Kanker | Sarona | PHC | DELIVERY ROOM | BABY WEIGHING SCALE | 1 | Crown | NA | NA | 3000102403 | NA | 0 | NA | 0 | NA | W
9248 | Kanker | Sarona | PHC | DELIVERY ROOM | BABY WEIGHING SCALE | 1 | Essae | BS-250 | NA | 3000102404 | NA | 0 | NA | 0 | NA | W
9249 | Kanker | Sarona | PHC | DELIVERY ROOM | ADULT WEIGHING MACHINE | 1 | NA | NA | NA | 3000102404 | NA | 0 | NA | 0 | NA | W
9250 | Kanker | Sarona | PHC | DELIVERY ROOM | NEEDLE DESTROYER | 1 | Microsil | ND-360 | 10827/03 | 3000102407 | NA | 0 | NA | 0 | NA | W
9251 | Kanker | Dabena | PHC | Injection Room | NEEDLE DESTROYER | 1 | Saratech | 100VA/60VA | NA | 3000102361 | NA | 0 | NA | 0 | NA | W
9252 | Kanker | Dabena | PHC | Injection Room | NEBULIZER | 1 | Long life | Nebu-Z | NA | 3000102362 | NA | 0 | NA | 0 | NA | W
9253 | Kanker | Dabena | PHC | Store Room | REFRIGERATOR | 1 | LG | GL-185 | NA | 3000102363 | NA | 0 | NA | 0 | NA | W
9254 | Kanker | Dabena | PHC | OPD | SPHYGMOMANOMETER (MERCURIAL) | 1 | Diamond | Deluxe | NA | 3000102364 | NA | 0 | NA | 0 | NA | W
9255 | Kanker | Dabena | PHC | OPD | SPHYGMOMANOMETER (MERCURIAL) | 1 | Diamond | Deluxe | NA | 3000102365 | NA | 0 | NA | 0 | NA | W
9256 | Kanker | Dabena | PHC | OPD | ADULT WEIGHING MACHINE | 1 | Victoria | NA | NA | 3000102366 | NA | 0 | NA | 0 | NA | W
9257 | Kanker | Dabena | PHC | OPD | MICROSCOPE (MONOCULAR) | 1 | Besto | NA | NA | 3000102367 | NA | 0 | NA | 0 | NA | W
9258 | Kanker | Dabena | PHC | OPD | CENTRIFUGE MACHINE (8 Tubes) | 1 | NA | NA | NA | 3000102368 | NA | 0 | NA | 0 | NA | W
9259 | Kanker | Dabena | PHC | OPD | MICROSCOPE (BINOCULAR) | 1 | Olympus | BIO-XL | 2001130 | 3000102369 | NA | 0 | NA | 0 | NA | NW
9260 | Kanker | Dabena | PHC | DELIVERY ROOM | ELECTRIC STERILIZER | 1 | Atlas | NA | 09F9316 | 3000102370 | NA | 0 | NA | 0 | NA | W
9261 | Kanker | Dabena | PHC | DELIVERY ROOM | BABY WEIGHING SCALE | 1 | NA | NA | NA | 3000102371 | NA | 0 | NA | 0 | NA | W
9262 | Kanker | Dabena | PHC | IPD | AUTOCLAVE | 1 | Max Life | NA | NA | 3000102372 | NA | 0 | NA | 0 | NA | W
9263 | Kanker | Dabena | PHC | IPD | ADULT WEIGHING MACHINE | 1 | Local | NA | NA | 3000102373 | NA | 0 | NA | 0 | NA | NW
9264 | Kanker | Lohattar | PHC | Store Room | REFRIGERATOR | 1 | Haier | HRP-2015/2012 | NA | 3000105480 | 2013-02-01 | 0 | NA | 0 | NA | W
9265 | Kanker | Lohattar | PHC | Store Room | SPHYGMOMANOMETER (MERCURIAL) | 1 | Gold | NA | 8123697 | 3000105479 | 2014-12-01 | 0 | NA | 0 | NA | NW
9266 | Kanker | Lohattar | PHC | Store Room | SPHYGMOMANOMETER (MERCURIAL) | 1 | Extra Care | NA | NA | 3000105478 | NA | 0 | NA | 0 | NA | NW
9267 | Kanker | Lohattar | PHC | Pathology Lab. | MICROSCOPE (BINOCULAR) | 1 | BIOSCAN | NA | 4375 | 3000105477 | NA | 0 | NA | 0 | NA | W
9268 | Kanker | Lohattar | PHC | Medicine Room | ELECTRIC STERILIZER | 1 | Expo | NA | NA | 3000105476 | NA | 0 | NA | 0 | NA | W
9269 | Kanker | Lohattar | PHC | Medicine Room | AUTOCLAVE | 1 | Shiva | NA | NA | 3000105475 | 2014-12-01 | 0 | NA | 0 | NA | W
9270 | Kanker | Lohattar | PHC | Medicine Room | NEEDLE DESTROYER | 1 | Saratech | 100VA/60VA | NA | 3000105474 | NA | 0 | NA | 0 | NA | W
9271 | Kanker | Lohattar | PHC | Medicine Room | NEEDLE DESTROYER | 1 | Saratech | 100VA/60VA | NA | 3000105473 | NA | 0 | NA | 0 | NA | W
9272 | Kanker | Lohattar | PHC | OPD | ADULT WEIGHING MACHINE | 1 | NA | NA | NA | 3000105472 | 2014-05-01 | 0 | NA | 0 | NA | W
9273 | Kanker | Lohattar | PHC | OPD | SPHYGMOMANOMETER (MERCURIAL) | 1 | Omega | Gold 2000 | NA | 3000105471 | 2015-02-01 | 0 | NA | 0 | NA | W
9274 | Kanker | Lohattar | PHC | OPD | SPHYGMOMANOMETER (MERCURIAL) | 1 | Extra Care | NA | NA | 3000105470 | 2015-02-01 | 0 | NA | 0 | NA | W
9275 | Kanker | Narharpur | CHC | OT | SHADOWLESS OT LIGHT | 1 | NA | NA | NA | 3000102975 | NA | 0 | NA | 0 | NA | W
9276 | Kanker | Narharpur | CHC | OT | OT TABLE (Hydraulic) | 1 | NA | NA | NA | 3000102976 | NA | 0 | NA | 0 | NA | NW
9277 | Kanker | Narharpur | CHC | OT | ELECTRIC STERILIZER | 1 | NA | NA | NA | 3000102977 | NA | 0 | NA | 0 | NA | W
9278 | Kanker | Narharpur | CHC | OT | Air ELECTRIC STERILIZER Machine | 1 | TROPO | NA | NA | 3000102978 | NA | 0 | NA | 0 | NA | W
9279 | Kanker | Narharpur | CHC | OT | CENTRIFUGE MACHINE | 1 | Aeromax | NA | NA | 3000102980 | NA | 0 | NA | 0 | NA | W
9280 | Kanker | Narharpur | CHC | OT | CENTRIFUGE MACHINE | 1 | Aeromax | NA | NA | 3000102979 | NA | 0 | NA | 0 | NA | W
9281 | Kanker | Narharpur | CHC | OT | AUTOCLAVE | 1 | Vinex | NA | NA | 3000102981 | NA | 0 | NA | 0 | NA | W
9282 | Kanker | Narharpur | CHC | OT | AUTOCLAVE | 1 | Vinex | NA | NA | 3000102982 | NA | 0 | NA | 0 | NA | NW
9283 | Kanker | Narharpur | CHC | DELIVERY ROOM | INFANT RADIANT WARMER | 1 | TIANA | NA | NA | 3000102983 | NA | 0 | NA | 0 | NA | W
9284 | Kanker | Narharpur | CHC | DELIVERY ROOM | SUCTION APPARATUS | 1 | Shiva | NA | NA | 3000102984 | NA | 0 | NA | 0 | NA | W
9285 | Kanker | Narharpur | CHC | DELIVERY ROOM | ELECTRIC STERILIZER | 1 | NA | NA | NA | 3000102985 | NA | 0 | NA | 0 | NA | W
9286 | Kanker | Narharpur | CHC | DELIVERY ROOM | BABY WEIGHING SCALE | 1 | Essae | BS-250 | 25014131683 | 3000102986 | NA | 0 | NA | 0 | NA | W
9287 | Kanker | Narharpur | CHC | DELIVERY ROOM | ELECTRIC STERILIZER | 1 | NA | NA | NA | 3000102987 | NA | 0 | NA | 0 | NA | NW
9288 | Kanker | Narharpur | CHC | DELIVERY ROOM | CENTRIFUGE MACHINE | 1 | NA | NA | NA | 3000102988 | NA | 0 | NA | 0 | NA | W
9289 | Kanker | Narharpur | CHC | DELIVERY ROOM | NEEDLE DESTROYER | 1 | Saratech | 100VA/60VA | NA | 3000102989 | NA | 0 | NA | 0 | NA | NW
9290 | Kanker | Narharpur | CHC | DELIVERY ROOM | SPHYGMOMANOMETER (MERCURIAL) | 1 | MCP | NA | NA | 3000102990 | NA | 0 | NA | 0 | NA | W
9291 | Kanker | Narharpur | CHC | Emergency room | SUCTION APPARATUS | 1 | Shiva | NA | NA | 3000102991 | NA | 0 | NA | 0 | NA | NW
9292 | Kanker | Narharpur | CHC | OPD | NEEDLE DESTROYER | 1 | Saratech | 100VA/60VA | NA | 3000102993 | NA | 0 | NA | 0 | NA | W
9293 | Kanker | Narharpur | CHC | OPD | ELECTRIC STERILIZER | 1 | NA | NA | NA | 3000102992 | NA | 0 | NA | 0 | NA | NW
9294 | Kanker | Narharpur | CHC | OPD | SHADOWLESS OT LIGHT | 1 | NA | NA | NA | 3000102994 | NA | 0 | NA | 0 | NA | W
9295 | Kanker | Narharpur | CHC | Pathology Lab. | CENTRIFUGE MACHINE | 1 | NA | NA | NA | 3000102995 | NA | 0 | NA | 0 | NA | W
9296 | Kanker | Narharpur | CHC | Pathology Lab. | HOT AIR OVEN | 1 | Wezlar | NA | NA | 3000102996 | NA | 0 | NA | 0 | NA | W
9297 | Kanker | Narharpur | CHC | Pathology Lab. | ELECTRIC STERILIZER | 1 | NA | NA | NA | 3000102997 | NA | 0 | NA | 0 | NA | NW
9298 | Kanker | Narharpur | CHC | Pathology Lab. | NEEDLE DESTROYER | 1 | Saratech | 100VA/60VA | NA | 3000102998 | NA | 0 | NA | 0 | NA | W
9299 | Kanker | Narharpur | CHC | Pathology Lab. | MICROSCOPE (BINOCULAR) | 1 | Labomed | NA | NA | 3000102999 | NA | 0 | NA | 0 | NA | W
9300 | Kanker | Narharpur | CHC | Pathology Lab. | MICROSCOPE (BINOCULAR) | 1 | Labomed | NA | NA | 3000103000 | NA | 0 | NA | 0 | NA | W
9301 | Kanker | Narharpur | CHC | Store Room | AUTOCLAVE | 1 | NA | NA | NA | 3000100197 | NA | 0 | NA | 0 | NA | NW
9302 | Kanker | Narharpur | CHC | Store Room | VISION DRUM | 1 | NA | NA | NA | 3000100199 | NA | 0 | NA | 0 | NA | W
9303 | Kanker | Narharpur | CHC | Store Room | SPHYGMOMANOMETER (MERCURIAL) | 1 | Gold | Supreme | NA | 3000100200 | NA | 0 | NA | 0 | NA | NW
9304 | Kanker | Narharpur | CHC | Store Room | SPHYGMOMANOMETER (MERCURIAL) | 1 | Gold | Supreme | NA | 3000100201 | NA | 0 | NA | 0 | NA | NW
9305 | Kanker | Narharpur | CHC | Store Room | ECG RECORDER | 1 | BPL | NA | BAMA4M7497 | 3000100202 | 2006-05-01 | 0 | NA | 0 | NA | W
9306 | Kanker | Narharpur | CHC | Store Room | SPHYGMOMANOMETER (MERCURIAL) | 1 | Gold | NA | NA | 3000100203 | NA | 0 | NA | 0 | NA | NW
9307 | Kanker | Narharpur | CHC | Store Room | NEEDLE DESTROYER | 1 | Saratech | 100VA/60VA | NA | 3000100204 | NA | 0 | NA | 0 | NA | NW
9308 | Kanker | Narharpur | CHC | Store Room | NEEDLE DESTROYER | 1 | Saratech | 100VA/60VA | NA | 3000100205 | NA | 0 | NA | 0 | NA | NW
9309 | Kanker | Narharpur | CHC | Store Room | NEEDLE DESTROYER | 1 | Saratech | 100VA/60VA | NA | 3000100206 | NA | 0 | NA | 0 | NA | NW
9310 | Kanker | Narharpur | CHC | Store Room | NEEDLE DESTROYER | 1 | Saratech | 100VA/60VA | NA | 3000100207 | NA | 0 | NA | 0 | NA | NW
9311 | Kanker | Narharpur | CHC | Store Room | NEEDLE DESTROYER | 1 | Saratech | 100VA/60VA | NA | 3000100208 | NA | 0 | NA | 0 | NA | NW
9312 | Kanker | Narharpur | CHC | Store Room | NEEDLE DESTROYER | 1 | Saratech | 100VA/60VA | NA | 3000100209 | NA | 0 | NA | 0 | NA | NW
9313 | Kanker | Narharpur | CHC | Store Room | NEEDLE DESTROYER | 1 | Saratech | 100VA/60VA | NA | 3000100210 | NA | 0 | NA | 0 | NA | NW
9314 | Kanker | Narharpur | CHC | Store Room | NEEDLE DESTROYER | 1 | Saratech | 100VA/60VA | NA | 3000100211 | NA | 0 | NA | 0 | NA | NW
9315 | Kanker | Narharpur | CHC | Store Room | NEEDLE DESTROYER | 1 | Saratech | 100VA/60VA | NA | 3000100212 | NA | 0 | NA | 0 | NA | NW
9316 | Kanker | Narharpur | CHC | Store Room | NEEDLE DESTROYER | 1 | Saratech | 100VA/60VA | NA | 3000100213 | NA | 0 | NA | 0 | NA | NW
9317 | Kanker | Narharpur | CHC | Store Room | NEEDLE DESTROYER | 1 | Saratech | 100VA/60VA | NA | 3000100214 | NA | 0 | NA | 0 | NA | NW
9318 | Kanker | Narharpur | CHC | Store Room | NEEDLE DESTROYER | 1 | Saratech | 100VA/60VA | NA | 3000100215 | NA | 0 | NA | 0 | NA | NW
9319 | Kanker | Narharpur | CHC | Store Room | MICROSCOPE (MONOCULAR) | 1 | Labomed | NA | NA | 3000100216 | NA | 0 | NA | 0 | NA | NW
9320 | Kanker | Narharpur | CHC | Store Room | SUCTION APPARATUS | 1 | Shiva | NA | NA | 3000100217 | NA | 0 | NA | 0 | NA | NW
9321 | Kanker | Narharpur | CHC | RADIOLOGY Dept. | X-RAY MACHINE 60 mA | 1 | Philips | NA | NA | 3000100218 | NA | 0 | NA | 0 | NA | W
9322 | Kanker | Kapsi | PHC | Injection Room | NEEDLE DESTROYER | 1 | Microsil | NA | NA | 3000100361 | NA | 0 | NA | 0 | NA | W
9323 | Kanker | Kapsi | PHC | Injection Room | AUTOCLAVE | 1 | NA | NA | NA | 3000100362 | 2015-06-01 | 0 | NA | 0 | NA | W
9324 | Kanker | Kapsi | PHC | Doctor's Room | REFRIGERATOR | 1 | Godrej | NA | 30568 | 3000100363 | NA | 0 | NA | 0 | NA | W
9325 | Kanker | Kapsi | PHC | Doctor's Room | ADULT WEIGHING MACHINE | 1 | Crown | NA | NA | 3000100364 | 2011-07-01 | 0 | NA | 0 | NA | W
9326 | Kanker | Kapsi | PHC | Pathology Lab. | MICROSCOPE (BINOCULAR) | 1 | Labomed | Vision 2000 | NA | 3000100365 | 2004-05-01 | 0 | NA | 0 | NA | W
9327 | Kanker | Kapsi | PHC | Pathology Lab. | HOT AIR OVEN | 1 | NA | NA | NA | 3000100366 | NA | 0 | NA | 0 | NA | W
9328 | Kanker | Kapsi | PHC | Pathology Lab. | GLUCOMETER | 1 | Onetouch | 4030841001412 | NA | 3000100367 | 2013-08-01 | 0 | NA | 0 | NA | W
9329 | Kanker | Kapsi | PHC | OT | AUTOCLAVE | 1 | NA | NA | NA | 3000100368 | NA | 0 | NA | 0 | NA | W
9330 | Kanker | Kapsi | PHC | OT | SUCTION APPARATUS | 1 | NA | NA | NA | 3000100369 | NA | 0 | NA | 0 | NA | W
9331 | Kanker | Kapsi | PHC | OT | BABY WEIGHING SCALE | 1 | NA | NA | NA | 3000100370 | 2011-11-01 | 0 | NA | 0 | NA | W
9332 | Kanker | Kapsi | PHC | OT | SHADOWLESS OT LIGHT | 1 | NA | NA | NA | 3000100371 | NA | 0 | NA | 0 | NA | W
9333 | Kanker | Kapsi | PHC | OT | INFANT RADIANT WARMER | 1 | Meditech | NA | NA | 3000100372 | 2015-08-01 | 0 | NA | 0 | NA | W
9334 | Kanker | Kapsi | PHC | OT | X-RAY MACHINE 60 mA | 1 | Siemens | NA | NA | 3000100373 | 2010-04-01 | 0 | NA | 0 | NA | NI
9335 | Kanker | Kapsi | PHC | OT | VISION DRUM | 1 | NA | NA | NA | 3000100374 | NA | 0 | NA | 0 | NA | NI
9336 | Kanker | Kapsi | PHC | OT | VISION DRUM | 1 | NA | NA | NA | 3000100375 | NA | 0 | NA | 0 | NA | NI
9337 | Kanker | Kapsi | PHC | Store Room | AUTOCLAVE | 1 | NA | NA | NA | 3000100376 | 2011-11-01 | 0 | NA | 0 | NA | NI
9338 | Kanker | Kapsi | PHC | Store Room | AUTOCLAVE | 1 | NA | NA | NA | 3000100377 | 2011-11-01 | 0 | NA | 0 | NA | NI
9339 | Kanker | Kapsi | PHC | Store Room | AUTOCLAVE | 1 | NA | NA | NA | 3000100378 | 2011-11-01 | 0 | NA | 0 | NA | NI
9340 | Kanker | Kapsi | PHC | Store Room | FUMIGATION MACHINE | 1 | NA | NA | NA | 3000100379 | NA | 0 | NA | 0 | NA | NI
9341 | Kanker | Kapsi | PHC | Store Room | AUTOCLAVE | 1 | NA | NA | NA | 3000100380 | 2008-03-01 | 0 | NA | 0 | NA | NI
9342 | Kanker | Kapsi | PHC | Store Room | AUTOCLAVE | 1 | NA | NA | NA | 3000100381 | 2008-03-01 | 0 | NA | 0 | NA | NI
9343 | Kanker | Kapsi | PHC | Store Room | BABY WEIGHING SCALE | 1 | Crown | NA | NA | 3000100382 | 2011-11-01 | 0 | NA | 0 | NA | NI
9344 | Kanker | Kapsi | PHC | Store Room | BABY WEIGHING SCALE | 1 | Crown | NA | NA | 3000100383 | 2011-11-01 | 0 | NA | 0 | NA | NI
9345 | Kanker | Kapsi | PHC | Store Room | AUTOCLAVE | 1 | NA | NA | NA | 3000100384 | 2008-03-01 | 0 | NA | 0 | NA | NI
9346 | Kanker | Kapsi | PHC | Store Room | AUTOCLAVE | 1 | NA | NA | NA | 3000100385 | 2008-03-01 | 0 | NA | 0 | NA | NI
9347 | Kanker | Kapsi | PHC | Store Room | Air ELECTRIC STERILIZER Machine | 1 | NA | NA | NA | 3000100386 | NA | 0 | NA | 0 | NA | NI
9348 | Kanker | Kapsi | PHC | Store Room | SUCTION APPARATUS | 1 | NA | NA | NA | 3000100387 | 2015-06-01 | 0 | NA | 0 | NA | NI
9349 | Kanker | Kapsi | PHC | Store Room | SPHYGMOMANOMETER (MERCURIAL) | 1 | NA | NA | NA | 3000100388 | 2014-05-01 | 0 | NA | 0 | NA | NW
9350 | Kanker | Bhanbeda | PHC | OPD | SPHYGMOMANOMETER (MERCURIAL) | 1 | Diamond | Regular | NA | 3000102828 | NA | 0 | NA | 0 | NA | W
9351 | Kanker | Bhanbeda | PHC | OPD | SPHYGMOMANOMETER (MERCURIAL) | 1 | Smart Care | NA | NA | 3000102829 | NA | 0 | NA | 0 | NA | W
9352 | Kanker | Bhanbeda | PHC | Pathology Lab. | CENTRIFUGE MACHINE | 1 | NA | NA | NA | 3000102830 | NA | 0 | NA | 0 | NA | W
9353 | Kanker | Bhanbeda | PHC | DELIVERY ROOM | NEEDLE DESTROYER | 1 | NA | NA | NA | 3000102831 | NA | 0 | NA | 0 | NA | W
9354 | Kanker | Bhanbeda | PHC | DELIVERY ROOM | BABY WEIGHING SCALE | 1 | Crown | NA | NA | 3000102832 | NA | 0 | NA | 0 | NA | W
9355 | Kanker | Bhanbeda | PHC | DELIVERY ROOM | SUCTION APPARATUS | 1 | NA | NA | NA | 3000102833 | NA | 0 | NA | 0 | NA | W
9356 | Kanker | Bhanbeda | PHC | DELIVERY ROOM | FOETAL DOPPLER | 1 | NA | NA | NA | 3000102834 | NA | 0 | NA | 0 | NA | W
9357 | Kanker | Bhanbeda | PHC | DELIVERY ROOM | GLUCOMETER | 1 | NA | NA | NA | 3000102835 | NA | 0 | NA | 0 | NA | W
9358 | Kanker | Bhanbeda | PHC | DELIVERY ROOM | NEBULIZER | 1 | NA | NA | NA | 3000102836 | NA | 0 | NA | 0 | NA | W
9359 | Kanker | Bhanbeda | PHC | DELIVERY ROOM | ELECTRIC STERILIZER | 1 | NA | NA | NA | 3000102837 | NA | 0 | NA | 0 | NA | W
9360 | Kanker | Bhanbeda | PHC | Store Room | SPHYGMOMANOMETER (MERCURIAL) | 1 | Smart Care | NA | NA | 3000102838 | NA | 0 | NA | 0 | NA | NW
9361 | Kanker | Kurenar | PHC | OPD | SPHYGMOMANOMETER (MERCURIAL) | 1 | NA | NA | NA | 3000100559 | 2007-09-07 | 0 | NA | 0 | NA | NW
9362 | Kanker | Kurenar | PHC | OPD | ADULT WEIGHING MACHINE | 1 | NA | NA | NA | 3000100560 | 2005-07-05 | 0 | NA | 0 | NA | NW
9363 | Kanker | Kurenar | PHC | Dressing Room | HOT AIR OVEN | 1 | NA | NA | NA | 3000100561 | 2007-06-01 | 0 | NA | 0 | NA | W
9364 | Kanker | Kurenar | PHC | Dressing Room | AUTOCLAVE | 1 | Scientific | NA | NA | 3000100562 | 2005-07-05 | 0 | NA | 0 | NA | W
9365 | Kanker | Kurenar | PHC | Dressing Room | ELECTRIC STERILIZER | 1 | NA | NA | NA | 3000100563 | 2004-11-01 | 0 | NA | 0 | NA | W
9366 | Kanker | Kurenar | PHC | Dressing Room | MICROSCOPE (BINOCULAR) | 1 | NA | NA | NA | 3000100564 | NA | 0 | NA | 0 | NA | NW
9367 | Kanker | Kurenar | PHC | Dressing Room | MICROSCOPE (BINOCULAR) | 1 | Bio-XL | NA | 2001123 | 3000100565 | 2007-06-01 | 0 | NA | 0 | NA | NW
9368 | Kanker | Kurenar | PHC | Dressing Room | CENTRIFUGE MACHINE (6 Tubes) | 1 | NA | NA | NA | 3000100566 | 2007-03-01 | 0 | NA | 0 | NA | W
9369 | Kanker | Kurenar | PHC | Dressing Room | ADULT WEIGHING MACHINE | 1 | NA | NA | NA | 3000100567 | NA | 0 | NA | 0 | NA | NW
9370 | Kanker | Kurenar | PHC | Dressing Room | Blood Cell Counter | 1 | NA | NA | NA | 3000100568 | NA | 0 | NA | 0 | NA | NI
9371 | Kanker | Kurenar | PHC | Dressing Room | SPHYGMOMANOMETER (MERCURIAL) | 1 | Medimind | NA | NA | 3000100569 | 2009-08-01 | 0 | NA | 0 | NA | NW
9372 | Kanker | Kurenar | PHC | Dressing Room | SPHYGMOMANOMETER (MERCURIAL) | 1 | Medimind | NA | NA | 3000100570 | 2009-08-01 | 0 | NA | 0 | NA | NW
9373 | Kanker | Kurenar | PHC | Dressing Room | pH METER (DIGITAL) | 1 | Max Electronics | 962-P | 2611355 | 3000100571 | 2009-08-01 | 0 | NA | 0 | NA | NI
9374 | Kanker | Kurenar | PHC | Dressing Room | Trail Set | 1 | NA | NA | NA | 3000100572 | 2008-09-01 | 0 | NA | 0 | NA | W
9375 | Kanker | Kurenar | PHC | Dressing Room | SPHYGMOMANOMETER (MERCURIAL) | 1 | Extra Care | NA | NA | 3000100573 | 2009-08-01 | 0 | NA | 0 | NA | W
9376 | Kanker | Kurenar | PHC | Dressing Room | BABY WEIGHING SCALE | 1 | Crown | NA | NA | 3000100574 | 2005-06-01 | 0 | NA | 0 | NA | W
9377 | Kanker | Kurenar | PHC | Dressing Room | ADULT WEIGHING MACHINE | 1 | NA | NA | NA | 3000100575 | 2010-06-01 | 0 | NA | 0 | NA | NW
9378 | Kanker | Kurenar | PHC | OPD | Ice Lined REFRIGERATOR | 1 | Haier | NA | NA | 3000100576 | 2007-06-01 | 0 | NA | 0 | NA | NW
9379 | Kanker | Kurenar | PHC | OPD | GLUCOMETER | 1 | SD Check Gold | NA | MO1E05AA029 | 3000100577 | 2013-02-01 | 0 | NA | 0 | NA | W
9380 | Kanker | Kurenar | PHC | OPD | Ice Lined REFRIGERATOR | 1 | Dulas Solar | VC150FV | 1525-047 | 3000100578 | 2010-11-01 | 0 | NA | 0 | NA | NW
9381 | Kanker | Kurenar | PHC | OPD | OPTHALMOSCOPE | 1 | NA | NA | NA | 3000100579 | 2008-04-01 | 0 | NA | 0 | NA | NW
9382 | Kanker | Kurenar | PHC | OPD | HB METER | 1 | NA | NA | NA | 3000100580 | 2009-07-01 | 0 | NA | 0 | NA | W
9383 | Kanker | Kurenar | PHC | OPD | BABY WEIGHING SCALE | 1 | NA | NA | NA | 3000100581 | 2005-07-01 | 0 | NA | 0 | NA | W
9384 | Kanker | Kurenar | PHC | OPD | MICROSCOPE (BINOCULAR) | 1 | NA | AC-3 | NA | 3000100582 | 2007-03-01 | 0 | NA | 0 | NA | NI
9385 | Kanker | Kurenar | PHC | OPD | SPHYGMOMANOMETER (MERCURIAL) | 1 | NA | NA | NA | 3000100583 | 2006-06-01 | 0 | NA | 0 | NA | NW
9386 | Kanker | Kurenar | PHC | OPD | SUCTION APPARATUS | 1 | NA | NA | NA | 3000100584 | 2007-01-01 | 0 | NA | 0 | NA | NI
9387 | Kanker | Kurenar | PHC | OPD | AUTOCLAVE | 1 | Max Life | NA | NA | 3000100585 | 2006-06-01 | 0 | NA | 0 | NA | NI
9388 | Kanker | Kurenar | PHC | OPD | AUTOCLAVE | 1 | NA | NA | NA | 3000100586 | 2005-07-01 | 0 | NA | 0 | NA | NI
9389 | Kanker | Kurenar | PHC | Store Room | ELECTRIC STERILIZER | 1 | NA | NA | NA | 3000100587 | 2004-11-01 | 0 | NA | 0 | NA | NI
9390 | Kanker | Kurenar | PHC | Store Room | ELECTRIC STERILIZER | 1 | NA | NA | NA | 3000100588 | 2005-07-01 | 0 | NA | 0 | NA | NI
9391 | Kanker | Kurenar | PHC | Store Room | ELECTRIC STERILIZER | 1 | NA | NA | NA | 3000100589 | 2005-07-01 | 0 | NA | 0 | NA | NI
9392 | Kanker | Kurenar | PHC | Store Room | ELECTRIC STERILIZER | 1 | NA | NA | NA | 3000100590 | 2005-07-01 | 0 | NA | 0 | NA | NI
9393 | Kanker | Kurenar | PHC | Store Room | ELECTRIC STERILIZER | 1 | NA | NA | NA | 3000100591 | 2007-01-01 | 0 | NA | 0 | NA | NI
9394 | Kanker | Kurenar | PHC | Store Room | ELECTRIC STERILIZER | 1 | NA | NA | NA | 3000100592 | 2007-01-01 | 0 | NA | 0 | NA | NI
9395 | Kanker | Kurenar | PHC | Store Room | ELECTRIC STERILIZER | 1 | NA | NA | NA | 3000100593 | 2005-07-01 | 0 | NA | 0 | NA | NI
9396 | Kanker | Kurenar | PHC | Store Room | ELECTRIC STERILIZER | 1 | NA | NA | NA | 3000100594 | 2005-07-01 | 0 | NA | 0 | NA | NI
9397 | Kanker | Kurenar | PHC | Store Room | ELECTRIC STERILIZER | 1 | NA | NA | NA | 3000100595 | 2005-07-01 | 0 | NA | 0 | NA | NI
9398 | Kanker | Kurenar | PHC | Store Room | ELECTRIC STERILIZER | 1 | NA | NA | NA | 3000100596 | 2005-07-01 | 0 | NA | 0 | NA | NW
9399 | Kanker | Kurenar | PHC | Store Room | ELECTRIC STERILIZER | 1 | NA | NA | NA | 3000100597 | 2005-07-01 | 0 | NA | 0 | NA | NW
9400 | Kanker | Kurenar | PHC | Store Room | NEEDLE DESTROYER | 1 | Microsil | ND-360 | 732 | 3000100598 | 2008-04-01 | 0 | NA | 0 | NA | NW
9401 | Kanker | Kurenar | PHC | Store Room | NEEDLE DESTROYER | 1 | Microsil | ND-360 | 733 | 3000100599 | 2008-04-01 | 0 | NA | 0 | NA | NW
9402 | Kanker | Kurenar | PHC | Store Room | NEEDLE DESTROYER | 1 | Microsil | ND-360 | 947 | 3000100600 | 2008-04-01 | 0 | NA | 0 | NA | NW
9403 | Kanker | Kurenar | PHC | Store Room | SUCTION APPARATUS | 1 | NA | NA | NA | 3000100601 | 2007-01-01 | 0 | NA | 0 | NA | NW
9404 | Kanker | Kurenar | PHC | Store Room | SUCTION APPARATUS | 1 | NA | NA | NA | 3000100602 | 2007-01-01 | 0 | NA | 0 | NA | NW
9405 | Kanker | Kurenar | PHC | Store Room | SUCTION APPARATUS | 1 | NA | NA | NA | 3000100603 | 2007-01-01 | 0 | NA | 0 | NA | NW
9406 | Kanker | Kurenar | PHC | Store Room | SUCTION APPARATUS | 1 | NA | NA | NA | 3000100604 | 2007-01-01 | 0 | NA | 0 | NA | NW
9407 | Kanker | Kurenar | PHC | Store Room | ELECTRIC STERILIZER | 1 | NA | NA | NA | 3000100605 | 2004-11-01 | 0 | NA | 0 | NA | NW
9408 | Kanker | Charama | CHC | Store Room | REFRIGERATOR | 1 | Samsung | NA | NA | 3000105606 | NA | 0 | NA | 0 | NA | W
9409 | Kanker | Charama | CHC | DELIVERY ROOM | INFANT RADIANT WARMER | 1 | Phoenix | NA | 6381 | 3000105607 | 2015-05-01 | 0 | NA | 0 | NA | W
9410 | Kanker | Charama | CHC | DELIVERY ROOM | INFANT RADIANT WARMER | 1 | Phoenix | NA | 6382 | 3000105608 | 2015-05-01 | 0 | NA | 0 | NA | W
9411 | Kanker | Charama | CHC | DELIVERY ROOM | INFANT RADIANT WARMER | 1 | Meditrin | NA | NA | 3000105610 | NA | 0 | NA | 0 | NA | NW
9412 | Kanker | Charama | CHC | DELIVERY ROOM | SHADOWLESS OT LIGHT | 1 | NA | NA | NA | 3000105609 | NA | 0 | NA | 0 | NA | NW
9413 | Kanker | Charama | CHC | Store Room | INFANT RADIANT WARMER | 1 | Technomed | TIANA-IRW1723 | NA | 3000105611 | 2015-04-15 | 0 | NA | 0 | NA | W
9414 | Kanker | Charama | CHC | Store Room | BABY PHOTOTHERAPY UNIT | 1 | Phoenix | NA | NA | 3000105612 | 2015-05-01 | 0 | NA | 0 | NA | W
9415 | Kanker | Charama | CHC | Store Room | ELECTRIC STERILIZER | 1 | NA | NA | NA | 3000105613 | 2014-11-01 | 0 | NA | 0 | NA | NW
9416 | Kanker | Charama | CHC | Store Room | ELECTRIC STERILIZER | 1 | NA | NA | NA | 3000105614 | 2014-11-01 | 0 | NA | 0 | NA | NI
9417 | Kanker | Charama | CHC | Store Room | BABY WEIGHING SCALE | 1 | Crown | NA | NA | 3000105615 | NA | 0 | NA | 0 | NA | W
9418 | Kanker | Charama | CHC | Store Room | FOETAL DOPPLER | 1 | Bioplus | NA | NA | 3000105616 | 2014-09-01 | 0 | NA | 0 | NA | W
9419 | Kanker | Charama | CHC | Store Room | SUCTION APPARATUS | 1 | Shiva | NA | NA | 3000105617 | 2014-08-01 | 0 | NA | 0 | NA | W
9420 | Kanker | Charama | CHC | Nursing Duty Room | DENTAL CHAIR | 1 | Akash | AkashO- | 5D087 | 3000105618 | 2015-02-01 | 0 | NA | 0 | NA | W
9421 | Kanker | Charama | CHC | Nursing Duty Room | SPHYGMOMANOMETER (MERCURIAL) | 1 | NA | NA | NA | 3000105619 | 2014-12-01 | 0 | NA | 0 | NA | W
9422 | Kanker | Charama | CHC | Nursing Duty Room | SPHYGMOMANOMETER (MERCURIAL) | 1 | NA | NA | NA | 3000105620 | 2014-12-01 | 0 | NA | 0 | NA | NW
9423 | Kanker | Charama | CHC | Nursing Duty Room | REFRIGERATOR | 1 | Videocon | NA | NA | 3000105621 | NA | 0 | NA | 0 | NA | NW
9424 | Kanker | Charama | CHC | Nursing Duty Room | AUTOCLAVE | 1 | NA | NA | NA | 3000105622 | 2014-10-01 | 0 | NA | 0 | NA | W
9425 | Kanker | Charama | CHC | Nursing Duty Room | OT TABLE | 1 | NA | NA | NA | 3000105623 | NA | 0 | NA | 0 | NA | NW
9426 | Kanker | Charama | CHC | Nursing Duty Room | SUCTION APPARATUS | 1 | Shiva | NA | NA | 3000105624 | 2014-08-01 | 0 | NA | 0 | NA | W
9427 | Kanker | Charama | CHC | X-RAY DEPT | X-RAY MACHINE | 1 | Elpro(60m) | NA | NA | 3000105625 | NA | 0 | NA | 0 | NA | W
9428 | Kanker | Charama | CHC | Pathology Lab. | HOT AIR OVEN | 1 | NA | MF05 | 70 | 3000105626 | NA | 0 | NA | 0 | NA | W
9429 | Kanker | Charama | CHC | Pathology Lab. | CENTRIFUGE MACHINE (6 Tubes) | 1 | NA | NA | NA | 3000105627 | NA | 0 | NA | 0 | NA | W
9430 | Kanker | Charama | CHC | Pathology Lab. | REFRIGERATOR | 1 | Videocon | NA | NA | 3000105628 | NA | 0 | NA | 0 | NA | W
9431 | Kanker | Charama | CHC | Pathology Lab. | NEEDLE DESTROYER | 1 | Saratech | NA | NA | 3000105629 | 2014-10-01 | 0 | NA | 0 | NA | W
9432 | Kanker | Charama | CHC | Pathology Lab. | Shaker | 1 | Remi | NA | NA | 3000105630 | NA | 0 | NA | 0 | NA | W
9433 | Kanker | Charama | CHC | Pathology Lab. | MICROSCOPE (MONOCULAR) | 1 | Optic | NA | 1705 | 3000105631 | NA | 0 | NA | 0 | NA | W
9434 | Kanker | Charama | CHC | Nursing Duty Room | REFRIGERATOR | 1 | Whirlpool | WRN32RGG3 | NA | 3000105632 | NA | 0 | NA | 0 | NA | W
9435 | Kanker | Charama | CHC | Nursing Duty Room | SPHYGMOMANOMETER (MERCURIAL) | 1 | Vita | NA | NA | 3000105633 | NA | 0 | NA | 0 | NA | W
9436 | Kanker | Charama | CHC | Nursing Duty Room | NEEDLE DESTROYER | 1 | York | NA | NA | 3000105634 | 2014-10-01 | 0 | NA | 0 | NA | W
9437 | Kanker | Charama | CHC | Nursing Duty Room | NEEDLE DESTROYER | 1 | Microsil | NA | NA | 3000105635 | 2014-10-01 | 0 | NA | 0 | NA | NW
9438 | Kanker | Charama | CHC | Pathology Lab. | MICROSCOPE (MONOCULAR) | 1 | Labomed | NA | 4552 | 3000105636 | NA | 0 | NA | 0 | NA | W
9439 | Kanker | Charama | CHC | Pathology Lab. | MICROSCOPE (MONOCULAR) | 1 | BioXL | NA | 2001142 | 3000105637 | NA | 0 | NA | 0 | NA | NW
9440 | Kanker | Charama | CHC | Pathology Lab. | MICROSCOPE (MONOCULAR) | 1 | Radical | RMH-4B | 24253 | 3000105638 | NA | 0 | NA | 0 | NA | NW
9441 | Kanker | Charama | CHC | Pathology Lab. | MICROSCOPE (MONOCULAR) | 1 | Radical | RMH-4B | 24073 | 3000105639 | NA | 0 | NA | 0 | NA | NW
9442 | Kanker | Charama | CHC | Pathology Lab. | MICROSCOPE (MONOCULAR) | 1 | Eduval | 30 | NA | 3000105640 | NA | 0 | NA | 0 | NA | W
9443 | Kanker | Charama | CHC | Pathology Lab. | REFRIGERATOR | 1 | Remi | BR-180 | NA | 3000105641 | 2014-08-01 | 0 | NA | 0 | NA | W
9444 | Kanker | Charama | CHC | Pathology Lab. | Examination Table (Hydrometer) | 1 | High care | NA | NA | 3000105642 | 2015-04-01 | 0 | NA | 0 | NA | W
9445 | Kanker | Charama | CHC | Pathology Lab. | CENTRIFUGE MACHINE | 1 | Remi | R-8C | DLHC-5779 | 3000105643 | 2014-05-01 | 0 | NA | 0 | NA | W
9446 | Kanker | Charama | CHC | Pathology Lab. | MICROSCOPE (MONOCULAR) | 1 | Weswox | HL-55/66 | 63760 | 3000105644 | 2014-05-01 | 0 | NA | 0 | NA | W
9447 | Kanker | Charama | CHC | Pathology Lab. | Blood Bank REFRIGERATOR | 1 | Meditech | MTPF01 | M786525309 | 3000105645 | 2014-04-01 | 0 | NA | 0 | NA | W
9448 | Kanker | Charama | CHC | Pathology Lab. | ADULT WEIGHING MACHINE | 1 | NA | NA | NA | 3000105646 | NA | 0 | NA | 0 | NA | W
9449 | Kanker | Charama | CHC | Pathology Lab. | AUTOCLAVE | 1 | NA | NA | NA | 3000105647 | NA | 0 | NA | 0 | NA | W
9450 | Kanker | Charama | CHC | Pathology Lab. | BABY WEIGHING SCALE | 1 | Essae | BH-250 | NA | 3000105648 | NA | 0 | NA | 0 | NA | W
9451 | Kanker | Charama | CHC | Pathology Lab. | BABY WEIGHING SCALE | 1 | Crown | NA | NA | 3000105649 | NA | 0 | NA | 0 | NA | NW
9452 | Kanker | Charama | CHC | Pathology Lab. | NEEDLE DESTROYER | 1 | York | NA | NA | 3000105650 | 2014-10-01 | 0 | NA | 0 | NA | W
9453 | Kanker | Charama | CHC | Pathology Lab. | SPHYGMOMANOMETER (MERCURIAL) | 1 | Diamond | Deluxe | NA | 3000105651 | 2015-08-01 | 0 | NA | 0 | NA | W
9454 | Kanker | Charama | CHC | Pathology Lab. | SPHYGMOMANOMETER (MERCURIAL) | 1 | Diamond | NA | NA | 3000105652 | 2015-08-01 | 0 | NA | 0 | NA | W
9455 | Kanker | Charama | CHC | Pathology Lab. | SPHYGMOMANOMETER (MERCURIAL) | 1 | Diamond | NA | NA | 3000105653 | 2015-08-01 | 0 | NA | 0 | NA | W
9456 | Kanker | Charama | CHC | Pathology Lab. | SPHYGMOMANOMETER (MERCURIAL) | 1 | Diamond | NA | NA | 3000105654 | 2015-08-01 | 0 | NA | 0 | NA | W
9457 | Kanker | Charama | CHC | OT | INFANT RADIANT WARMER | 1 | Phoenix | NA | 6383 | 3000105655 | 2015-05-01 | 0 | NA | 0 | NA | W
9458 | Kanker | Charama | CHC | OT | OT TABLE | 1 | Meditech | NA | NA | 3000105656 | 2015-04-01 | 0 | NA | 0 | NA | W
9459 | Kanker | Charama | CHC | OT | BOYLE'S APPARATUS | 1 | HCP | NA | NA | 3000105657 | NA | 0 | NA | 0 | NA | W
9460 | Kanker | Charama | CHC | OT | MULTIPARA PATIENT MONITOR | 1 | Akash | Trace B | ABF07130943 | 3000105658 | NA | 0 | NA | 0 | NA | W
9461 | Kanker | Charama | CHC | OT | SUCTION APPARATUS | 1 | Shiva | NA | NA | 3000105659 | 2014-08-01 | 0 | NA | 0 | NA | W
9462 | Kanker | Charama | CHC | OT | SUCTION APPARATUS | 1 | Shiva | NA | NA | 3000105660 | 2014-10-01 | 0 | NA | 0 | NA | W
9463 | Kanker | Charama | CHC | OT | SUCTION APPARATUS | 1 | Shiva | NA | NA | 3000105661 | 2014-10-01 | 0 | NA | 0 | NA | W
9464 | Kanker | Charama | CHC | OT | SPHYGMOMANOMETER (MERCURIAL) | 1 | Diamond | NA | NA | 3000105662 | NA | 0 | NA | 0 | NA | W
9465 | Kanker | Charama | CHC | OT | SHADOWLESS OT LIGHT | 1 | NA | NA | NA | 3000105663 | 2014-09-01 | 0 | NA | 0 | NA | NW
9466 | Kanker | Charama | CHC | OT | PULSE OXIMETER | 1 | Opto systems | NA | 125HF5155 | 3000105664 | 2015-04-01 | 0 | NA | 0 | NA | W
9467 | Kanker | Charama | CHC | OT | AUTOCLAVE | 1 | NA | NA | NA | 3000105665 | NA | 0 | NA | 0 | NA | W
9468 | Kanker | Charama | CHC | OT | FUMIGATION MACHINE | 1 | NA | NA | NA | 3000105666 | NA | 0 | NA | 0 | NA | W
9469 | Kanker | Charama | CHC | OT | FUMIGATION MACHINE | 1 | NA | NA | NA | 3000105667 | NA | 0 | NA | 0 | NA | W
9470 | Kanker | Charama | CHC | OT | BOYLE'S APPARATUS | 1 | Datex ohmeda | NA | NA | 3000105668 | 2015-04-01 | 0 | NA | 0 | NA | NW
9471 | Kanker | Charama | CHC | OT | BOYLE'S APPARATUS | 1 | HFC | NA | NA | 3000105669 | NA | 0 | NA | 0 | NA | W
9472 | Kanker | Charama | CHC | OT | SHADOWLESS OT LIGHT | 1 | NA | NA | NA | 3000105670 | NA | 0 | NA | 0 | NA | NW
9473 | Kanker | Charama | CHC | OT | OT TABLE | 1 | NA | NA | NA | 3000105671 | NA | 0 | NA | 0 | NA | NI
9474 | Kanker | Charama | CHC | OT | CENTRIFUGE MACHINE (8 Tubes) | 1 | NA | NA | NA | 3000105672 | NA | 0 | NA | 0 | NA | W
9475 | Kanker | Charama | CHC | OT | CENTRIFUGE MACHINE (8 Tubes) | 1 | NA | NA | NA | 3000105673 | NA | 0 | NA | 0 | NA | W
9476 | Kanker | Charama | CHC | OT | CENTRIFUGE MACHINE (8 Tubes) | 1 | NA | NA | NA | 3000105674 | NA | 0 | NA | 0 | NA | W
9477 | Kanker | Charama | CHC | OT | ELECTRIC STERILIZER | 1 | NA | NA | NA | 3000105675 | 2014-11-01 | 0 | NA | 0 | NA | NW
9478 | Kanker | Charama | CHC | OT | ELECTRIC STERILIZER | 1 | NA | NA | NA | 3000105676 | 2014-11-01 | 0 | NA | 0 | NA | NW
9479 | Kanker | Charama | CHC | OT | ELECTRIC STERILIZER | 1 | NA | NA | NA | 3000105677 | 2014-11-01 | 0 | NA | 0 | NA | NW
9480 | Kanker | Charama | CHC | OT | ELECTRIC STERILIZER | 1 | NA | NA | NA | 3000105678 | 2014-11-01 | 0 | NA | 0 | NA | NW
9481 | Kanker | Charama | CHC | OT | ELECTRIC STERILIZER | 1 | NA | NA | NA | 3000105679 | 2014-11-01 | 0 | NA | 0 | NA | NW
9482 | Kanker | Charama | CHC | OT | ELECTRIC STERILIZER | 1 | NA | NA | NA | 3000105680 | 2014-11-01 | 0 | NA | 0 | NA | NW
9483 | Kanker | Charama | CHC | OT | ELECTRIC STERILIZER | 1 | NA | NA | NA | 3000105681 | 2014-11-01 | 0 | NA | 0 | NA | NW
9484 | Kanker | Charama | CHC | OT | BABY WEIGHING SCALE | 1 | Omega | NA | NA | 3000105682 | NA | 0 | NA | 0 | NA | NW
9485 | Kanker | Charama | CHC | OT | ADULT WEIGHING MACHINE | 1 | Omega | NA | NA | 3000105683 | NA | 0 | NA | 0 | NA | NW
9486 | Kanker | Charama | CHC | OT | INFANT RADIANT WARMER | 1 | NA | NA | NA | 3000105684 | NA | 0 | NA | 0 | NA | NW
9487 | Kanker | Charama | CHC | Store Room | ADULT WEIGHING MACHINE | 1 | Smart care | NA | NA | 3000105685 | NA | 0 | NA | 0 | NA | NI
9488 | Kanker | Charama | CHC | Store Room | SPHYGMOMANOMETER (MERCURIAL) | 1 | Top | NA | NA | 3000105686 | NA | 0 | NA | 0 | NA | NW
9489 | Kanker | Charama | CHC | Store Room | NEEDLE DESTROYER | 1 | York | NA | NA | 3000105687 | 2014-10-01 | 0 | NA | 0 | NA | NW
9490 | Kanker | Charama | CHC | Store Room | SPHYGMOMANOMETER (MERCURIAL) | 1 | NA | NA | NA | 3000105688 | NA | 0 | NA | 0 | NA | NW
9491 | Kanker | Charama | CHC | Store Room | SPHYGMOMANOMETER (MERCURIAL) | 1 | NA | NA | NA | 3000105689 | NA | 0 | NA | 0 | NA | NW
9492 | Kanker | Charama | CHC | Store Room | NEBULIZER | 1 | Handy | NA | NA | 3000105690 | NA | 0 | NA | 0 | NA | W
9493 | Kanker | Charama | CHC | Store Room | NEBULIZER | 1 | Handy | NA | NA | 3000105691 | NA | 0 | NA | 0 | NA | NI
9494 | Kanker | Charama | CHC | Store Room | NEBULIZER | 1 | Handy | NA | NA | 3000105692 | NA | 0 | NA | 0 | NA | NI
9495 | Kanker | Charama | CHC | Store Room | BABY WEIGHING SCALE | 1 | Crown | NA | NA | 3000105693 | NA | 0 | NA | 0 | NA | NI
9496 | Kanker | Charama | CHC | Store Room | BABY WEIGHING SCALE | 1 | Crown | NA | NA | 3000105694 | NA | 0 | NA | 0 | NA | NI
9497 | Kanker | Charama | CHC | Store Room | BABY WEIGHING SCALE | 1 | Victoria | NA | NA | 3000105695 | NA | 0 | NA | 0 | NA | NI
9498 | Kanker | Charama | CHC | Store Room | ADULT WEIGHING MACHINE | 1 | NA | NA | NA | 3000105696 | NA | 0 | NA | 0 | NA | NI
9499 | Kanker | Charama | CHC | Store Room | ADULT WEIGHING MACHINE | 1 | NA | NA | NA | 3000105697 | NA | 0 | NA | 0 | NA | NI
9500 | Kanker | Charama | CHC | Store Room | NEEDLE DESTROYER | 1 | York | NA | NA | 3000105698 | 2014-06-01 | 0 | NA | 0 | NA | W
9501 | Kanker | Charama | CHC | Store Room | ELECTRIC STERILIZER | 1 | NA | NA | NA | 3000105699 | NA | 0 | NA | 0 | NA | W
9502 | Kanker | Halba | PHC | Pathology Lab. | CENTRIFUGE MACHINE (8 Tubes) | 1 | NA | NA | NA | 3000100479 | 2013-04-01 | 0 | NA | 0 | NA | W
9503 | Kanker | Halba | PHC | Pathology Lab. | VDRL ROTATOR | 1 | NA | NA | NA | 3000100480 | NA | 0 | NA | 0 | NA | W
9504 | Kanker | Halba | PHC | Pathology Lab. | MICROSCOPE (MONOCULAR) | 1 | BioXL | NA | 2001134 | 3000100481 | NA | 0 | NA | 0 | NA | W
9505 | Kanker | Halba | PHC | Pathology Lab. | MICROSCOPE (MONOCULAR) | 1 | Magnus | NA | NA | 3000100482 | NA | 0 | NA | 0 | NA | NW
9506 | Kanker | Halba | PHC | Pathology Lab. | CENTRIFUGE MACHINE (4 Tubes) | 1 | NA | NA | NA | 3000100483 | 2013-04-01 | 0 | NA | 0 | NA | NW
9507 | Kanker | Halba | PHC | Pathology Lab. | ADULT WEIGHING MACHINE | 1 | NA | NA | NA | 3000100484 | 2014-10-01 | 0 | NA | 0 | NA | W
9508 | Kanker | Halba | PHC | Pathology Lab. | GLUCOMETER | 1 | Control TS | NA | 5505563 | 3000100485 | NA | 0 | NA | 0 | NA | W
9509 | Kanker | Halba | PHC | Pathology Lab. | GLUCOMETER | 1 | Oncall now | NA | 102A0010625 | 3000100486 | NA | 0 | NA | 0 | NA | W
9510 | Kanker | Halba | PHC | OPD | SPHYGMOMANOMETER (MERCURIAL) | 1 | Life line | Ultra | NA | 3000100487 | 2013-11-01 | 0 | NA | 0 | NA | W
9511 | Kanker | Halba | PHC | Opthalmology Dept. | SLIT LAMP | 1 | NA | NA | NA | 3000100488 | NA | 0 | NA | 0 | NA | W
9512 | Kanker | Halba | PHC | Injection Room | SPHYGMOMANOMETER (DIGITAL) | 1 | Sumo+ | NA | SBP1405192 | 3000100489 | NA | 0 | NA | 0 | NA | W
9513 | Kanker | Halba | PHC | Injection Room | SUCTION APPARATUS | 1 | Master care | NA | NA | 3000100490 | 2014-03-01 | 0 | NA | 0 | NA | W
9514 | Kanker | Halba | PHC | Injection Room | SUCTION APPARATUS | 1 | NA | NA | NA | 3000100491 | 2014-03-01 | 0 | NA | 0 | NA | W
9515 | Kanker | Halba | PHC | Injection Room | FOETAL DOPPLER | 1 | Bio+ | NA | NA | 3000100492 | NA | 0 | NA | 0 | NA | W
9516 | Kanker | Halba | PHC | Injection Room | BABY WEIGHING SCALE | 1 | Essae | BS-250 | NA | 3000100493 | 2014-01-01 | 0 | NA | 0 | NA | W
9517 | Kanker | Halba | PHC | Injection Room | SPHYGMOMANOMETER (MERCURIAL) | 1 | Life line | NA | 102989 | 3000100494 | NA | 0 | NA | 0 | NA | W
9518 | Kanker | Halba | PHC | Injection Room | REFRIGERATOR | 1 | Whirlpool | DC32 | 1357605124 219260 | 3000100495 | 2013-03-01 | 0 | NA | 0 | NA | W
9519 | Kanker | Halba | PHC | Injection Room | NEEDLE DESTROYER | 1 | Saratech | SIR(100VA/60VA) | NA | 3000100496 | NA | 0 | NA | 0 | NA | W
9520 | Kanker | Halba | PHC | OT | ELECTRIC STERILIZER | 1 | NA | NA | NA | 3000100497 | NA | 0 | NA | 0 | NA | NW
9521 | Kanker | Halba | PHC | OT | NEEDLE DESTROYER | 1 | Saratech | NA | NA | 3000100498 | NA | 0 | NA | 0 | NA | W
9522 | Kanker | Halba | PHC | OT | AUTOCLAVE | 1 | NA | NA | NA | 3000100499 | 2014-12-01 | 0 | NA | 0 | NA | NW
9523 | Kanker | Halba | PHC | OT | ADULT WEIGHING MACHINE | 1 | Venus | NA | NA | 3000100500 | NA | 0 | NA | 0 | NA | NW
9524 | Kanker | Halba | PHC | OT | ADULT WEIGHING MACHINE | 1 | Venus | NA | NA | 3000100501 | NA | 0 | NA | 0 | NA | NW
9525 | Kanker | Halba | PHC | OT | ADULT WEIGHING MACHINE | 1 | NA | NA | NA | 3000100502 | NA | 0 | NA | 0 | NA | NW
9526 | Kanker | Halba | PHC | OT | SPHYGMOMANOMETER (MERCURIAL) | 1 | Extra care | NA | NA | 3000100503 | NA | 0 | NA | 0 | NA | NW
9527 | Kanker | Halba | PHC | OT | SPHYGMOMANOMETER (MERCURIAL) | 1 | Extra care | NA | NA | 3000100504 | NA | 0 | NA | 0 | NA | NW
9528 | Kanker | Pratappur | PHC | OPD | BABY WEIGHING SCALE | 1 | Crown | NA | NA | 3000100390 | 2012-02-01 | 0 | NA | 0 | NA | W
9529 | Kanker | Pratappur | PHC | OPD | SPHYGMOMANOMETER (MERCURIAL) | 1 | Diamond | NA | NA | 3000100389 | 2013-04-01 | 0 | NA | 0 | NA | W
9530 | Kanker | Pratappur | PHC | OPD | ADULT WEIGHING MACHINE | 1 | VictoriaDX | NA | NA | 3000100391 | 2012-02-01 | 0 | NA | 0 | NA | W
9531 | Kanker | Kolibeda | CHC | OPD | SPHYGMOMANOMETER (MERCURIAL) | 1 | Gold supreme | NA | NA | 3000100302 | NA | 0 | NA | 0 | NA | W
9532 | Kanker | Kolibeda | CHC | OPD | REFRIGERATOR | 1 | Whirlpool | Quick chill | NA | 3000100303 | NA | 0 | NA | 0 | NA | NW
9533 | Kanker | Kolibeda | CHC | DELIVERY ROOM | BABY WEIGHING SCALE | 1 | Crown | NA | NA | 3000100304 | 2006-06-01 | 0 | NA | 0 | NA | W
9534 | Kanker | Kolibeda | CHC | DELIVERY ROOM | SUCTION APPARATUS | 1 | Shiva | NA | NA | 3000100305 | 2004-10-01 | 0 | NA | 0 | NA | W
9535 | Kanker | Kolibeda | CHC | DELIVERY ROOM | OT TABLE | 1 | NA | NA | NA | 3000100306 | 2009-02-01 | 0 | NA | 0 | NA | W
9536 | Kanker | Kolibeda | CHC | DELIVERY ROOM | SHADOWLESS OT LIGHT | 1 | NA | NA | NA | 3000100307 | NA | 0 | NA | 0 | NA | W
9537 | Kanker | Kolibeda | CHC | DELIVERY ROOM | INCUBATOR | 1 | Delta | NA | NA | 3000100308 | NA | 0 | NA | 0 | NA | NI
9538 | Kanker | Kolibeda | CHC | DELIVERY ROOM | VISION DRUM | 1 | NA | NA | NA | 3000100309 | 2007-08-01 | 0 | NA | 0 | NA | NI
9539 | Kanker | Kolibeda | CHC | DELIVERY ROOM | NEEDLE DESTROYER | 1 | Microsil | NA | NA | 3000100310 | 2012-08-01 | 0 | NA | 0 | NA | W
9540 | Kanker | Kolibeda | CHC | DELIVERY ROOM | ELECTRIC STERILIZER | 1 | NA | NA | NA | 3000100311 | 2012-08-01 | 0 | NA | 0 | NA | W
9541 | Kanker | Kolibeda | CHC | DELIVERY ROOM | SUCTION APPARATUS | 1 | Shiva | NA | NA | 3000100312 | 2004-11-01 | 0 | NA | 0 | NA | W
9542 | Kanker | Kolibeda | CHC | DELIVERY ROOM | NEEDLE DESTROYER | 1 | Microsil | NA | NA | 3000100313 | 2012-08-01 | 0 | NA | 0 | NA | W
9543 | Kanker | Kolibeda | CHC | DELIVERY ROOM | ADULT WEIGHING MACHINE | 1 | Prestige | NA | NA | 3000100314 | 2007-07-01 | 0 | NA | 0 | NA | W
9544 | Kanker | Kolibeda | CHC | Pathology Lab. | CENTRIFUGE MACHINE (6 Tubes) | 1 | NA | NA | NA | 3000100315 | 2012-03-01 | 0 | NA | 0 | NA | W
9545 | Kanker | Kolibeda | CHC | Pathology Lab. | MICROSCOPE (MONOCULAR) | 1 | Labomed | NA | 1098 | 3000100316 | 2005-07-01 | 0 | NA | 0 | NA | W
9546 | Kanker | Kolibeda | CHC | Pathology Lab. | MICROSCOPE (MONOCULAR) | 1 | Olympus | NA | NA | 3000100317 | 2004-04-01 | 0 | NA | 0 | NA | W
9547 | Kanker | Kolibeda | CHC | Pathology Lab. | VDRL ROTATOR | 1 | Electrophoresis | NA | NA | 3000100318 | 2005-07-01 | 0 | NA | 0 | NA | W
9548 | Kanker | Kolibeda | CHC | Pathology Lab. | SPHYGMOMANOMETER (MERCURIAL) | 1 | Mediline | NA | NA | 3000100319 | 2012-08-01 | 0 | NA | 0 | NA | W
9549 | Kanker | Kolibeda | CHC | Pathology Lab. | BABY WEIGHING SCALE | 1 | Crown | NA | NA | 3000100320 | NA | 0 | NA | 0 | NA | W
9550 | Kanker | Kolibeda | CHC | Pathology Lab. | REFRIGERATOR | 1 | Godrej | NA | 266/07 | 3000100321 | NA | 0 | NA | 0 | NA | W
9551 | Kanker | Kolibeda | CHC | Injection Room | NEEDLE DESTROYER | 1 | Saratech | NA | NA | 3000100322 | NA | 0 | NA | 0 | NA | W
9552 | Kanker | Kolibeda | CHC | Store Room | SPHYGMOMANOMETER (MERCURIAL) | 1 | Top | NA | NA | 3000100323 | 2012-06-01 | 0 | NA | 0 | NA | NW
9553 | Kanker | Kolibeda | CHC | Store Room | SPHYGMOMANOMETER (MERCURIAL) | 1 | Top | NA | NA | 3000100324 | 2012-06-01 | 0 | NA | 0 | NA | NI
9554 | Kanker | Kolibeda | CHC | Store Room | ELECTRIC STERILIZER | 1 | NA | NA | NA | 3000100325 | 2012-06-01 | 0 | NA | 0 | NA | NI
9555 | Kanker | Kolibeda | CHC | Store Room | ELECTRIC STERILIZER | 1 | NA | NA | NA | 3000100326 | NA | 0 | NA | 0 | NA | NI
9556 | Kanker | Kolibeda | CHC | Store Room | COLORIMETER | 1 | NA | NA | NA | 3000100327 | NA | 0 | NA | 0 | NA | NI
9557 | Kanker | Kolibeda | CHC | Store Room | COLORIMETER | 1 | NA | NA | NA | 3000100328 | NA | 0 | NA | 0 | NA | NI
9558 | Kanker | Kolibeda | CHC | Store Room | COLORIMETER | 1 | NA | NA | NA | 3000100329 | NA | 0 | NA | 0 | NA | NI
9559 | Kanker | Kolibeda | CHC | Store Room | COLORIMETER | 1 | Enova | NA | NA | 3000100330 | NA | 0 | NA | 0 | NA | NI
9560 | Kanker | Kolibeda | CHC | Store Room | REFRIGERATOR | 1 | NA | NA | NA | 3000100331 | NA | 0 | NA | 0 | NA | NW
9561 | Kanker | Kolibeda | CHC | Store Room | X-RAY MACHINE | 1 | Siemen | 5305 | 13008 | 3000100332 | 2014-12-01 | 0 | NA | 0 | NA | NI
9562 | Kanker | Kolibeda | CHC | Store Room | BOYLE'S APPARATUS | 1 | NA | NA | NA | 3000100333 | NA | 0 | NA | 0 | NA | W
9563 | Kanker | Kolibeda | CHC | Store Room | SPHYGMOMANOMETER (MERCURIAL) | 1 | Extra care | NA | NA | 3000100334 | 2009-11-01 | 0 | NA | 0 | NA | W
9564 | Kanker | Kolibeda | CHC | Store Room | OT TABLE | 1 | NA | NA | NA | 3000100335 | 2007-02-01 | 0 | NA | 0 | NA | W
9565 | Kanker | Kolibeda | CHC | Store Room | SHADOWLESS OT LIGHT | 1 | NA | NA | NA | 3000100336 | NA | 0 | NA | 0 | NA | W
9566 | Kanker | Kolibeda | CHC | Store Room | SHADOWLESS OT LIGHT | 1 | NA | NA | NA | 3000100337 | NA | 0 | NA | 0 | NA | W
9567 | Kanker | Kolibeda | CHC | Store Room | SHADOWLESS OT LIGHT | 1 | NA | NA | NA | 3000100338 | NA | 0 | NA | 0 | NA | W
9568 | Kanker | Kolibeda | CHC | Store Room | OT TABLE | 1 | NA | NA | NA | 3000100339 | 2007-08-01 | 0 | NA | 0 | NA | W
9569 | Kanker | Kolibeda | CHC | Store Room | AUTOCLAVE | 1 | NA | NA | NA | 3000100340 | 2005-07-01 | 0 | NA | 0 | NA | NW
9570 | Kanker | Kolibeda | CHC | Store Room | AUTOCLAVE | 1 | NA | NA | NA | 3000100341 | 2006-08-01 | 0 | NA | 0 | NA | W
9571 | Kanker | Kolibeda | CHC | Store Room | ELECTRIC STERILIZER | 1 | NA | NA | NA | 3000100342 | 2009-08-01 | 0 | NA | 0 | NA | W
9572 | Kanker | Kolibeda | CHC | Store Room | AUTOCLAVE | 1 | NA | NA | NA | 3000100343 | 2006-08-01 | 0 | NA | 0 | NA | W
9573 | Kanker | Badgaon | PHC | Doctor's Room | SPHYGMOMANOMETER (MERCURIAL) | 1 | Omega | CE0197 | NA | 3000100344 | NA | 0 | NA | 0 | NA | W
9574 | Kanker | Badgaon | PHC | Doctor's Room | REFRIGERATOR | 1 | LG | NA | 09AL036661 | 3000100345 | NA | 0 | NA | 0 | NA | W
9575 | Kanker | Badgaon | PHC | Doctor's Room | SPHYGMOMANOMETER (MERCURIAL) | 1 | Diamond | Regular | NA | 3000100346 | 2015-04-01 | 0 | NA | 0 | NA | W
9576 | Kanker | Badgaon | PHC | Doctor's Room | PULSE OXIMETER | 1 | Choicemined | MD300C20 | 142826 106776 | 3000100347 | NA | 0 | NA | 0 | NA | W
9577 | Kanker | Badgaon | PHC | Doctor's Room | SPHYGMOMANOMETER (MERCURIAL) | 1 | Ashoka | NA | NA | 3000100348 | 2015-04-01 | 0 | NA | 0 | NA | NI
9578 | Kanker | Badgaon | PHC | Pathology Lab. | CENTRIFUGE MACHINE (4 Tubes) | 1 | NA | NA | NA | 3000100349 | NA | 0 | NA | 0 | NA | W
9579 | Kanker | Badgaon | PHC | Pathology Lab. | MICROSCOPE (MONOCULAR) | 1 | BioXL | Labex | NA | 3000100350 | 2015-06-01 | 0 | NA | 0 | NA | NW
9580 | Kanker | Badgaon | PHC | Pathology Lab. | GLUCOMETER | 1 | Accu chek | NA | NA | 3000100351 | 2015-04-01 | 0 | NA | 0 | NA | W
9581 | Kanker | Badgaon | PHC | Pathology Lab. | ADULT WEIGHING MACHINE | 1 | Prestige | NA | NA | 3000100352 | 2015-04-01 | 0 | NA | 0 | NA | W
9582 | Kanker | Badgaon | PHC | Pathology Lab. | NEEDLE DESTROYER | 1 | Microsil | NA | NA | 3000100353 | NA | 0 | NA | 0 | NA | NI
9583 | Kanker | Badgaon | PHC | Pathology Lab. | ELECTRIC STERILIZER | 1 | NA | NA | NA | 3000100354 | NA | 0 | NA | 0 | NA | NI
9584 | Kanker | Badgaon | PHC | Pathology Lab. | AUTOCLAVE | 1 | NA | NA | NA | 3000100355 | NA | 0 | NA | 0 | NA | NW
9585 | Kanker | Badgaon | PHC | Pathology Lab. | AUTOCLAVE | 1 | NA | NA | NA | 3000100356 | NA | 0 | NA | 0 | NA | NW
9586 | Kanker | Badgaon | PHC | Pathology Lab. | AUTOCLAVE | 1 | NA | NA | NA | 3000100357 | NA | 0 | NA | 0 | NA | NI
9587 | Kanker | Badgaon | PHC | Pathology Lab. | BABY WEIGHING SCALE | 1 | Crown | NA | NA | 3000100358 | NA | 0 | NA | 0 | NA | NI
9588 | Kanker | Badgaon | PHC | Pathology Lab. | NEBULIZER | 1 | Slim Neb | Nulife | NA | 3000100359 | 2015-04-01 | 0 | NA | 0 | NA | W
9589 | Kanker | Badgaon | PHC | Pathology Lab. | NEEDLE DESTROYER | 1 | Saratech | NA | NA | 3000100360 | NA | 0 | NA | 0 | NA | W
9590 | Kanker | kevdi | PHC | OPD | VDRL ROTATOR | 1 | NA | NA | NA | 3000102816 | NA | 0 | NA | 0 | NA | NW
9591 | Kanker | kevdi | PHC | DELIVERY ROOM | FOETAL DOPPLER | 1 | Doppx | Dotp-Zx | 27116 | 3000102817 | NA | 0 | NA | 0 | NA | NW
9592 | Kanker | kevdi | PHC | DELIVERY ROOM | SUCTION APPARATUS | 1 | NA | NA | NA | 3000102818 | NA | 0 | NA | 0 | NA | NI
9593 | Kanker | kevdi | PHC | DELIVERY ROOM | NEBULIZER | 1 | Apromac | NA | 122097440 | 3000102819 | NA | 0 | NA | 0 | NA | W
9594 | Kanker | kevdi | PHC | DELIVERY ROOM | AUTOCLAVE | 1 | NA | NA | NA | 3000102820 | NA | 0 | NA | 0 | NA | W
9595 | Kanker | kevdi | PHC | Injection Room | NEEDLE DESTROYER | 1 | Saratech | NA | NA | 3000102810 | NA | 0 | NA | 0 | NA | W
9596 | Kanker | kevdi | PHC | Injection Room | ADULT WEIGHING MACHINE | 1 | Essae | BS-250 | 25014131793 | 3000102811 | NA | 0 | NA | 0 | NA | W
9597 | Kanker | kevdi | PHC | Injection Room | ELECTRIC STERILIZER | 1 | NA | NA | NA | 3000102814 | NA | 0 | NA | 0 | NA | W
9598 | Kanker | kevdi | PHC | Injection Room | ELECTRIC STERILIZER | 1 | NA | NA | NA | 3000102812 | NA | 0 | NA | 0 | NA | W
9599 | Kanker | kevdi | PHC | Injection Room | CENTRIFUGE MACHINE | 1 | NA | NA | NA | 3000102815 | NA | 0 | NA | 0 | NA | W
9600 | Kanker | kevdi | PHC | Injection Room | AUTOCLAVE | 1 | NA | NA | NA | 3000102821 | NA | 0 | NA | 0 | NA | W
9601 | Kanker | kevdi | PHC | Injection Room | AUTOCLAVE | 1 | NA | NA | NA | 3000102822 | NA | 0 | NA | 0 | NA | W
9602 | Kanker | kevdi | PHC | Injection Room | SPHYGMOMANOMETER (MERCURIAL) | 1 | Diamond | SC1410106 | NA | 3000102823 | NA | 0 | NA | 0 | NA | NW
9603 | Kanker | kevdi | PHC | Injection Room | SPHYGMOMANOMETER (MERCURIAL) | 1 | Diamond | NA | NA | 3000102824 | NA | 0 | NA | 0 | NA | W
9604 | Kanker | kevdi | PHC | Store Room | SPHYGMOMANOMETER (MERCURIAL) | 1 | Diamond | NA | NA | 3000102825 | NA | 0 | NA | 0 | NA | W
9605 | Kanker | kevdi | PHC | Store Room | SPHYGMOMANOMETER (MERCURIAL) | 1 | Diamond | NA | NA | 3000102826 | NA | 0 | NA | 0 | NA | NW
9606 | Kanker | kevdi | PHC | Store Room | ELECTRIC STERILIZER | 1 | NA | NA | NA | 3000102827 | NA | 0 | NA | 0 | NA | W
9607 | Kanker | Devri | PHC | OPD | NEEDLE DESTROYER | 1 | York | NA | NA | 3000102374 | NA | 0 | NA | 0 | NA | W
9608 | Kanker | Devri | PHC | OPD | SPHYGMOMANOMETER (MERCURIAL) | 1 | Top | NA | NA | 3000102375 | NA | 0 | NA | 0 | NA | W
9609 | Kanker | Shahwada | PHC | Pathology Lab. | ELECTRIC STERILIZER | 1 | NA | NA | NA | 3000100505 | NA | 0 | NA | 0 | NA | W
9610 | Kanker | Shahwada | PHC | Pathology Lab. | NEEDLE DESTROYER | 1 | Saratech | SIR(100VA/60VA) | NA | 3000100506 | NA | 0 | NA | 0 | NA | W
9611 | Kanker | Shahwada | PHC | Pathology Lab. | AUTOCLAVE | 1 | NA | NA | NA | 3000100507 | NA | 0 | NA | 0 | NA | W
9612 | Kanker | Shahwada | PHC | Pathology Lab. | BABY WEIGHING SCALE | 1 | Crown | NA | NA | 3000100508 | NA | 0 | NA | 0 | NA | W
9613 | Kanker | Shahwada | PHC | Pathology Lab. | BABY WEIGHING SCALE | 1 | Crown | NA | NA | 3000100509 | NA | 0 | NA | 0 | NA | W
9614 | Kanker | Shahwada | PHC | DELIVERY ROOM | SPHYGMOMANOMETER (MERCURIAL) | 1 | Mico | NA | 70144 | 3000100510 | NA | 0 | NA | 0 | NA | W
9615 | Kanker | Shahwada | PHC | DELIVERY ROOM | SUCTION APPARATUS | 1 | Master care | NA | NA | 3000100511 | NA | 0 | NA | 0 | NA | W
9616 | Kanker | Shahwada | PHC | DELIVERY ROOM | FOETAL DOPPLER | 1 | Bio+ | NA | NA | 3000100512 | NA | 0 | NA | 0 | NA | NW
9617 | Kanker | Shahwada | PHC | DELIVERY ROOM | BABY WEIGHING SCALE | 1 | Essae | BS-250 | NA | 3000100513 | NA | 0 | NA | 0 | NA | W
9618 | Kanker | Shahwada | PHC | OPD | REFRIGERATOR | 1 | Electrolux | EDE253 | NA | 3000100514 | NA | 0 | NA | 0 | NA | W
9619 | Kanker | Shahwada | PHC | OPD | SPHYGMOMANOMETER (MERCURIAL) | 1 | Mico | NA | NA | 3000100515 | NA | 0 | NA | 0 | NA | NW
9620 | Kanker | Shahwada | PHC | OPD | ADULT WEIGHING MACHINE | 1 | NA | NA | NA | 3000100516 | NA | 0 | NA | 0 | NA | NW
9621 | Kanker | Shahwada | PHC | Pathology Lab. | GLUCOMETER | 1 | Accu chek | GS | GS0259704 | 3000100519 | NA | 0 | NA | 0 | NA | NW
9622 | Kanker | Shahwada | PHC | Pathology Lab. | MICROSCOPE (MONOCULAR) | 1 | NA | NA | NA | 3000100517 | NA | 0 | NA | 0 | NA | W
9623 | Kanker | Shahwada | PHC | Pathology Lab. | CENTRIFUGE MACHINE | 1 | NA | NA | NA | 3000100518 | NA | 0 | NA | 0 | NA | W
9624 | Kanker | Shahwada | PHC | Pathology Lab. | ELECTRIC STERILIZER | 1 | NA | NA | NA | 3000100522 | NA | 0 | NA | 0 | NA | W
9625 | Kanker | Shahwada | PHC | Pathology Lab. | ELECTRIC STERILIZER | 1 | NA | NA | NA | 3000100521 | NA | 0 | NA | 0 | NA | W
9626 | Kanker | Shahwada | PHC | Pathology Lab. | SPHYGMOMANOMETER (MERCURIAL) | 1 | Mico | NA | NA | 3000100520 | NA | 0 | NA | 0 | NA | W
9627 | Kondagaon | Makdi | CHC | Dental Dept. | DENTAL CHAIR | 1 | CHE 3A | Akash | 101203 | 3000253062 | 2015-01-01 | 0 | NA | 0 | NA | NW
9628 | Kondagaon | Makdi | CHC | X-RAY DEPT | X-RAY MACHINE 300 mA | 1 | Allengus | MARS 30KW MARK - IV | 2K 141230092-BX HIT | 3000253063 | 2015-07-01 | 1 | 2018-07-01 | 0 | NA | W
9629 | Kondagaon | Makdi | CHC | Pathology Lab. | MICROSCOPE (BINOCULAR) | 1 | COSLAB | HL-QA | 4114 | 3000253064 | 2009-08-01 | 0 | NA | 0 | NA | W
9630 | Kondagaon | Makdi | CHC | Pathology Lab. | CENTRIFUGE MACHINE (6 Tubes) | 1 | Local | NA | NA | 3000253065 | 2005-07-01 | 0 | NA | 0 | NA | W
9631 | Kondagaon | Makdi | CHC | Pathology Lab. | GLUCOMETER | 1 | Accucheck | GC | GC 16171079 | 3000253066 | NA | 0 | NA | 0 | NA | W
9632 | Kondagaon | Makdi | CHC | Pathology Lab. | REFRIGERATOR | 1 | Wirlpool | WRN 3 2RGG3 | NA | 3000253098 | 2004-10-01 | 0 | NA | 0 | NA | W
9633 | Kondagaon | Makdi | CHC | Pathology Lab. | HB METER | 1 | Sahli | NA | NA | 3000253069 | 2014-08-01 | 0 | NA | 0 | NA | W
9634 | Kondagaon | Makdi | CHC | Pathology Lab. | HB METER | 1 | Sahli | NA | NA | 3000253068 | 2014-08-01 | 0 | NA | 0 | NA | W
9635 | Kondagaon | Makdi | CHC | Pathology Lab. | HB METER | 1 | Sahli | NA | NA | 3000253067 | 2014-08-01 | 0 | NA | 0 | NA | W
9636 | Kondagaon | Makdi | CHC | Doctor's Room | SPHYGMOMANOMETER (MERCURIAL) | 1 | Diamond | NA | 42261 | 3000253070 | 2015-07-01 | 0 | NA | 0 | NA | W
9637 | Kondagaon | Makdi | CHC | Doctor's Room | SPHYGMOMANOMETER (MERCURIAL) | 1 | Ashoka | NA | 19134626 | 3000253071 | 2015-07-01 | 0 | NA | 0 | NA | W
9638 | Kondagaon | Makdi | CHC | Pathology Lab. | MICROSCOPE (BINOCULAR) | 1 | Optik | AC 7B | NA | 3000253099 | 2004-10-01 | 0 | NA | 0 | NA | NW
9639 | Kondagaon | Makdi | CHC | OT | AUTOCLAVE | 1 | Local | NA | NA | 3000253072 | 2007-04-01 | 0 | NA | 0 | NA | W
9640 | Kondagaon | Makdi | CHC | OT | OT TABLE | 1 | Local | NA | NA | 3000253073 | 2004-10-01 | 0 | NA | 0 | NA | W
9641 | Kondagaon | Makdi | CHC | OT | OT TABLE | 1 | Local | NA | NA | 3000253074 | 2007-02-01 | 0 | NA | 0 | NA | W
9642 | Kondagaon | Makdi | CHC | OT | ELECTRIC STERILIZER | 1 | Rexco | NA | NA | 3000253075 | NA | 0 | NA | 0 | NA | W
9643 | Kondagaon | Makdi | CHC | OT | SHADOWLESS OT LIGHT | 1 | Local | NA | NA | 3000253076 | 2007-06-01 | 0 | NA | 0 | NA | W
9644 | Kondagaon | Makdi | CHC | Pathology Lab. | MICROSCOPE (BINOCULAR) | 1 | KWALITY | NA | NA | 3000253100 | 2004-10-01 | 0 | NA | 0 | NA | NW
9645 | Kondagaon | Makdi | CHC | DELIVERY ROOM | REFRIGERATOR | 1 | Godrej | GD - 21 | NA | 3000253077 | 2004-10-01 | 0 | NA | 0 | NA | W
9646 | Kondagaon | Makdi | CHC | DELIVERY ROOM | NEEDLE DESTROYER | 1 | Sara Tech | NA | NA | 3000253078 | 2013-05-01 | 0 | NA | 0 | NA | NW
9647 | Kondagaon | Makdi | CHC | DELIVERY ROOM | NEEDLE DESTROYER | 1 | Microsil | NA | NA | 3000253079 | 2013-05-01 | 0 | NA | 0 | NA | NW
9648 | Kondagaon | Makdi | CHC | DELIVERY ROOM | FOETAL DOPPLER | 1 | Choice Mmed | MD800 C5 | MDC514090 17119 | 3000253080 | 2015-07-01 | 0 | NA | 0 | NA | W
9649 | Kondagaon | Makdi | CHC | DELIVERY ROOM | FOETAL DOPPLER | 1 | Dipel | DFMRA -001 | NA | 3000253081 | 2007-06-01 | 0 | NA | 0 | NA | W
9650 | Kondagaon | Makdi | CHC | Pathology Lab. | MICROSCOPE (BINOCULAR) | 1 | Optik | AC 7B | NA | 3000253101 | 2004-10-01 | 0 | NA | 0 | NA | NW
9651 | Kondagaon | Makdi | CHC | DELIVERY ROOM | NEBULIZER | 1 | Profix | 403 A | NA | 3000253082 | NA | 0 | NA | 0 | NA | W
9652 | Kondagaon | Makdi | CHC | DELIVERY ROOM | SPHYGMOMANOMETER (MERCURIAL) | 1 | Extra Care | NA | NA | 3000253083 | 2015-07-01 | 0 | NA | 0 | NA | W
9653 | Kondagaon | Makdi | CHC | DELIVERY ROOM | SPHYGMOMANOMETER (MERCURIAL) | 1 | Gold Suoreme | NA | 95131592 | 3000253084 | NA | 0 | NA | 0 | NA | NW
9654 | Kondagaon | Makdi | CHC | DELIVERY ROOM | NEEDLE DESTROYER | 1 | Sai + Life | NA | NA | 3000253085 | 2013-05-01 | 0 | NA | 0 | NA | NW
9655 | Kondagaon | Makdi | CHC | DELIVERY ROOM | NEEDLE DESTROYER | 1 | Sai + Life | NA | NA | 3000253086 | 2013-05-01 | 0 | NA | 0 | NA | NW
9656 | Kondagaon | Makdi | CHC | DELIVERY ROOM | BABY WEIGHING SCALE | 1 | Double | NA | NA | 3000253087 | 2010-05-01 | 0 | NA | 0 | NA | W
9657 | Kondagaon | Makdi | CHC | DELIVERY ROOM | SUCTION APPARATUS | 1 | Shiva | NA | NA | 3000253088 | 2007-09-01 | 0 | NA | 0 | NA | W
9658 | Kondagaon | Makdi | CHC | DELIVERY ROOM | ELECTRIC STERILIZER | 1 | Rexco | NA | NA | 3000253090 | NA | 0 | NA | 0 | NA | W
9659 | Kondagaon | Makdi | CHC | DELIVERY ROOM | ELECTRIC STERILIZER | 1 | Rexco | NA | NA | 3000253089 | NA | 0 | NA | 0 | NA | W
9660 | Kondagaon | Makdi | CHC | DELIVERY ROOM | ELECTRIC STERILIZER | 1 | Rexco | NA | NA | 3000253091 | NA | 0 | NA | 0 | NA | W
9661 | Kondagaon | Makdi | CHC | DELIVERY ROOM | INFANT RADIANT WARMER | 1 | Local | NA | NA | 3000253092 | NA | 0 | NA | 0 | NA | W
9662 | Kondagaon | Makdi | CHC | DELIVERY ROOM | ELECTRIC STERILIZER | 1 | Rexco | NA | NA | 3000253094 | NA | 0 | NA | 0 | NA | W
9663 | Kondagaon | Makdi | CHC | DELIVERY ROOM | AUTOCLAVE | 1 | Local | NA | NA | 3000253095 | 2007-04-01 | 0 | NA | 0 | NA | W
9664 | Kondagaon | Makdi | CHC | Store Room | SPHYGMOMANOMETER (MERCURIAL) | 1 | Extra Care | NA | NA | Not Required | 2015-07-01 | 0 | NA | 0 | NA | NI
9665 | Kondagaon | Makdi | CHC | Store Room | SPHYGMOMANOMETER (MERCURIAL) | 1 | Extra Care | NA | NA | Not Required | 2015-07-01 | 0 | NA | 0 | NA | NI
9666 | Kondagaon | Makdi | CHC | Store Room | SPHYGMOMANOMETER (MERCURIAL) | 1 | Extra Care | NA | NA | Not Required | 2015-07-01 | 0 | NA | 0 | NA | NI
9667 | Kondagaon | Makdi | CHC | Store Room | SPHYGMOMANOMETER (MERCURIAL) | 1 | Extra Care | NA | NA | Not Required | 2015-07-01 | 0 | NA | 0 | NA | NI
9668 | Kondagaon | Makdi | CHC | Store Room | MICROSCOPE (BINOCULAR) | 1 | NA | NA | NA | Not Required | 2009-07-01 | 0 | NA | 0 | NA | NI
9669 | Kondagaon | Makdi | CHC | Store Room | CENTRIFUGE MACHINE | 1 | NA | NA | NA | Not Required | 2015-07-01 | 0 | NA | 0 | NA | NI
9670 | Kondagaon | Makdi | CHC | Store Room | CENTRIFUGE MACHINE | 1 | NA | NA | NA | Not Required | 2015-07-01 | 0 | NA | 0 | NA | NI
9671 | Kondagaon | Makdi | CHC | Store Room | FUMIGATION MACHINE | 1 | NA | NA | NA | Not Required | 2015-07-01 | 0 | NA | 0 | NA | NI
9672 | Kondagaon | Makdi | CHC | Store Room | NEEDLE DESTROYER | 1 | Sai + Life | NA | NA | 3000253096 | 2015-02-01 | 0 | NA | 0 | NA | NW
9673 | Kondagaon | Makdi | CHC | Store Room | NEEDLE DESTROYER | 1 | NA | NA | NA | Not Required | 2015-07-01 | 0 | NA | 0 | NA | NI
9674 | Kondagaon | Makdi | CHC | Store Room | NEEDLE DESTROYER | 1 | NA | NA | NA | Not Required | 2015-07-01 | 0 | NA | 0 | NA | NI
9675 | Kondagaon | Makdi | CHC | Store Room | NEEDLE DESTROYER | 1 | NA | NA | NA | Not Required | 2015-07-01 | 0 | NA | 0 | NA | NI
9676 | Kondagaon | Makdi | CHC | Store Room | NEEDLE DESTROYER | 1 | NA | NA | NA | Not Required | 2015-07-01 | 0 | NA | 0 | NA | NI
9677 | Kondagaon | Makdi | CHC | Store Room | FOETAL DOPPLER | 1 | NA | NA | NA | Not Required | 2015-07-01 | 0 | NA | 0 | NA | NI
9678 | Kondagaon | Makdi | CHC | Store Room | NEBULIZER | 1 | NA | NA | NA | Not Required | 2015-07-01 | 0 | NA | 0 | NA | NI
9679 | Kondagaon | Makdi | CHC | Store Room | SUCTION APPARATUS | 1 | NA | NA | NA | Not Required | 2015-07-01 | 0 | NA | 0 | NA | NI
9680 | Kondagaon | Makdi | CHC | Store Room | SUCTION APPARATUS | 1 | NA | NA | NA | Not Required | 2015-07-01 | 0 | NA | 0 | NA | NI
9681 | Kondagaon | Makdi | CHC | Store Room | LARYNGOSCOPE | 1 | NA | NA | NA | Not Required | 2015-07-01 | 0 | NA | 0 | NA | NI
9682 | Kondagaon | Makdi | CHC | Store Room | LARYNGOSCOPE | 1 | NA | NA | NA | Not Required | 2015-07-01 | 0 | NA | 0 | NA | NI
9683 | Kondagaon | Makdi | CHC | Store Room | LARYNGOSCOPE | 1 | NA | NA | NA | Not Required | 2015-07-01 | 0 | NA | 0 | NA | NI
9684 | Kondagaon | Makdi | CHC | Store Room | LARYNGOSCOPE | 1 | NA | NA | NA | Not Required | 2015-07-01 | 0 | NA | 0 | NA | NI
9685 | Kondagaon | Vishrampuri | CHC | Pathology Lab. | MICROSCOPE (BINOCULAR) | 1 | Magnus | NA | 2001032 | 3000098815 | 2007-11-01 | 0 | NA | 0 | NA | W
9686 | Kondagaon | Vishrampuri | CHC | Pathology Lab. | Blood Cell Counter | 1 | Durga | NA | NA | 3000098816 | NA | 0 | NA | 0 | NA | W
9687 | Kondagaon | Vishrampuri | CHC | Pathology Lab. | HOT AIR OVEN | 1 | NA | NA | NA | 3000098821 | 2007-08-01 | 0 | NA | 0 | NA | W
9688 | Kondagaon | Vishrampuri | CHC | Pathology Lab. | HB METER | 1 | Sahli | NA | NA | 3000098817 | 2014-05-01 | 0 | NA | 0 | NA | NW
9689 | Kondagaon | Vishrampuri | CHC | Pathology Lab. | HB METER | 1 | Sahli | NA | NA | 3000098818 | 2015-07-01 | 0 | NA | 0 | NA | W
9690 | Kondagaon | Vishrampuri | CHC | Pathology Lab. | NEEDLE DESTROYER | 1 | Sara Tech | 100 VA/60 VA | NA | 3000098819 | 2004-02-01 | 0 | NA | 0 | NA | W
9691 | Kondagaon | Vishrampuri | CHC | Pathology Lab. | CENTRIFUGE MACHINE (6 Tubes) | 1 | Local | NA | NA | 3000098820 | 1998-10-01 | 0 | NA | 0 | NA | W
9692 | Kondagaon | Vishrampuri | CHC | Pathology Lab. | GLUCOMETER | 1 | Gluco one | NA | NA | 3000098823 | 2009-01-01 | 0 | NA | 0 | NA | W
9693 | Kondagaon | Vishrampuri | CHC | Pathology Lab. | REFRIGERATOR | 1 | Whirlpool | NA | WRN 32R 443 | 3000098822 | NA | 0 | NA | 0 | NA | W
9694 | Kondagaon | Vishrampuri | CHC | Injection Room | ELECTRIC STERILIZER | 1 | Local | NA | NA | 3000098824 | 2015-07-01 | 0 | NA | 0 | NA | W
9695 | Kondagaon | Vishrampuri | CHC | Injection Room | NEEDLE DESTROYER | 1 | Sai + Life | NA | NA | 3000098825 | 2007-02-01 | 0 | NA | 0 | NA | W
9696 | Kondagaon | Vishrampuri | CHC | Injection Room | NEEDLE DESTROYER | 1 | Sara Tech | 100 VA/60 VA | NA | 3000098826 | 2007-02-01 | 0 | NA | 0 | NA | W
9697 | Kondagaon | Vishrampuri | CHC | Injection Room | DEEP FREEZER | 1 | Haier | NA | NA | 3000098827 | NA | 0 | NA | 0 | NA | W
9698 | Kondagaon | Vishrampuri | CHC | Injection Room | INFANT RADIANT WARMER | 1 | Meditech | NA | NA | 3000098828 | NA | 0 | NA | 0 | NA | W
9699 | Kondagaon | Vishrampuri | CHC | DELIVERY ROOM | ELECTRIC STERILIZER | 1 | Local | NA | NA | 3000098829 | 2015-07-01 | 0 | NA | 0 | NA | W
9700 | Kondagaon | Vishrampuri | CHC | DELIVERY ROOM | BABY WEIGHING SCALE | 1 | Crown | NA | NA | 3000098830 | NA | 0 | NA | 0 | NA | W
9701 | Kondagaon | Vishrampuri | CHC | DELIVERY ROOM | BABY WEIGHING SCALE | 1 | ESSAE | BS-250 | B1770 | 3000098831 | NA | 0 | NA | 0 | NA | W
9702 | Kondagaon | Vishrampuri | CHC | DELIVERY ROOM | FOETAL DOPPLER | 1 | Life X | NA | NA | 3000098832 | 2015-08-01 | 1 | 2017-06-01 | 0 | NA | W
9703 | Kondagaon | Vishrampuri | CHC | DELIVERY ROOM | FOETAL DOPPLER | 1 | Life X | NA | NA | 3000098833 | 2015-08-01 | 1 | 2017-06-01 | 0 | NA | W
9704 | Kondagaon | Vishrampuri | CHC | DELIVERY ROOM | FOETAL DOPPLER | 1 | Life X | NA | NA | 3000098834 | 2007-11-01 | 0 | NA | 0 | NA | W
9705 | Kondagaon | Vishrampuri | CHC | OT | OT TABLE (Hydraulic) | 1 | NA | NA | NA | 3000098835 | NA | 0 | NA | 0 | NA | W
9706 | Kondagaon | Vishrampuri | CHC | OT | OT TABLE (Hydraulic) | 1 | NA | NA | NA | 3000098836 | NA | 0 | NA | 0 | NA | W
9707 | Kondagaon | Vishrampuri | CHC | OT | ELECTRIC STERILIZER | 1 | Atlas | NA | NA | 3000098837 | 2015-07-01 | 0 | NA | 0 | NA | W
9708 | Kondagaon | Vishrampuri | CHC | OT | ELECTRIC STERILIZER | 1 | Atlas | NA | NA | 3000098838 | 2015-07-01 | 0 | NA | 0 | NA | W
9709 | Kondagaon | Vishrampuri | CHC | OT | AUTOCLAVE | 1 | Local | NA | NA | 3000098839 | 2007-06-01 | 0 | NA | 0 | NA | W
9710 | Kondagaon | Vishrampuri | CHC | OT | AUTOCLAVE | 1 | Local | NA | NA | 3000098840 | 2007-06-01 | 0 | NA | 0 | NA | W
9711 | Kondagaon | Vishrampuri | CHC | Male Ward | SPHYGMOMANOMETER (MERCURIAL) | 1 | Novaphon | NA | 203052 | 3000098841 | NA | 0 | NA | 0 | NA | W
9712 | Kondagaon | Vishrampuri | CHC | Male Ward | SUCTION APPARATUS | 1 | Local | NA | NA | 3000098842 | 2015-06-01 | 0 | NA | 0 | NA | W
9713 | Kondagaon | Vishrampuri | CHC | Dressing Room | ELECTRIC STERILIZER | 1 | Atlas | NA | NA | 3000098843 | 2015-07-01 | 0 | NA | 0 | NA | W
9714 | Kondagaon | Vishrampuri | CHC | Doctor's Room | SPHYGMOMANOMETER (MERCURIAL) | 1 | Premier | 8262373 | NA | 3000098844 | NA | 0 | NA | 0 | NA | W
9715 | Kondagaon | Vishrampuri | CHC | Dental Dept. | DENTAL CHAIR | 1 | Akash | SU 5304 | CD099 | 3000098845 | Jyl-15 | 0 | 2018-07-01 | 0 | NA | W
9716 | Kondagaon | Vishrampuri | CHC | Dental Dept. | ELECTRIC STERILIZER | 1 | Atlas | NA | NA | 3000098846 | 2015-07-01 | 0 | NA | 0 | NA | W
9717 | Kondagaon | Vishrampuri | CHC | Opthalmology Dept. | SLIT LAMP | 1 | NA | NA | NA | 3000098847 | NA | 0 | NA | 0 | NA | W
9718 | Kondagaon | Vishrampuri | CHC | Opthalmology Dept. | TONOMETER | 1 | Rester | NA | NA | 3000098848 | NA | 0 | NA | 0 | NA | W
9719 | Kondagaon | Vishrampuri | CHC | Opthalmology Dept. | OPHTHALMOSCOPE | 1 | Hiene | Mini 2000 | D-01 71119 | 3000098849 | NA | 0 | NA | 0 | NA | W
9720 | Kondagaon | Vishrampuri | CHC | OPD | SPHYGMOMANOMETER (MERCURIAL) | 1 | Diamond | 196043 | 76376 | 3000098850 | NA | 0 | NA | 0 | NA | W
9721 | Kondagaon | Vishrampuri | CHC | Doctor's Room | SPHYGMOMANOMETER (MERCURIAL) | 1 | Diamond | 196043 | 65892 | 3000098851 | NA | 0 | NA | 0 | NA | W
9722 | Kondagaon | Vishrampuri | CHC | Store Room | NEBULIZER | 1 | Ashoka | AS-01 | NA | 3000098852 | 2007-11-01 | 0 | NA | 0 | NA | NI
9723 | Kondagaon | Vishrampuri | CHC | Store Room | HB METER | 1 | Sahli | NA | NA | 3000098853 | 2014-05-01 | 0 | NA | 0 | NA | NI
9724 | Kondagaon | Vishrampuri | CHC | Store Room | SPHYGMOMANOMETER (MERCURIAL) | 1 | ESL | NA | 53841 | 3000098799 | NA | 0 | NA | 0 | NA | NW
9725 | Kondagaon | Vishrampuri | CHC | Store Room | ELECTRIC STERILIZER | 1 | Atlas | NA | NA | 3000098800 | 2015-07-01 | 0 | NA | 0 | NA | NW
9726 | Kondagaon | Vishrampuri | CHC | Store Room | BABY WEIGHING SCALE | 1 | Crown | NA | NA | Not Required | 2015-07-01 | 0 | NA | 0 | NA | NI
9727 | Kondagaon | Vishrampuri | CHC | Store Room | NEEDLE DESTROYER | 1 | Central Go. Su. | NA | NA | 3000098854 | 2015-07-01 | 0 | NA | 0 | NA | NI
9728 | Kondagaon | Vishrampuri | CHC | Store Room | X-RAY MACHINE 60 mA | 1 | Allengers | MARK-IV | 2K242-0092BZHT | 3000098855 | 1999-05-01 | 0 | NA | 0 | NA | NW
9729 | Kondagaon | Vishrampuri | CHC | Store Room | HB METER | 1 | Sahli | NA | NA | Not Required | NA | 0 | NA | 0 | NA | NI
9730 | Kondagaon | Vishrampuri | CHC | Store Room | HB METER | 1 | NA | NA | NA | Not Required | NA | 0 | NA | 0 | NA | NI
9731 | Kondagaon | Vishrampuri | CHC | Store Room | ELECTRIC STERILIZER | 1 | Local | NA | NA | Not Required | NA | 0 | NA | 0 | NA | NI
9732 | Kondagaon | Vishrampuri | CHC | Store Room | ELECTRIC STERILIZER | 1 | NA | NA | NA | Not Required | NA | 0 | NA | 0 | NA | NI
9733 | Kondagaon | Vishrampuri | CHC | Store Room | ELECTRIC STERILIZER | 1 | NA | NA | NA | Not Required | NA | 0 | NA | 0 | NA | NI
9734 | Kondagaon | Vishrampuri | CHC | Store Room | ELECTRIC STERILIZER | 1 | Atlas | NA | NA | Not Required | 2015-07-01 | 0 | NA | 0 | NA | NI
9735 | Kondagaon | Vishrampuri | CHC | Store Room | ELECTRIC STERILIZER | 1 | Atlas | NA | NA | Not Required | 2015-07-01 | 0 | NA | 0 | NA | NI
9736 | Kondagaon | Vishrampuri | CHC | Store Room | NEEDLE DESTROYER | 1 | Needs | NA | NA | Not Required | 2015-07-01 | 0 | NA | 0 | NA | NI
9737 | Kondagaon | Vishrampuri | CHC | Store Room | NEEDLE DESTROYER | 1 | Needs | NA | NA | Not Required | 2015-07-01 | 0 | NA | 0 | NA | NI
9738 | Kondagaon | Vishrampuri | CHC | Store Room | NEEDLE DESTROYER | 1 | Needs | NA | NA | Not Required | 2015-07-01 | 0 | NA | 0 | NA | NI
9739 | Kondagaon | Vishrampuri | CHC | Store Room | PULSE OXIMETER | 1 | Datex Dhmeda | 3800 Trutrek | NA | Not Required | 2015-07-01 | 0 | NA | 0 | NA | NI
9740 | Kondagaon | Pharasgaon | CHC | Pathology Lab. | ADULT WEIGHING MACHINE | 1 | KROY & Co | NA | NA | 3000098591 | NA | 0 | NA | 0 | NA | W
9741 | Kondagaon | Pharasgaon | CHC | Pathology Lab. | HOT AIR OVEN | 1 | YOROCO | NA | NA | 3000098592 | NA | 0 | NA | 0 | NA | W
9742 | Kondagaon | Pharasgaon | CHC | Pathology Lab. | HOT AIR OVEN | 1 | TANCO | CV110 | NA | 3000098593 | NA | 0 | NA | 0 | NA | NW
9743 | Kondagaon | Pharasgaon | CHC | Pathology Lab. | MICROSCOPE (BINOCULAR) | 1 | Olympus | CH20L | NA | 3000098594 | 2014-06-01 | 0 | NA | 0 | NA | W
9744 | Kondagaon | Pharasgaon | CHC | Pathology Lab. | MICROSCOPE (BINOCULAR) | 1 | Coslab | Bioscan | 4119 | 3000098595 | NA | 0 | NA | 0 | NA | W
9745 | Kondagaon | Pharasgaon | CHC | Pathology Lab. | Rotary shaker | 1 | REMI | RS-12 | NA | 3000098596 | NA | 0 | NA | 0 | NA | NW
9746 | Kondagaon | Pharasgaon | CHC | Pathology Lab. | CENTRIFUGE MACHINE (8 Tubes) | 1 | Local | NA | NA | 3000098597 | NA | 0 | NA | 0 | NA | W
9747 | Kondagaon | Pharasgaon | CHC | Pathology Lab. | CENTRIFUGE MACHINE (4 Tubes) | 1 | Local | NA | NA | 3000098598 | NA | 0 | NA | 0 | NA | NW
9748 | Kondagaon | Pharasgaon | CHC | Pathology Lab. | HB METER | 1 | Sahli | NA | NA | 3000098599 | NA | 0 | NA | 0 | NA | W
9749 | Kondagaon | Pharasgaon | CHC | Pathology Lab. | HB METER | 1 | Sahli | NA | NA | 3000098600 | NA | 0 | NA | 0 | NA | W
9750 | Kondagaon | Pharasgaon | CHC | Pathology Lab. | GLUCOMETER | 1 | Onetouch | CR-2032 | SAFLRJSB | 3000098601 | NA | 0 | NA | 0 | NA | W
9751 | Kondagaon | Pharasgaon | CHC | Pathology Lab. | Blood Cell Counter | 1 | NA | NA | NA | 3000098602 | NA | 0 | NA | 0 | NA | W
9752 | Kondagaon | Pharasgaon | CHC | Pathology Lab. | REFRIGERATOR | 1 | Whirlpool | DC-200-35 | NA | 3000098603 | NA | 0 | NA | 0 | NA | W
9753 | Kondagaon | Pharasgaon | CHC | Pathology Lab. | MICROSCOPE (BINOCULAR) | 1 | Labex | NA | NA | 3000098604 | NA | 0 | NA | 0 | NA | NW
9754 | Kondagaon | Pharasgaon | CHC | Pathology Lab. | Ice Lined REFRIGERATOR | 1 | Vest Frost | NAK - 142 | NAK - 142 | 3000098605 | NA | 0 | NA | 0 | NA | W
9755 | Kondagaon | Pharasgaon | CHC | Pathology Lab. | Ice Lined REFRIGERATOR | 1 | Vest Frost | NMK-142 | 50213902 | 3000098606 | NA | 0 | NA | 0 | NA | W
9756 | Kondagaon | Pharasgaon | CHC | Doctor's Room | SPHYGMOMANOMETER (MERCURIAL) | 1 | Medi-Guard | NA | NA | 3000098607 | NA | 0 | NA | 0 | NA | W
9757 | Kondagaon | Pharasgaon | CHC | Dental Dept. | DENTAL CHAIR | 1 | Chesa | EKD | NA | 3000098608 | NA | 0 | NA | 0 | NA | W
9758 | Kondagaon | Pharasgaon | CHC | Dental Dept. | ELECTRIC STERILIZER | 1 | Local | NA | NA | 3000098610 | NA | 0 | NA | 0 | NA | NW
9759 | Kondagaon | Pharasgaon | CHC | OT | ELECTRIC STERILIZER | 1 | Atlas | NA | 59 F10060 | 3000098611 | NA | 0 | NA | 0 | NA | W
9760 | Kondagaon | Pharasgaon | CHC | OT | SUCTION APPARATUS | 1 | Yoga Care Max | NA | NA | 3000098612 | NA | 0 | NA | 0 | NA | W
9761 | Kondagaon | Pharasgaon | CHC | OT | SPHYGMOMANOMETER (MERCURIAL) | 1 | Extra Care | NA | NA | 3000098613 | NA | 0 | NA | 0 | NA | W
9762 | Kondagaon | Pharasgaon | CHC | Injection Room | NEEDLE DESTROYER | 1 | Sheetla TEC | NA | NA | 3000098614 | NA | 0 | NA | 0 | NA | W
9763 | Kondagaon | Pharasgaon | CHC | Injection Room | NEEDLE DESTROYER | 1 | Sara Tech | 100 VA/60 VA | NA | 3000098615 | 2013-05-01 | 0 | NA | 0 | NA | NW
9764 | Kondagaon | Pharasgaon | CHC | Opthalmology Dept. | TONOMETER | 1 | Rester | Schotz | NA | 3000098616 | NA | 0 | NA | 0 | NA | W
9765 | Kondagaon | Pharasgaon | CHC | Opthalmology Dept. | RETINOSCOPE | 1 | Rester | NA | NA | 3000098617 | NA | 0 | NA | 0 | NA | W
9766 | Kondagaon | Pharasgaon | CHC | Opthalmology Dept. | MICROSCOPE (BINOCULAR) | 1 | Deepak Enterprises | NA | NA | 3000098618 | NA | 0 | NA | 0 | NA | W
9767 | Kondagaon | Pharasgaon | CHC | OT | OT TABLE (Hydraulic) | 1 | NA | NA | NA | 3000098619 | NA | 0 | NA | 0 | NA | W
9768 | Kondagaon | Pharasgaon | CHC | OT | OT TABLE (Hydraulic) | 1 | NA | NA | NA | 3000098620 | NA | 0 | NA | 0 | NA | W
9769 | Kondagaon | Pharasgaon | CHC | OT | FUMIGATION MACHINE | 1 | Local | NA | NA | 3000098621 | NA | 0 | NA | 0 | NA | W
9770 | Kondagaon | Pharasgaon | CHC | OT | SHADOWLESS OT LIGHT | 1 | Local | NA | NA | 3000098622 | NA | 0 | NA | 0 | NA | W
9771 | Kondagaon | Pharasgaon | CHC | OT | SUCTION APPARATUS | 1 | Local | NA | NA | 3000098623 | 2015-07-01 | 0 | NA | 0 | NA | W
9772 | Kondagaon | Pharasgaon | CHC | OT | SUCTION APPARATUS | 1 | NA | NA | NA | 3000098624 | 2015-07-01 | 0 | NA | 0 | NA | NW
9773 | Kondagaon | Pharasgaon | CHC | OT | SUCTION APPARATUS | 1 | NA | NA | NA | 3000098626 | 2015-07-01 | 0 | NA | 0 | NA | NW
9774 | Kondagaon | Pharasgaon | CHC | OT | SUCTION APPARATUS | 1 | NA | NA | NA | 3000098627 | NA | 0 | NA | 0 | NA | NW
9775 | Kondagaon | Pharasgaon | CHC | OT | AUTOCLAVE | 1 | Local | NA | NA | 3000098628 | 2013-12-01 | 0 | NA | 0 | NA | W
9776 | Kondagaon | Pharasgaon | CHC | OT | AUTOCLAVE | 1 | Local | NA | NA | 3000098629 | 2012-12-01 | 0 | NA | 0 | NA | NW
9777 | Kondagaon | Pharasgaon | CHC | Observation Room | SUCTION APPARATUS | 1 | Yoga Care Max | NA | NA | 3000098630 | NA | 0 | NA | 0 | NA | W
9778 | Kondagaon | Pharasgaon | CHC | Observation Room | NEEDLE DESTROYER | 1 | Sara Tech | 100 VA/60 VA | NA | 3000098631 | 2013-05-01 | 0 | NA | 0 | NA | W
9779 | Kondagaon | Pharasgaon | CHC | Observation Room | NEBULIZER | 1 | NA | NA | NA | 3000098632 | NA | 0 | NA | 0 | NA | W
9780 | Kondagaon | Pharasgaon | CHC | DELIVERY ROOM | INFANT RADIANT WARMER | 1 | Meditrin | NA | NA | 3000098633 | NA | 0 | NA | 0 | NA | NW
9781 | Kondagaon | Pharasgaon | CHC | DELIVERY ROOM | BABY WEIGHING SCALE | 1 | ESSAE | BS-250 | 250 IA 31741 | 3000098634 | 2012-12-01 | 0 | NA | 0 | NA | W
9782 | Kondagaon | Pharasgaon | CHC | DELIVERY ROOM | BABY WEIGHING SCALE | 1 | Crown | NA | NA | 3000098635 | 2012-12-01 | 0 | NA | 0 | NA | W
9783 | Kondagaon | Pharasgaon | CHC | DELIVERY ROOM | ELECTRIC STERILIZER | 1 | Local | NA | NA | 3000098636 | NA | 0 | NA | 0 | NA | W
9784 | Kondagaon | Pharasgaon | CHC | DELIVERY ROOM | FOETAL DOPPLER | 1 | Dipel | NA | NA | 3000098638 | 2015-07-01 | 0 | 2016-06-01 | 0 | NA | W
9785 | Kondagaon | Pharasgaon | CHC | DELIVERY ROOM | FOETAL DOPPLER | 1 | Choice Mmed | MD 800 - C5 | MDCS140-901733 | 3000098637 | 2015-07-01 | 0 | 2016-06-01 | 0 | NA | W
9786 | Kondagaon | Pharasgaon | CHC | DELIVERY ROOM | SUCTION APPARATUS | 1 | Yoga Care Max | NA | NA | 3000098639 | 2015-07-01 | 0 | NA | 0 | NA | W
9787 | Kondagaon | Pharasgaon | CHC | DELIVERY ROOM | SUCTION APPARATUS | 1 | Local | NA | NA | 3000098640 | NA | 0 | NA | 0 | NA | W
9788 | Kondagaon | Pharasgaon | CHC | DELIVERY ROOM | FUMIGATION MACHINE | 1 | Local | NA | NA | 3000098641 | NA | 0 | NA | 0 | NA | NW
9789 | Kondagaon | Pharasgaon | CHC | DELIVERY ROOM | REFRIGERATOR | 1 | Whirlpool | NA | NA | 3000098642 | NA | 0 | NA | 0 | NA | W
9790 | Kondagaon | Pharasgaon | CHC | DELIVERY ROOM | SPHYGMOMANOMETER (MERCURIAL) | 1 | Mediguard | NA | NA | 3000098643 | NA | 0 | NA | 0 | NA | W
9791 | Kondagaon | Pharasgaon | CHC | Store Room | ECG RECORDER | 1 | Qanty | Claxtymed ECG RECORDERe- 50 | KHA-120 600590 | 3000101488 | NA | 0 | NA | 0 | NA | NI
9792 | Kondagaon | Pharasgaon | CHC | Store Room | ECG RECORDER | 1 | BPL | 108 TMK VI | NA | 3000101489 | NA | 0 | NA | 0 | NA | NI
9793 | Kondagaon | Pharasgaon | CHC | Store Room | ECG RECORDER | 1 | BPL | 109 TMK VI | BAM B7 B10943 | 3000101490 | NA | 0 | NA | 0 | NA | NI
9794 | Kondagaon | Pharasgaon | CHC | Store Room | AUTOCLAVE | 1 | Local | NA | NA | 3000101520 | NA | 0 | NA | 0 | NA | NI
9795 | Kondagaon | Pharasgaon | CHC | Store Room | AUTOCLAVE | 1 | Local | NA | NA | 3000101491 | NA | 0 | NA | 0 | NA | NI
9796 | Kondagaon | Pharasgaon | CHC | Store Room | AUTOCLAVE | 1 | Local | NA | NA | 3000101492 | NA | 0 | NA | 0 | NA | NI
9797 | Kondagaon | Pharasgaon | CHC | Store Room | AUTOCLAVE | 1 | Local | NA | NA | 3000101493 | NA | 0 | NA | 0 | NA | NI
9798 | Kondagaon | Pharasgaon | CHC | Store Room | ELECTRIC STERILIZER | 1 | Local | NA | NA | 3000101495 | NA | 0 | NA | 0 | NA | NW
9799 | Kondagaon | Pharasgaon | CHC | Store Room | ELECTRIC STERILIZER | 1 | Local | NA | NA | 3000101496 | NA | 0 | NA | 0 | NA | W
9800 | Kondagaon | Pharasgaon | CHC | Store Room | ELECTRIC STERILIZER | 1 | Local | NA | NA | 3000101497 | NA | 0 | NA | 0 | NA | NI
9801 | Kondagaon | Pharasgaon | CHC | Store Room | ELECTRIC STERILIZER | 1 | Local | NA | NA | 3000101498 | NA | 0 | NA | 0 | NA | NI
9802 | Kondagaon | Pharasgaon | CHC | Store Room | CENTRIFUGE MACHINE | 1 | Local | NA | NA | 3000101504 | NA | 0 | NA | 0 | NA | NI
9803 | Kondagaon | Pharasgaon | CHC | Store Room | LARYNGOSCOPE | 1 | Max | NA | NA | 3000101505 | 2015-07-01 | 0 | NA | 0 | NA | NI
9804 | Kondagaon | Pharasgaon | CHC | Store Room | LARYNGOSCOPE | 1 | Mai | NA | NA | 3000101506 | 2015-07-01 | 0 | NA | 0 | NA | NI
9805 | Kondagaon | Keshkal | CHC | AIDS LAB | CENTRIFUGE MACHINE (6 Tubes) | 1 | Local | NA | NA | 3000098697 | NA | 0 | NA | 0 | NA | NW
9806 | Kondagaon | Keshkal | CHC | AIDS LAB | NEEDLE DESTROYER | 1 | YOROCO | YSI-158 | 1942-07-01 | 3000098671 | NA | 0 | NA | 0 | NA | NW
9807 | Kondagaon | Keshkal | CHC | AIDS LAB | REFRIGERATOR | 1 | Samsung | RA23/20D8 | NA | 3000098653 | NA | 0 | NA | 0 | NA | W
9808 | Kondagaon | Keshkal | CHC | Dental Dept. | DENTAL CHAIR | 1 | Akash | NA | NA | 3000098654 | 2014-12-01 | 0 | 2017-10-01 | 0 | NA | W
9809 | Kondagaon | Keshkal | CHC | DELIVERY ROOM | INFANT RADIANT WARMER | 1 | Meditrin | NA | NA | 3000098655 | NA | 0 | NA | 0 | NA | W
9810 | Kondagaon | Keshkal | CHC | DELIVERY ROOM | SUCTION APPARATUS | 1 | Local | NA | NA | 3000098656 | NA | 0 | NA | 0 | NA | W
9811 | Kondagaon | Keshkal | CHC | DELIVERY ROOM | BABY WEIGHING SCALE | 1 | Essae | BS-250 | 25014131740 | 3000098657 | NA | 0 | NA | 0 | NA | W
9812 | Kondagaon | Keshkal | CHC | DELIVERY ROOM | ELECTRIC STERILIZER | 1 | Atlas | NA | NA | 3000098658 | NA | 0 | NA | 0 | NA | W
9813 | Kondagaon | Keshkal | CHC | DELIVERY ROOM | BABY WEIGHING SCALE | 1 | Brown | NA | NA | 3000098659 | NA | 0 | NA | 0 | NA | NW
9814 | Kondagaon | Keshkal | CHC | DELIVERY ROOM | SPHYGMOMANOMETER (MERCURIAL) | 1 | Extra Care | NA | NA | 3000098660 | NA | 0 | NA | 0 | NA | W
9815 | Kondagaon | Keshkal | CHC | DELIVERY ROOM | FOETAL DOPPLER | 1 | Choice Mmed | MD 800 - C5 | MDC 514 0901725 | 3000098661 | 2015-07-01 | 0 | NA | 0 | NA | W
9816 | Kondagaon | Keshkal | CHC | OT | ELECTRIC STERILIZER | 1 | Local | NA | NA | 3000098662 | NA | 0 | NA | 0 | NA | W
9817 | Kondagaon | Keshkal | CHC | OT | AUTOCLAVE | 1 | NA | NA | NA | 3000098663 | NA | 0 | NA | 0 | NA | W
9818 | Kondagaon | Keshkal | CHC | OT | SHADOWLESS OT LIGHT | 1 | Local | NA | NA | 3000098664 | NA | 0 | NA | 0 | NA | NW
9819 | Kondagaon | Keshkal | CHC | OT | HOT AIR OVEN | 1 | Local | NA | NA | 3000098665 | NA | 0 | NA | 0 | NA | NW
9820 | Kondagaon | Keshkal | CHC | OT | AUTOCLAVE | 1 | Local | NA | NA | 3000098666 | 2015-07-01 | 0 | NA | 0 | NA | NW
9821 | Kondagaon | Keshkal | CHC | OT | NEEDLE DESTROYER | 1 | Sai + Life | NA | NA | 3000098667 | NA | 0 | NA | 0 | NA | W
9822 | Kondagaon | Keshkal | CHC | OT | NEEDLE DESTROYER | 1 | Sai + Life | NA | NA | 3000098668 | NA | 0 | NA | 0 | NA | W
9823 | Kondagaon | Keshkal | CHC | OT | NEBULIZER | 1 | Ashoka | AS-01 | NA | 3000098669 | 2015-01-01 | 1 | NA | 0 | NA | W
9824 | Kondagaon | Keshkal | CHC | OT | SPHYGMOMANOMETER (MERCURIAL) | 1 | NA | NA | 577 | 3000098670 | NA | 0 | NA | 0 | NA | W
9825 | Kondagaon | Keshkal | CHC | Doctor's Room | SPHYGMOMANOMETER (MERCURIAL) | 1 | Extra Care | NA | NA | 3000098672 | NA | 0 | NA | 0 | NA | W
9826 | Kondagaon | Keshkal | CHC | Doctor's Room | SPHYGMOMANOMETER (MERCURIAL) | 1 | Diamond | NA | 3294 | 3000098673 | NA | 0 | NA | 0 | NA | W
9827 | Kondagaon | Keshkal | CHC | RADIOLOGY Dept. | X-RAY MACHINE 60 mA | 1 | SIEMENS | 5305 | 12919324 | 3000098674 | NA | 0 | NA | 0 | NA | W
9828 | Kondagaon | Keshkal | CHC | Dressing Room | ELECTRIC STERILIZER | 1 | Local | NA | NA | 3000098675 | 2015-06-01 | 0 | NA | 0 | NA | W
9829 | Kondagaon | Keshkal | CHC | IR ROOM | NEEDLE DESTROYER | 1 | Microsil | ND-100 | 2135-05-06 | 3000098676 | 2015-06-01 | 0 | NA | 0 | NA | W
9830 | Kondagaon | Keshkal | CHC | IR ROOM | NEEDLE DESTROYER | 1 | Local | NA | NA | 3000098677 | NA | 0 | NA | 0 | NA | W
9831 | Kondagaon | Keshkal | CHC | Pathology Lab. | NEEDLE DESTROYER | 1 | Microsil | ND-100 | NA | 3000098678 | NA | 0 | NA | 0 | NA | W
9832 | Kondagaon | Keshkal | CHC | Pathology Lab. | HB METER | 1 | Sahli | NA | NA | 3000098679 | NA | 0 | NA | 0 | NA | W
9833 | Kondagaon | Keshkal | CHC | Pathology Lab. | MICROSCOPE (BINOCULAR) | 1 | Olympus | NA | 518876 | 3000098680 | NA | 0 | NA | 0 | NA | W
9834 | Kondagaon | Keshkal | CHC | Pathology Lab. | Blood Cell Counter | 1 | Local | NA | NA | 3000098681 | NA | 0 | NA | 0 | NA | W
9835 | Kondagaon | Keshkal | CHC | Pathology Lab. | Rotary shaker | 1 | REMI | RS-12 | NA | 3000098683 | NA | 0 | NA | 0 | NA | W
9836 | Kondagaon | Keshkal | CHC | Pathology Lab. | CENTRIFUGE MACHINE (6 Tubes) | 1 | Local | NA | NA | 3000098682 | NA | 0 | NA | 0 | NA | W
9837 | Kondagaon | Keshkal | CHC | Pathology Lab. | MICROSCOPE (BINOCULAR) | 1 | Coslab | Bioscan | 4126 | 3000098684 | NA | 0 | NA | 0 | NA | W
9838 | Kondagaon | Keshkal | CHC | Pathology Lab. | MICROSCOPE (BINOCULAR) | 1 | Bio XL | 50-60 IZ | 20012236 | 3000098685 | NA | 0 | NA | 0 | NA | W
9839 | Kondagaon | Keshkal | CHC | Pathology Lab. | MICROSCOPE (BINOCULAR) | 1 | Magnus | NA | 518951 | 3000098686 | NA | 0 | NA | 0 | NA | W
9840 | Kondagaon | Keshkal | CHC | Pathology Lab. | GLUCOMETER | 1 | Onetouch | CR-2032 | NA | 3000098687 | NA | 0 | NA | 0 | NA | W
9841 | Kondagaon | Keshkal | CHC | Pathology Lab. | HB METER | 1 | Sahli | NA | NA | 3000098688 | NA | 0 | NA | 0 | NA | W
9842 | Kondagaon | Keshkal | CHC | Pathology Lab. | HB METER | 1 | Sahli | NA | NA | 3000098689 | NA | 0 | NA | 0 | NA | W
9843 | Kondagaon | Keshkal | CHC | Pathology Lab. | HB METER | 1 | Sahli | NA | NA | 3000098690 | NA | 0 | NA | 0 | NA | W
9844 | Kondagaon | Keshkal | CHC | Pathology Lab. | HB METER | 1 | Sahli | NA | NA | 3000098691 | NA | 0 | NA | 0 | NA | NW
9845 | Kondagaon | Keshkal | CHC | Pathology Lab. | PHOTO COLORIMETER | 1 | NA | NA | NA | 3000098692 | NA | 0 | NA | 0 | NA | NW
9846 | Kondagaon | Keshkal | CHC | Pathology Lab. | CENTRIFUGE MACHINE | 1 | Local | NA | NA | 3000098693 | NA | 0 | NA | 0 | NA | NW
9847 | Kondagaon | Keshkal | CHC | Blood Bank (Store) | CENTRIFUGE MACHINE | 1 | REMI | RS-12 | NA | 3000098694 | NA | 0 | NA | 0 | NA | W
9848 | Kondagaon | Keshkal | CHC | Blood Bank (Store) | MICROSCOPE (BINOCULAR) | 1 | Wes WDX | HL-55156 | 63770 | 3000098695 | NA | 0 | NA | 0 | NA | NI
9849 | Kondagaon | Keshkal | CHC | Blood Bank (Store) | REFRIGERATOR | 1 | Meditech | MTPF01 | M786525330 | 3000098696 | 2014-08-01 | 0 | NA | 0 | NA | W
9850 | Kondagaon | Keshkal | CHC | Blood Bank (Store) | SUCTION APPARATUS | 1 | NA | NA | NA | 3000098757 | NA | 0 | NA | 0 | NA | W
9851 | Kondagaon | Keshkal | CHC | NBCU ROOM | INFANT RADIANT WARMER | 1 | Pheonix | NBY20 | NA | 3000098698 | NA | 0 | NA | 0 | NA | W
9852 | Kondagaon | Keshkal | CHC | Store Room | SUCTION APPARATUS | 1 | NA | NA | NA | 3000098699 | NA | 0 | NA | 0 | NA | NI
9853 | Kondagaon | Keshkal | CHC | Store Room | SUCTION APPARATUS | 1 | NA | NA | NA | 3000098700 | NA | 0 | NA | 0 | NA | NI
9854 | Kondagaon | Keshkal | CHC | Store Room | SUCTION APPARATUS | 1 | NA | NA | NA | 3000098702 | NA | 0 | NA | 0 | NA | NI
9855 | Kondagaon | Keshkal | CHC | Store Room | ELECTRIC STERILIZER | 1 | NA | NA | NA | 3000098701 | NA | 0 | NA | 0 | NA | NI
9856 | Kondagaon | Keshkal | CHC | Store Room | ELECTRIC STERILIZER | 1 | NA | NA | NA | 3000098704 | NA | 0 | NA | 0 | NA | NI
9857 | Kondagaon | Keshkal | CHC | Store Room | AUTOCLAVE | 1 | NA | NA | NA | 3000098705 | NA | 0 | NA | 0 | NA | NI
9858 | Kondagaon | Keshkal | CHC | Store Room | SUCTION APPARATUS | 1 | NA | NA | NA | 3000098703 | NA | 0 | NA | 0 | NA | NI
9859 | Kondagaon | Keshkal | CHC | Store Room | FUMIGATION MACHINE | 1 | NA | NA | NA | Not Required | 2015-07-01 | 0 | NA | 0 | NA | NI
9860 | Kondagaon | Keshkal | CHC | Store Room | SPHYGMOMANOMETER (MERCURIAL) | 1 | Diamond | NA | NA | 3000098706 | 2015-03-01 | 0 | NA | 0 | NA | NI
9861 | Kondagaon | Keshkal | CHC | Store Room | SPHYGMOMANOMETER (MERCURIAL) | 1 | Diamond | NA | NA | 3000098707 | 2015-03-01 | 0 | NA | 0 | NA | NI
9862 | Kondagaon | Keshkal | CHC | Store Room | SPHYGMOMANOMETER (MERCURIAL) | 1 | Diamond | NA | NA | 3000098708 | 2015-03-01 | 0 | NA | 0 | NA | NI
9863 | Kondagaon | Keshkal | CHC | Store Room | SPHYGMOMANOMETER (MERCURIAL) | 1 | Diamond | NA | NA | 3000098709 | 2015-03-01 | 0 | NA | 0 | NA | NI
9864 | Kondagaon | Keshkal | CHC | Store Room | PULSE OXIMETER | 1 | Niscomed | FPO-50 | NA | 3000098758 | 2015-07-01 | 0 | NA | 0 | NA | NI
9865 | Kondagaon | Dhanora | PHC | Doctor's Room | SPHYGMOMANOMETER (MERCURIAL) | 1 | Dr.Morepen | NA | NA | 3000098723 | NA | 0 | NA | 0 | NA | W
9866 | Kondagaon | Dhanora | PHC | Pathology Lab. | MICROSCOPE (MONOCULAR) | 1 | Labomed | NA | 3101 | 3000098724 | NA | 0 | NA | 0 | NA | W
9867 | Kondagaon | Dhanora | PHC | Pathology Lab. | MICROSCOPE (BINOCULAR) | 1 | Coslab | HL-9A | 9601374 | 3000098725 | NA | 0 | NA | 0 | NA | W
9868 | Kondagaon | Dhanora | PHC | Pathology Lab. | CENTRIFUGE MACHINE (6 Tubes) | 1 | NA | NA | NA | 3000098726 | NA | 0 | NA | 0 | NA | W
9869 | Kondagaon | Dhanora | PHC | Pathology Lab. | HB METER | 1 | Sahli | NA | NA | 3000098727 | NA | 0 | NA | 0 | NA | W
9870 | Kondagaon | Dhanora | PHC | Pathology Lab. | INCUBATOR | 1 | <RS> | NA | NA | 3000098728 | NA | 0 | NA | 0 | NA | W
9871 | Kondagaon | Dhanora | PHC | Pathology Lab. | SPHYGMOMANOMETER (MERCURIAL) | 1 | Novaphon | NA | 203050 | 3000098729 | NA | 0 | NA | 0 | NA | NW
9872 | Kondagaon | Dhanora | PHC | Pathology Lab. | PULSE OXIMETER | 1 | Dialostic | CH43218 | BVA | 3000098730 | NA | 0 | NA | 0 | NA | NW
9873 | Kondagaon | Dhanora | PHC | Dressing Room | ELECTRIC STERILIZER | 1 | NA | NA | NA | 3000098731 | NA | 0 | NA | 0 | NA | W
9874 | Kondagaon | Dhanora | PHC | Dressing Room | SHADOWLESS OT LIGHT | 1 | NA | NA | NA | 3000098732 | NA | 0 | NA | 0 | NA | NW
9875 | Kondagaon | Dhanora | PHC | Dressing Room | REFRIGERATOR | 1 | LG | GL-254GH | NA | 3000098733 | NA | 0 | NA | 0 | NA | W
9876 | Kondagaon | Dhanora | PHC | Dressing Room | NEEDLE DESTROYER | 1 | NA | NA | NA | 3000098734 | NA | 0 | NA | 0 | NA | W
9877 | Kondagaon | Dhanora | PHC | Dressing Room | NEEDLE DESTROYER | 1 | Sara Tech | 100VA/60VA | NA | 3000098736 | NA | 0 | NA | 0 | NA | NW
9878 | Kondagaon | Dhanora | PHC | DELIVERY ROOM | BABY WEIGHING SCALE | 1 | Essae | BS-250 | NA | 3000098737 | NA | 0 | NA | 0 | NA | W
9879 | Kondagaon | Dhanora | PHC | DELIVERY ROOM | ELECTRIC STERILIZER | 1 | NA | NA | NA | 3000098738 | NA | 0 | NA | 0 | NA | NW
9880 | Kondagaon | Dhanora | PHC | DELIVERY ROOM | BABY WEIGHING SCALE | 1 | Crown | NA | NA | 3000098739 | NA | 0 | NA | 0 | NA | W
9881 | Kondagaon | Dhanora | PHC | DELIVERY ROOM | ELECTRIC STERILIZER | 1 | NA | NA | NA | 3000098740 | NA | 0 | NA | 0 | NA | W
9882 | Kondagaon | Dhanora | PHC | DELIVERY ROOM | NEEDLE DESTROYER | 1 | Microsil | ND-100 | 2550 | 3000098741 | NA | 0 | NA | 0 | NA | W
9883 | Kondagaon | Dhanora | PHC | DELIVERY ROOM | INFANT RADIANT WARMER | 1 | Meditrin | NA | NA | 3000098742 | NA | 0 | NA | 0 | NA | W
9884 | Kondagaon | Dhanora | PHC | DELIVERY ROOM | SUCTION APPARATUS | 1 | NA | NA | NA | 3000098743 | NA | 0 | NA | 0 | NA | NW
9885 | Kondagaon | Dhanora | PHC | Pathology Lab. | GLUCOMETER | 1 | Gluco one | NA | NA | 3000098744 | NA | 0 | NA | 0 | NA | W
9886 | Kondagaon | Dhanora | PHC | Pathology Lab. | DEEP FREEZER | 1 | Haier | NA | NA | 3000098745 | NA | 0 | NA | 0 | NA | W
9887 | Kondagaon | Dhanora | PHC | Pathology Lab. | Ice Lined REFRIGERATOR | 1 | Vest Frost | NA | NA | 3000098746 | NA | 0 | NA | 0 | NA | W
9888 | Kondagaon | Dhanora | PHC | OT | ELECTRIC STERILIZER | 1 | NA | NA | NA | 3000098747 | NA | 0 | NA | 0 | NA | W
9889 | Kondagaon | Dhanora | PHC | OT | ELECTRIC STERILIZER | 1 | NA | NA | NA | 3000098748 | NA | 0 | NA | 0 | NA | NW
9890 | Kondagaon | Dhanora | PHC | OT | AUTOCLAVE | 1 | NA | NA | NA | 3000098749 | NA | 0 | NA | 0 | NA | W
9891 | Kondagaon | Dhanora | PHC | OT | AUTOCLAVE | 1 | NA | NA | NA | 3000098750 | NA | 0 | NA | 0 | NA | W
9892 | Kondagaon | Dhanora | PHC | Store Room | NEEDLE DESTROYER | 1 | Sai + Life | NA | NA | 3000098751 | NA | 0 | NA | 0 | NA | NI
9893 | Kondagaon | Dhanora | PHC | Store Room | NEEDLE DESTROYER | 1 | Sai + Life | NA | NA | 3000098752 | NA | 0 | NA | 0 | NA | NI
9894 | Kondagaon | Dhanora | PHC | Store Room | NEEDLE DESTROYER | 1 | Sara Tech | 100VA/60VA | NA | 3000098753 | NA | 0 | NA | 0 | NA | NI
9895 | Kondagaon | Dhanora | PHC | Store Room | NEBULIZER | 1 | Ashoka | NA | NA | 3000098754 | NA | 0 | NA | 0 | NA | NI
9896 | Kondagaon | Dhanora | PHC | Store Room | SUCTION APPARATUS | 1 | NA | NA | NA | 3000098755 | NA | 0 | NA | 0 | NA | NI
9897 | Kondagaon | Dhanora | PHC | Store Room | SUCTION APPARATUS | 1 | NA | NA | NA | 3000098756 | NA | 0 | NA | 0 | NA | NI
9898 | Kondagaon | Bahigaon | PHC | Doctor's Room | SPHYGMOMANOMETER (MERCURIAL) | 1 | Diamond | NA | 17234 | 3000101512 | 2007-01-01 | 0 | NA | 0 | NA | W
9899 | Kondagaon | Bahigaon | PHC | Doctor's Room | FOETAL DOPPLER | 1 | Choicemed | MD800-C5 | MDC514-0901712 | 3000101513 | 2015-07-01 | 0 | NA | 0 | NA | W
9900 | Kondagaon | Bahigaon | PHC | Doctor's Room | SPHYGMOMANOMETER (MERCURIAL) | 1 | Deluxe | NA | 1289407-432 | 3000101514 | 2006-12-01 | 0 | NA | 0 | NA | W
9901 | Kondagaon | Bahigaon | PHC | Doctor's Room | Ice Lined REFRIGERATOR | 1 | Vest Frost | MK-142 | 65114019 | 3000101515 | NA | 0 | NA | 0 | NA | W
9902 | Kondagaon | Bahigaon | PHC | Doctor's Room | DEEP FREEZER | 1 | Haier | HBC-70 | NA | 3000101516 | NA | 0 | NA | 0 | NA | W
9903 | Kondagaon | Bahigaon | PHC | Doctor's Room | REFRIGERATOR | 1 | LG | GL-195RL4 | NA | 3000101517 | NA | 0 | NA | 0 | NA | W
9904 | Kondagaon | Bahigaon | PHC | Pathology Lab. | MICROSCOPE (BINOCULAR) | 1 | Bio XL | 220-240 V | 20012232 | 3000101518 | 2014-09-01 | 0 | NA | 0 | NA | W
9905 | Kondagaon | Bahigaon | PHC | Pathology Lab. | HB METER | 1 | Sahli | NA | NA | 3000101519 | 2013-03-01 | 0 | NA | 0 | NA | W
9906 | Kondagaon | Bahigaon | PHC | Pathology Lab. | CENTRIFUGE MACHINE (8 Tubes) | 1 | NA | NA | NA | 3000098644 | NA | 0 | NA | 0 | NA | NW
9907 | Kondagaon | Bahigaon | PHC | Pathology Lab. | GLUCOMETER | 1 | Onetouch | CR-2032 | SAGLML60 | 3000098645 | 2008-11-01 | 0 | NA | 0 | NA | W
9908 | Kondagaon | Bahigaon | PHC | Pathology Lab. | NEEDLE DESTROYER | 1 | Sara Tech | 100VA/60VA | 8427 | 3000098646 | 2013-06-01 | 0 | NA | 0 | NA | W
9909 | Kondagaon | Bahigaon | PHC | Injection Room | NEEDLE DESTROYER | 1 | Sara Tech | 100VA/60VA | 8428 | 3000098647 | 2013-06-01 | 0 | NA | 0 | NA | W
9910 | Kondagaon | Bahigaon | PHC | DELIVERY ROOM | BABY WEIGHING SCALE | 1 | Crown | NA | NA | 3000098648 | 2008-11-01 | 0 | NA | 0 | NA | W
9911 | Kondagaon | Bahigaon | PHC | DELIVERY ROOM | SUCTION APPARATUS | 1 | NA | NA | NA | 3000098649 | 2006-04-01 | 0 | NA | 0 | NA | NW
9912 | Kondagaon | Bahigaon | PHC | DELIVERY ROOM | SUCTION APPARATUS | 1 | NA | NA | NA | 3000098650 | 2006-04-01 | 0 | NA | 0 | NA | NW
9913 | Kondagaon | Bahigaon | PHC | DELIVERY ROOM | SUCTION APPARATUS | 1 | NA | NA | NA | 3000098651 | 2007-08-01 | 0 | NA | 0 | NA | NW
9914 | Kondagaon | Bahigaon | PHC | DELIVERY ROOM | NEBULIZER | 1 | Ready mist | NA | 4477 | 3000098652 | 2013-03-01 | 0 | NA | 0 | NA | W
9915 | Kondagaon | Bahigaon | PHC | DELIVERY ROOM | ELECTRIC STERILIZER | 1 | NA | NA | NA | 3000098653 | 2009-12-01 | 0 | NA | 0 | NA | W
9916 | Kondagaon | Eragaon | PHC | Doctor's Room | SPHYGMOMANOMETER (MERCURIAL) | 1 | Citizen | CH-4328 | 32809 | 3000098713 | NA | 0 | NA | 0 | NA | W
9917 | Kondagaon | Eragaon | PHC | Injection Room | NEEDLE DESTROYER | 1 | Microsil | ND-100 | 8456/03 | 3000098710 | 2005-04-01 | 0 | NA | 0 | NA | W
9918 | Kondagaon | Eragaon | PHC | Injection Room | HB METER | 1 | Sahli | NA | NA | 3000098711 | 2006-12-01 | 0 | NA | 0 | NA | NW
9919 | Kondagaon | Eragaon | PHC | Injection Room | DEEP FREEZER | 1 | NA | HBC-70 | B00580E0100BQ4A568 | 3000098712 | NA | 0 | NA | 0 | NA | NW
9920 | Kondagaon | Eragaon | PHC | DELIVERY ROOM | BABY WEIGHING SCALE | 1 | Crown | NA | NA | 3000098714 | 2005-01-01 | 0 | NA | 0 | NA | W
9921 | Kondagaon | Eragaon | PHC | DELIVERY ROOM | NEEDLE DESTROYER | 1 | Sara Tech | 100VA/60VA | NA | 3000098715 | 2005-04-01 | 0 | NA | 0 | NA | W
9922 | Kondagaon | Eragaon | PHC | Dressing Room | ELECTRIC STERILIZER | 1 | NA | NA | NA | 3000098716 | 2005-12-01 | 0 | NA | 0 | NA | W
9923 | Kondagaon | Eragaon | PHC | Dressing Room | SHADOWLESS OT LIGHT | 1 | NA | NA | NA | 3000098717 | NA | 0 | NA | 0 | NA | NW
9924 | Kondagaon | Eragaon | PHC | OT | AUTOCLAVE | 1 | NA | NA | NA | 3000098718 | 2007-08-01 | 0 | NA | 0 | NA | NW
9925 | Kondagaon | Eragaon | PHC | OT | AUTOCLAVE | 1 | NA | NA | NA | 3000098719 | 2004-10-01 | 0 | NA | 0 | NA | NW
9926 | Kondagaon | Eragaon | PHC | OT | AUTOCLAVE | 1 | NA | NA | NA | 3000098720 | 2005-05-01 | 0 | NA | 0 | NA | NW
9927 | Kondagaon | Eragaon | PHC | OT | AUTOCLAVE | 1 | NA | NA | NA | 3000098721 | 2005-05-01 | 0 | NA | 0 | NA | NW
9928 | Kondagaon | Eragaon | PHC | OT | FUMIGATION MACHINE | 1 | NA | NA | NA | 3000098722 | NA | 0 | NA | 0 | NA | NW
9929 | Kondagaon | Adenga | PHC | Doctor's Room | SPHYGMOMANOMETER (MERCURIAL) | 1 | Diamond | CM/L 0196043 | 13148 | 3000098759 | 2009-08-01 | 0 | NA | 0 | NA | W
9930 | Kondagaon | Adenga | PHC | Pathology Lab. | MICROSCOPE (BINOCULAR) | 1 | Labomed | Vision 2000 | NA | 3000098760 | 2007-08-01 | 0 | NA | 0 | NA | W
9931 | Kondagaon | Adenga | PHC | Pathology Lab. | MICROSCOPE (BINOCULAR) | 1 | M-KOW | AC-7B | NA | 3000098761 | 2007-08-01 | 0 | NA | 0 | NA | NW
9932 | Kondagaon | Adenga | PHC | Pathology Lab. | CENTRIFUGE MACHINE (4 Tubes) | 1 | NA | NA | NA | 3000098762 | 2009-02-01 | 0 | NA | 0 | NA | W
9933 | Kondagaon | Adenga | PHC | Pathology Lab. | REFRIGERATOR | 1 | LG | GL-185/2013 | NA | 3000098763 | NA | 0 | NA | 0 | NA | W
9934 | Kondagaon | Adenga | PHC | Pathology Lab. | GLUCOMETER | 1 | Accucheck | CR-2032 | GU03284133 | 3000098764 | 2008-11-01 | 0 | NA | 0 | NA | W
9935 | Kondagaon | Adenga | PHC | Pathology Lab. | NEEDLE DESTROYER | 1 | Sara Tech | 100VA/60VA | 8005 | 3000098765 | 2010-09-01 | 0 | NA | 0 | NA | W
9936 | Kondagaon | Adenga | PHC | Pathology Lab. | HB METER | 1 | Sahli | NA | NA | 3000098766 | 2014-08-01 | 0 | NA | 0 | NA | W
9937 | Kondagaon | Adenga | PHC | Pathology Lab. | HB METER | 1 | Sahli | NA | NA | 3000098767 | 2014-08-01 | 0 | NA | 0 | NA | NW
9938 | Kondagaon | Adenga | PHC | Pathology Lab. | CENTRIFUGE MACHINE (8 Tubes) | 1 | NA | NA | NA | 3000098768 | 2009-02-01 | 0 | NA | 0 | NA | W
9939 | Kondagaon | Adenga | PHC | Pathology Lab. | Haemocytometer | 1 | NA | NA | NA | 3000098769 | NA | 0 | NA | 0 | NA | W
9940 | Kondagaon | Adenga | PHC | DELIVERY ROOM | SUCTION APPARATUS | 1 | NA | NA | NA | 3000098770 | 2007-08-01 | 0 | NA | 0 | NA | NW
9941 | Kondagaon | Adenga | PHC | DELIVERY ROOM | SUCTION APPARATUS | 1 | NA | NA | NA | 3000098783 | 2007-08-01 | 0 | NA | 0 | NA | W
9942 | Kondagaon | Adenga | PHC | DELIVERY ROOM | FOETAL DOPPLER | 1 | Lifex | NA | NA | 3000098772 | NA | 0 | NA | 0 | NA | W
9943 | Kondagaon | Adenga | PHC | DELIVERY ROOM | FOETAL DOPPLER | 1 | Choicemed | MD800-C5 | MDC5140-00239 | 3000098773 | NA | 0 | NA | 0 | NA | W
9944 | Kondagaon | Adenga | PHC | DELIVERY ROOM | BABY WEIGHING SCALE | 1 | Crown | NA | NA | 3000098774 | 2007-06-01 | 0 | NA | 0 | NA | W
9945 | Kondagaon | Adenga | PHC | DELIVERY ROOM | NEEDLE DESTROYER | 1 | Sara Tech | 100VA/60VA | NA | 3000098775 | 2010-09-01 | 0 | NA | 0 | NA | W
9946 | Kondagaon | Adenga | PHC | DELIVERY ROOM | DEEP FREEZER | 1 | Haier | NA | NA | 3000098776 | NA | 0 | NA | 0 | NA | W
9947 | Kondagaon | Adenga | PHC | Store Room | DEEP FREEZER | 1 | Haier | NA | NA | 3000098777 | NA | 0 | NA | 0 | NA | W
9948 | Kondagaon | Adenga | PHC | OT | NEEDLE DESTROYER | 1 | Sara Tech | 100VA/60VA | NA | 3000098778 | 2010-09-01 | 0 | NA | 0 | NA | W
9949 | Kondagaon | Adenga | PHC | OT | Ice Lined REFRIGERATOR | 1 | Vest Frost | HBL-70 | NA | 3000098779 | NA | 0 | NA | 0 | NA | W
9950 | Kondagaon | Adenga | PHC | OT | SUCTION APPARATUS | 1 | NA | NA | NA | 3000098780 | 2007-08-01 | 0 | NA | 0 | NA | NW
9951 | Kondagaon | Adenga | PHC | OT | ELECTRIC STERILIZER | 1 | NA | NA | NA | 3000098781 | 2007-06-01 | 0 | NA | 0 | NA | W
9952 | Kondagaon | Adenga | PHC | OT | ELECTRIC STERILIZER | 1 | NA | NA | NA | 3000098782 | 2007-06-01 | 0 | NA | 0 | NA | NW
9953 | Kondagaon | Bade Dongar | PHC | Pharmacy Dept. | NEBULIZER | 1 | Omron | NE-C25-EN2 | 752874 | 3000098784 | 2014-07-01 | 0 | NA | 0 | NA | W
9954 | Kondagaon | Bade Dongar | PHC | Pharmacy Dept. | ELECTRIC STERILIZER | 1 | NA | NA | NA | 3000098785 | 2012-09-01 | 0 | NA | 0 | NA | W
9955 | Kondagaon | Bade Dongar | PHC | Pharmacy Dept. | NEEDLE DESTROYER | 1 | Sai + Life | NA | NA | 3000098786 | NA | 0 | NA | 0 | NA | W
9956 | Kondagaon | Bade Dongar | PHC | Pathology Lab. | CENTRIFUGE MACHINE (4 Tubes) | 1 | NA | NA | NA | 3000098787 | NA | 0 | NA | 0 | NA | NW
9957 | Kondagaon | Bade Dongar | PHC | Pathology Lab. | MICROSCOPE (BINOCULAR) | 1 | Labomed | Vision 2000 | 7146 | 3000098788 | NA | 0 | NA | 0 | NA | W
9958 | Kondagaon | Bade Dongar | PHC | Pathology Lab. | Blood Cell Counter | 1 | Durga | NA | NA | 3000098789 | NA | 0 | NA | 0 | NA | W
9959 | Kondagaon | Bade Dongar | PHC | Pathology Lab. | GLUCOMETER | 1 | Onetouch | CR-2032 | SAFJXN87 | 3000098790 | NA | 0 | NA | 0 | NA | W
9960 | Kondagaon | Bade Dongar | PHC | Doctor's Room | SPHYGMOMANOMETER (MERCURIAL) | 1 | Diamond | 196043 | 45487 | 3000098791 | 2015-07-01 | 0 | NA | 0 | NA | W
9961 | Kondagaon | Bade Dongar | PHC | Doctor's Room | NEEDLE DESTROYER | 1 | Microsil | ND-100 | 4641/03 | 3000098792 | NA | 0 | NA | 0 | NA | W
9962 | Kondagaon | Bade Dongar | PHC | Doctor's Room | SUCTION APPARATUS | 1 | Dr.Yes's | NA | NA | 3000098793 | 2014-07-01 | 0 | NA | 0 | NA | W
9963 | Kondagaon | Bade Dongar | PHC | Store Room | SUCTION APPARATUS | 1 | Dr.Yes's | NA | NA | 3000098794 | NA | 0 | NA | 0 | NA | NI
9964 | Kondagaon | Bade Dongar | PHC | Store Room | DEEP FREEZER | 1 | Vest Frost | NA | NA | 3000098795 | NA | 0 | NA | 0 | NA | W
9965 | Kondagaon | Bade Dongar | PHC | Store Room | REFRIGERATOR | 1 | LG | GL-185/2008 | NA | 3000098796 | NA | 0 | NA | 0 | NA | W
9966 | Kondagaon | Bade Dongar | PHC | Store Room | HB METER | 1 | Sahli | NA | NA | 3000098797 | 2014-07-01 | 0 | NA | 0 | NA | W
9967 | Kondagaon | Bade Dongar | PHC | Store Room | BABY WEIGHING SCALE | 1 | Crown | NA | NA | 3000098798 | NA | 0 | NA | 0 | NA | W
9968 | Kondagaon | Bade Dongar | PHC | Store Room | HB METER | 1 | Sahli | NA | NA | Not Required | 2015-07-01 | 0 | NA | 0 | NA | NI
9969 | Kondagaon | Bade Dongar | PHC | Store Room | SPHYGMOMANOMETER (MERCURIAL) | 1 | Diamond | NA | NA | 3000098771 | 2015-08-01 | 0 | NA | 0 | NA | NW
9970 | Kondagaon | Lanjoda | PHC | Doctor's Room | SPHYGMOMANOMETER (MERCURIAL) | 1 | Diamond | NA | 25275 | 3000098566 | 2013-03-01 | 0 | NA | 0 | NA | W
9971 | Kondagaon | Lanjoda | PHC | Doctor's Room | GLUCOMETER | 1 | Glucolab | IGM-0022 | G22A14D2502163 | 3000098567 | NA | 0 | NA | 0 | NA | W
9972 | Kondagaon | Lanjoda | PHC | Pharmacy Dept. | SPHYGMOMANOMETER (MERCURIAL) | 1 | Diamond | NA | 24177 | 3000098568 | 2013-03-01 | 0 | NA | 0 | NA | W
9973 | Kondagaon | Lanjoda | PHC | Dressing Room | NEEDLE DESTROYER | 1 | Microsil | ND-360 | 10217/03 | 3000098569 | 2007-07-01 | 0 | NA | 0 | NA | W
9974 | Kondagaon | Lanjoda | PHC | Dressing Room | NEBULIZER | 1 | Ashoka | AS-01 | NA | 3000098570 | NA | 0 | NA | 0 | NA | W
9975 | Kondagaon | Lanjoda | PHC | Pathology Lab. | REFRIGERATOR | 1 | Godrej | GFE27-SMT39 | NA | 3000098571 | NA | 0 | NA | 0 | NA | W
9976 | Kondagaon | Lanjoda | PHC | Pathology Lab. | HOT AIR OVEN | 1 | NA | MF05 | Q8 | 3000098572 | NA | 0 | NA | 0 | NA | W
9977 | Kondagaon | Lanjoda | PHC | Pathology Lab. | CENTRIFUGE MACHINE (4 Tubes) | 1 | NA | NA | NA | 3000098573 | 2008-09-01 | 0 | NA | 0 | NA | W
9978 | Kondagaon | Lanjoda | PHC | Pathology Lab. | HB METER | 1 | Toptech3 | NA | NA | 3000098574 | NA | 0 | NA | 0 | NA | W
9979 | Kondagaon | Lanjoda | PHC | Pathology Lab. | MICROSCOPE (BINOCULAR) | 1 | Olympus | CH20i | 15A0731 | 3000098575 | NA | 0 | NA | 0 | NA | W
9980 | Kondagaon | Lanjoda | PHC | Pathology Lab. | Blood Cell Counter | 1 | Durga | NA | NA | 3000098576 | NA | 0 | NA | 0 | NA | W
9981 | Kondagaon | Lanjoda | PHC | DELIVERY ROOM | BABY WEIGHING SCALE | 1 | Crown | NA | NA | 3000098577 | 2007-10-01 | 0 | NA | 0 | NA | W
9982 | Kondagaon | Lanjoda | PHC | DELIVERY ROOM | SUCTION APPARATUS | 1 | Dr.Yes's | NA | NA | 3000098578 | 2008-08-01 | 0 | NA | 0 | NA | W
9983 | Kondagaon | Lanjoda | PHC | DELIVERY ROOM | FOETAL DOPPLER | 1 | Easy care | ECF-DT106 | 197 | 3000098579 | 2008-05-01 | 0 | NA | 0 | NA | W
9984 | Kondagaon | Lanjoda | PHC | DELIVERY ROOM | SUCTION APPARATUS | 1 | NA | NA | NA | 3000098580 | NA | 0 | NA | 0 | NA | NW
9985 | Kondagaon | Lanjoda | PHC | OT | ELECTRIC STERILIZER | 1 | NA | NA | NA | 3000098581 | 2008-05-01 | 0 | NA | 0 | NA | W
9986 | Kondagaon | Lanjoda | PHC | OT | AUTOCLAVE | 1 | NA | NA | NA | 3000098582 | 2008-05-01 | 0 | NA | 0 | NA | W
9987 | Kondagaon | Lanjoda | PHC | Store Room | ELECTRIC STERILIZER | 1 | NA | NA | NA | 3000098583 | NA | 0 | NA | 0 | NA | NI
9988 | Kondagaon | Lanjoda | PHC | Store Room | ELECTRIC STERILIZER | 1 | NA | NA | NA | 3000098584 | NA | 0 | NA | 0 | NA | NI
9989 | Kondagaon | Lanjoda | PHC | Store Room | ELECTRIC STERILIZER | 1 | NA | NA | NA | 3000098585 | NA | 0 | NA | 0 | NA | NI
9990 | Kondagaon | Lanjoda | PHC | Store Room | ELECTRIC STERILIZER | 1 | NA | NA | NA | 3000098586 | NA | 0 | NA | 0 | NA | NI
9991 | Kondagaon | Lanjoda | PHC | Store Room | AUTOCLAVE | 1 | NA | NA | NA | 3000098587 | 2007-04-01 | 0 | NA | 0 | NA | NI
9992 | Kondagaon | Lanjoda | PHC | Store Room | BABY WEIGHING SCALE | 1 | Crown | NA | NA | 3000098588 | 2008-09-01 | 0 | NA | 0 | NA | NI
9993 | Kondagaon | Lanjoda | PHC | Store Room | SUCTION APPARATUS | 1 | NA | NA | NA | 3000098589 | NA | 0 | NA | 0 | NA | NI
9994 | Kondagaon | Lanjoda | PHC | Store Room | SUCTION APPARATUS | 1 | Dr.Yes's | NA | NA | 3000098590 | 2015-01-01 | 0 | NA | 0 | NA | NI
9995 | Kondagaon | Baderajpur | PHC | Doctor's Room | SPHYGMOMANOMETER (DIGITAL) | 1 | Omron | HEM-7120 | 20150222306VGI | 3000253270 | 2015-03-01 | 0 | NA | 0 | NA | W
9996 | Kondagaon | Baderajpur | PHC | Doctor's Room | REFRIGERATOR | 1 | LG | GL195RL4/2013 | NA | 3000253271 | 2013-04-01 | 0 | NA | 0 | NA | W
9997 | Kondagaon | Baderajpur | PHC | Pathology Lab. | MICROSCOPE (BINOCULAR) | 1 | Labomed | Vision 2000 | 140973400 | 3000253272 | 2015-03-01 | 0 | NA | 0 | NA | W
9998 | Kondagaon | Baderajpur | PHC | Pathology Lab. | HOT AIR OVEN | 1 | NA | NA | NA | 3000253273 |  | 0 | NA | 0 | NA | W
9999 | Kondagaon | Baderajpur | PHC | Pathology Lab. | CENTRIFUGE MACHINE (6 Tubes) | 1 | NA | NA | NA | 3000253274 | 2012-09-01 | 0 | NA | 0 | NA | W
10000 | Kondagaon | Baderajpur | PHC | Pathology Lab. | HB METER | 1 | Sahli | NA | NA | 3000253275 | 2015-03-01 | 0 | NA | 0 | NA | W
10001 | Kondagaon | Baderajpur | PHC | Pathology Lab. | ELECTRIC STERILIZER | 1 | Rexco | NA | NA | 3000253276 |  | 0 | NA | 0 | NA | W
10002 | Kondagaon | Baderajpur | PHC | Pathology Lab. | Cell Counter (Manual) | 1 | NA | NA | NA | 3000253277 |  | 0 | NA | 0 | NA | W
10003 | Kondagaon | Baderajpur | PHC | Injection Room | NEEDLE DESTROYER | 1 | NA | NA | NA | 3000253278 |  | 0 | NA | 0 | NA | W
10004 | Kondagaon | Baderajpur | PHC | Injection Room | NEEDLE DESTROYER | 1 | Microsil | NA | NA | 3000253279 |  | 0 | NA | 0 | NA | NW
10005 | Kondagaon | Baderajpur | PHC | DELIVERY ROOM | FOETAL DOPPLER | 1 | Eurodopp | NA | NA | 3000253280 |  | 0 | NA | 0 | NA | W
10006 | Kondagaon | Baderajpur | PHC | DELIVERY ROOM | BABY WEIGHING SCALE | 1 | Crown | NA | NA | 3000253281 |  | 0 | NA | 0 | NA | W
10007 | Kondagaon | Baderajpur | PHC | DELIVERY ROOM | SUCTION APPARATUS | 1 | NA | NA | NA | 3000253282 |  | 0 | NA | 0 | NA | NW
10008 | Kondagaon | Baderajpur | PHC | DELIVERY ROOM | AUTOCLAVE | 1 | Shiva | NA | NA | 3000253283 |  | 0 | NA | 0 | NA | W
10009 | Kondagaon | Baderajpur | PHC | Doctor's Room | SPHYGMOMANOMETER (MERCURIAL) | 1 | Omega | Gold 2000 | NA | 3000253284 | 2012-09-01 | 0 | NA | 0 | NA | NW
10010 | Kondagaon | Baderajpur | PHC | Doctor's Room | SUCTION APPARATUS | 1 | Shiva | NA | NA | 3000253285 | 2015-03-01 | 0 | NA | 0 | NA | W
10011 | Kondagaon | Baderajpur | PHC | Doctor's Room | NEBULIZER | 1 | Dr Morepen | CN06 | 14111639 | 3000253286 | 2015-03-01 | 0 | NA | 0 | NA | W
10012 | Kondagaon | Baderajpur | PHC | Store Room | X-RAY MACHINE | 1 | Siemens | NA | NA | 3000253287 |  | 0 | NA | 0 | NA | NW
10013 | Kondagaon | Baderajpur | PHC | Doctor's Room | COLORIMETER | 1 | Digital Autozero | NA | NA | 3000253288 | 2015-03-01 | 0 | NA | 0 | NA | W
10014 | Kondagaon | Banskot | PHC | Pathology Lab. | MICROSCOPE (BINOCULAR) | 1 | Labomed | Vision 2000 | 141276022 | 3000253300 | 2015-03-01 | 0 | NA | 0 | NA | W
10015 | Kondagaon | Banskot | PHC | Pathology Lab. | CENTRIFUGE MACHINE (4 Tubes) | 1 | NA | NA | NA | 3000253301 | 2013-06-01 | 0 | NA | 0 | NA | W
10016 | Kondagaon | Banskot | PHC | Pathology Lab. | GLUCOMETER | 1 | Onetouch | Select simple | SAFLX44V | 3000253302 | 2014-05-01 | 0 | NA | 0 | NA | W
10017 | Kondagaon | Banskot | PHC | Pathology Lab. | HB METER | 1 | Sahli | NA | NA | 3000253303 | 2015-01-01 | 0 | NA | 0 | NA | W
10018 | Kondagaon | Banskot | PHC | Pathology Lab. | Cell Counter (Manual) | 1 | NA | NA | NA | 3000253304 | 2013-06-01 | 0 | NA | 0 | NA | W
10019 | Kondagaon | Banskot | PHC | Doctor's Room | INCUBATOR | 1 | NA | NA | NA | 3000253305 | 2013-06-01 | 0 | NA | 0 | NA | NW
10020 | Kondagaon | Banskot | PHC | Doctor's Room | INFANT RADIANT WARMER | 1 | Tiana | NA | NA | Not Required | 2015-07-01 | 0 | NA | 0 | NA | NI
10021 | Kondagaon | Banskot | PHC | Doctor's Room | SPHYGMOMANOMETER (MERCURIAL) | 1 | Diamond | NA | 1202006 122848 | 3000253306 | 2013-04-01 | 0 | NA | 0 | NA | W
10022 | Kondagaon | Banskot | PHC | Doctor's Room | SPHYGMOMANOMETER (MERCURIAL) | 1 | EMU | NA | 53476 | 3000253307 | 2013-04-01 | 0 | NA | 0 | NA | NW
10023 | Kondagaon | Banskot | PHC | DELIVERY ROOM | SUCTION APPARATUS | 1 | NA | NA | NA | 3000253308 | 2015-03-01 | 0 | NA | 0 | NA | W
10024 | Kondagaon | Banskot | PHC | DELIVERY ROOM | SUCTION APPARATUS | 1 | Sai + Life | NA | NA | 3000253309 | 2013-05-01 | 0 | NA | 0 | NA | NW
10025 | Kondagaon | Banskot | PHC | DELIVERY ROOM | BABY WEIGHING SCALE | 1 | Crown | NA | NA | 3000253310 | 2009-06-01 | 0 | NA | 0 | NA | W
10026 | Kondagaon | Banskot | PHC | DELIVERY ROOM | FOETAL DOPPLER | 1 | NA | FD11C | FD11C150101797 | 3000253311 | 2015-03-01 | 0 | NA | 0 | NA | W
10027 | Kondagaon | Banskot | PHC | Dressing Room | ELECTRIC STERILIZER | 1 | Rexco | NA | NA | 3000253312 | 2009-06-01 | 0 | NA | 0 | NA | W
10028 | Kondagaon | Banskot | PHC | Dressing Room | NEEDLE DESTROYER | 1 | NA | NA | NA | 3000253313 | 2014-05-01 | 0 | NA | 0 | NA | W
10029 | Kondagaon | Banskot | PHC | Dressing Room | REFRIGERATOR | 1 | Godrej | GDN1853/2013 | NA | 3000253314 | 2013-05-01 | 0 | NA | 0 | NA | W
10030 | Kondagaon | Banskot | PHC | Store Room | ELECTRIC STERILIZER | 1 | Rexco | NA | NA | 3000253315 | 2009-06-01 | 0 | NA | 0 | NA | NW
10031 | Kondagaon | Banskot | PHC | Store Room | ELECTRIC STERILIZER | 1 | Rexco | NA | NA | 3000253316 | 2009-06-01 | 0 | NA | 0 | NA | NW
10032 | Kondagaon | Banskot | PHC | Store Room | ELECTRIC STERILIZER | 1 | Rexco | NA | NA | 3000253317 | 2009-06-01 | 0 | NA | 0 | NA | NW
10033 | Kondagaon | Banskot | PHC | Store Room | ELECTRIC STERILIZER | 1 | Rexco | NA | NA | 3000253318 | 2009-06-01 | 0 | NA | 0 | NA | NW
10034 | Kondagaon | Banskot | PHC | Store Room | ELECTRIC STERILIZER | 1 | Rexco | NA | NA | 3000253319 | 2009-06-01 | 0 | NA | 0 | NA | NW
10035 | Kondagaon | Banskot | PHC | Store Room | ELECTRIC STERILIZER | 1 | Rexco | NA | NA | 3000253320 | 2009-06-01 | 0 | NA | 0 | NA | NW
10036 | Kondagaon | Banskot | PHC | Store Room | ELECTRIC STERILIZER | 1 | Rexco | NA | NA | 3000253321 | 2009-06-01 | 0 | NA | 0 | NA | NW
10037 | Kondagaon | Banskot | PHC | Store Room | ELECTRIC STERILIZER | 1 | Rexco | NA | NA | 3000253322 | 2009-06-01 | 0 | NA | 0 | NA | NW
10038 | Kondagaon | Banskot | PHC | Store Room | ELECTRIC STERILIZER | 1 | Rexco | NA | NA | 3000253323 | 2009-06-01 | 0 | NA | 0 | NA | NW
10039 | Kondagaon | Banskot | PHC | Store Room | AUTOCLAVE | 1 | NA | NA | NA | 3000253324 | 2009-06-01 | 0 | NA | 0 | NA | NW
10040 | Kondagaon | Banskot | PHC | Store Room | AUTOCLAVE | 1 | NA | NA | NA | 3000253325 | 2009-06-01 | 0 | NA | 0 | NA | NW
10041 | Kondagaon | Banskot | PHC | Store Room | AUTOCLAVE | 1 | NA | NA | NA | 3000253326 | 2009-06-01 | 0 | NA | 0 | NA | NW
10042 | Kondagaon | Banskot | PHC | Store Room | AUTOCLAVE | 1 | NA | NA | NA | 3000253327 | 2009-06-01 | 0 | NA | 0 | NA | NW
10043 | Kondagaon | Badbattar | PHC | Doctor's Room | SPHYGMOMANOMETER (MERCURIAL) | 1 | Lifex | NA | 98113636 | 3000253289 | NA | 0 | NA | 0 | NA | W
10044 | Kondagaon | Badbattar | PHC | Pathology Lab. | MICROSCOPE (BINOCULAR) | 1 | Labomed | NA | 121275803 | 3000253290 | NA | 0 | NA | 0 | NA | W
10045 | Kondagaon | Badbattar | PHC | Pathology Lab. | CENTRIFUGE MACHINE (4 Tubes) | 1 | NA | NA | NA | 3000253291 | NA | 0 | NA | 0 | NA | W
10046 | Kondagaon | Badbattar | PHC | Pathology Lab. | HB METER | 1 | Sahli | NA | NA | 3000253292 | NA | 0 | NA | 0 | NA | NW
10047 | Kondagaon | Badbattar | PHC | Pathology Lab. | HB METER | 1 | Sahli | NA | NA | 3000253293 | NA | 0 | NA | 0 | NA | NW
10048 | Kondagaon | Badbattar | PHC | Pathology Lab. | HB METER | 1 | Sahli | NA | NA | 3000253294 | NA | 0 | NA | 0 | NA | W
10049 | Kondagaon | Badbattar | PHC | Pathology Lab. | INCUBATOR | 1 | NA | NA | NA | 3000253295 | NA | 0 | NA | 0 | NA | W
10050 | Kondagaon | Badbattar | PHC | DELIVERY ROOM | SUCTION APPARATUS | 1 | Shiva | NA | NA | 3000253296 | NA | 0 | NA | 0 | NA | W
10051 | Kondagaon | Badbattar | PHC | DELIVERY ROOM | BABY WEIGHING SCALE | 1 | Docbel Braun | NA | NA | 3000253297 | NA | 0 | NA | 0 | NA | W
10052 | Kondagaon | Badbattar | PHC | DELIVERY ROOM | ELECTRIC STERILIZER | 1 | Rexco | NA | NA | 3000253298 | NA | 0 | NA | 0 | NA | W
10053 | Kondagaon | Badbattar | PHC | Pathology Lab. | ELECTRIC STERILIZER | 1 | Rexco | NA | NA | 3000253299 | NA | 0 | NA | 0 | NA | W
10054 | Kondagaon | Salna | PHC | Doctor's Room | SPHYGMOMANOMETER (DIGITAL) | 1 | Omron | SEM-1 | 20101105498L | 3000098801 | NA | 0 | NA | 0 | NA | W
10055 | Kondagaon | Salna | PHC | Store Room | ELECTRIC STERILIZER | 1 | NA | NA | NA | 3000098802 | NA | 0 | NA | 0 | NA | W
10056 | Kondagaon | Salna | PHC | Store Room | NEEDLE DESTROYER | 1 | Sara Tech | 100VA/60VA | 7846 | 3000098803 | NA | 0 | NA | 0 | NA | NW
10057 | Kondagaon | Salna | PHC | Pathology Lab. | MICROSCOPE (BINOCULAR) | 1 | Labomed | Vision 2000 | NA | 3000098804 | 2013-07-01 | 0 | NA | 0 | NA | W
10058 | Kondagaon | Salna | PHC | Pathology Lab. | CENTRIFUGE MACHINE (4 Tubes) | 1 | NA | NA | NA | 3000098805 | 2015-03-01 | 0 | NA | 0 | NA | W
10059 | Kondagaon | Salna | PHC | Pathology Lab. | HB METER | 1 | Sahli | NA | NA | 3000098806 | 2013-10-01 | 0 | NA | 0 | NA | W
10060 | Kondagaon | Salna | PHC | Pathology Lab. | GLUCOMETER | 1 | Gluco-one | BG-03 Auto | NA | 3000098807 | 2013-07-01 | 0 | NA | 0 | NA | W
10061 | Kondagaon | Salna | PHC | Pathology Lab. | MICROSCOPE (BINOCULAR) | 1 | Labomed | Vision 2000 | NA | 3000098808 | 2015-03-01 | 0 | NA | 0 | NA | W
10062 | Kondagaon | Salna | PHC | Store Room | INFANT RADIANT WARMER | 1 | Meditrin | NA | NA | Not Required | 2015-03-01 | 0 | NA | 0 | NA | NI
10063 | Kondagaon | Salna | PHC | Store Room | SUCTION APPARATUS | 1 | NA | NA | NA | 3000098809 | 2015-03-01 | 0 | NA | 0 | NA | W
10064 | Kondagaon | Salna | PHC | OPD | NEBULIZER | 1 | Perfecxa | NA | 11090571 | 3000098810 | 2015-03-01 | 0 | NA | 0 | NA | W
10065 | Kondagaon | Salna | PHC | Store Room | GLUCOMETER | 1 | Gluco-one | BG-03 Auto | NA | 3000098811 | 2015-03-01 | 0 | NA | 0 | NA | NI
10066 | Kondagaon | Salna | PHC | Store Room | GLUCOMETER | 1 | Gluco-one | BG-03 Auto | NA | 3000098812 | 2015-03-01 | 0 | NA | 0 | NA | W
10067 | Kondagaon | Salna | PHC | Store Room | NEBULIZER | 1 | Perfecxa | NA | NA | 3000098813 | 2015-03-01 | 0 | NA | 0 | NA | W
10068 | Kondagaon | Shampur | PHC | Pathology Lab. | HB METER | 1 | Sahli | NA | NA | 3000253251 | NA | 0 | NA | 0 | NA | W
10069 | Kondagaon | Shampur | PHC | Pathology Lab. | HB METER | 1 | Sahli | NA | NA | 3000253252 | NA | 0 | NA | 0 | NA | W
10070 | Kondagaon | Shampur | PHC | Pathology Lab. | MICROSCOPE (BINOCULAR) | 1 | Coslab | NA | 4117 | 3000253253 | 2015-08-01 | 0 | NA | 0 | NA | NW
10071 | Kondagaon | Shampur | PHC | Pathology Lab. | CENTRIFUGE MACHINE (4 Tubes) | 1 | NA | NA | NA | 3000253254 | NA | 0 | NA | 0 | NA | W
10072 | Kondagaon | Shampur | PHC | Pathology Lab. | GLUCOMETER | 1 | Onetouch | Select simple | SADSD470 | 3000253255 | NA | 0 | NA | 0 | NA | W
10073 | Kondagaon | Shampur | PHC | Injection Room | NEEDLE DESTROYER | 1 | Microsil | NA | NA | 3000253256 | NA | 0 | NA | 0 | NA | W
10074 | Kondagaon | Shampur | PHC | Injection Room | ELECTRIC STERILIZER | 1 | Rexco | NA | NA | 3000253257 | NA | 0 | NA | 0 | NA | W
10075 | Kondagaon | Shampur | PHC | Injection Room | NEBULIZER | 1 | Swanmist | NA | 112 | 3000253258 | NA | 0 | NA | 0 | NA | W
10076 | Kondagaon | Shampur | PHC | Injection Room | REFRIGERATOR | 1 | Godrej | GD21 | NA | 3000253259 | NA | 0 | NA | 0 | NA | W
10077 | Kondagaon | Shampur | PHC | Store Room | Ice Lined REFRIGERATOR | 1 | Vest Frost | NMK142 | 43217017 | 3000253260 | NA | 0 | NA | 0 | NA | W
10078 | Kondagaon | Shampur | PHC | Doctor's Room | ADULT WEIGHING MACHINE | 1 | Nova | BGS1222 | NX-201-30023-1688 | 3000253269 | NA | 0 | NA | 0 | NA | W
10079 | Kondagaon | Shampur | PHC | DELIVERY ROOM | ELECTRIC STERILIZER | 1 | Rexco | NA | NA | 3000253261 | NA | 0 | NA | 0 | NA | W
10080 | Kondagaon | Shampur | PHC | DELIVERY ROOM | SUCTION APPARATUS | 1 | Shiva | NA | NA | 3000253262 | NA | 0 | NA | 0 | NA | NW
10081 | Kondagaon | Shampur | PHC | DELIVERY ROOM | BABY WEIGHING SCALE | 1 | Docbel Braun | NA | NA | 3000253263 | NA | 0 | NA | 0 | NA | W
10082 | Kondagaon | Shampur | PHC | DELIVERY ROOM | NEEDLE DESTROYER | 1 | Sai + Life | NA | NA | 3000253264 | NA | 0 | NA | 0 | NA | W
10083 | Kondagaon | Shampur | PHC | DELIVERY ROOM | SPHYGMOMANOMETER (MERCURIAL) | 1 | Extra Care | NA | NA | 3000253265 | 2015-08-01 | 0 | NA | 0 | NA | W
10084 | Kondagaon | Shampur | PHC | Doctor's Room | SPHYGMOMANOMETER (MERCURIAL) | 1 | Extra Care | NA | NA | 3000253266 | 2015-08-01 | 0 | NA | 0 | NA | W
10085 | Kondagaon | Shampur | PHC | Doctor's Room | SPHYGMOMANOMETER (MERCURIAL) | 1 | Premier | NA | 8262373 | 3000253267 | NA | 0 | NA | 0 | NA | W
10086 | Kondagaon | Shampur | PHC | Store Room | BABY WEIGHING SCALE | 1 | Docbel Braun | NA | NA | 3000253268 | NA | 0 | NA | 0 | NA | W
10087 | Kondagaon | Shampur | PHC | Store Room | ELECTRIC STERILIZER | 1 | Rexco | NA | NA | Not Required | 2015-08-01 | 0 | NA | 0 | NA | NI
10088 | Kondagaon | Anantpur | PHC | OPD | SPHYGMOMANOMETER (MERCURIAL) | 1 | Life line | Classic | 102997 | 3000253166 | 2013-12-01 | 0 | NA | 0 | NA | W
10089 | Kondagaon | Anantpur | PHC | OPD | SPHYGMOMANOMETER (MERCURIAL) | 1 | Diamond | NA | 14803 | 3000253167 | 2013-12-01 | 0 | NA | 0 | NA | NW
10090 | Kondagaon | Anantpur | PHC | OPD | SPHYGMOMANOMETER (MERCURIAL) | 1 | Extra Care | NA | NA | 3000253168 | 2015-07-01 | 0 | NA | 0 | NA | W
10091 | Kondagaon | Anantpur | PHC | Pathology Lab. | HB METER | 1 | Sahli | NA | NA | 3000253169 | NA | 0 | NA | 0 | NA | W
10092 | Kondagaon | Anantpur | PHC | Pathology Lab. | CENTRIFUGE MACHINE (6 Tubes) | 1 | NA | NA | NA | 3000253170 | NA | 0 | NA | 0 | NA | NW
10093 | Kondagaon | Anantpur | PHC | Pathology Lab. | MICROSCOPE (BINOCULAR) | 1 | Magnus | MLXB | NA | 3000253171 | NA | 0 | NA | 0 | NA | W
10094 | Kondagaon | Anantpur | PHC | Pathology Lab. | MICROSCOPE (BINOCULAR) | 1 | Kwality | NA | NA | 3000253172 | NA | 0 | NA | 0 | NA | NW
10095 | Kondagaon | Anantpur | PHC | Pathology Lab. | GLUCOMETER | 1 | On-call Now | NA | 102A001BAA9 | 3000253173 | NA | 0 | NA | 0 | NA | NW
10096 | Kondagaon | Anantpur | PHC | Pathology Lab. | HB METER | 1 | Sahli | NA | NA | 3000253174 | NA | 0 | NA | 0 | NA | W
10097 | Kondagaon | Anantpur | PHC | OPD | NEBULIZER | 1 | Life line | Alfa | NA | 3000253175 | 2013-12-01 | 0 | NA | 0 | NA | W
10098 | Kondagaon | Anantpur | PHC | DELIVERY ROOM | FOETAL DOPPLER | 1 | Eurodopp | NA | NA | 3000253176 | 2012-11-01 | 0 | NA | 0 | NA | NW
10099 | Kondagaon | Anantpur | PHC | DELIVERY ROOM | SUCTION APPARATUS | 1 | Manometer | NA | NA | 3000253177 | 2012-11-01 | 0 | NA | 0 | NA | W
10100 | Kondagaon | Anantpur | PHC | DELIVERY ROOM | BABY WEIGHING SCALE | 1 | Docbel Braun | NA | NA | 3000253178 | NA | 0 | NA | 0 | NA | W
10101 | Kondagaon | Anantpur | PHC | DELIVERY ROOM | SHADOWLESS OT LIGHT | 1 | NA | NA | NA | 3000253179 | NA | 0 | NA | 0 | NA | W
10102 | Kondagaon | Anantpur | PHC | Dressing Room | ELECTRIC STERILIZER | 1 | Rexco | NA | NA | 3000253180 | NA | 0 | NA | 0 | NA | W
10103 | Kondagaon | Anantpur | PHC | Dressing Room | NEEDLE DESTROYER | 1 | Life line | NA | NA | 3000253181 | 2015-05-01 | 0 | NA | 0 | NA | W
10104 | Kondagaon | Anantpur | PHC | Store Room | NEEDLE DESTROYER | 1 | Sara Tech | NA | NA | 3000253182 | NA | 0 | NA | 0 | NA | NW
10105 | Kondagaon | Anantpur | PHC | Store Room | ELECTRIC STERILIZER | 1 | Rexco | NA | NA | 3000253183 | NA | 0 | NA | 0 | NA | W
10106 | Kondagaon | Anantpur | PHC | DELIVERY ROOM | REFRIGERATOR | 1 | Godrej | NA | NA | 3000253184 | NA | 0 | NA | 0 | NA | W
10107 | Kondagaon | Randhna | PHC | Doctor's Room | SPHYGMOMANOMETER (MERCURIAL) | 1 | Diamond | NA | 20042 | 3000253242 | NA | 0 | NA | 0 | NA | W
10108 | Kondagaon | Randhna | PHC | DELIVERY ROOM | REFRIGERATOR | 1 | LG | GL185/2014 | 403NRXCC080154 | 3000253243 | NA | 0 | NA | 0 | NA | W
10109 | Kondagaon | Randhna | PHC | DELIVERY ROOM | NEEDLE DESTROYER | 1 | Sara Tech | 100VA/60VA | 8225 | 3000253244 | NA | 0 | NA | 0 | NA | W
10110 | Kondagaon | Randhna | PHC | DELIVERY ROOM | ELECTRIC STERILIZER | 1 | Rexco | NA | NA | 3000253245 | NA | 0 | NA | 0 | NA | W
10111 | Kondagaon | Randhna | PHC | DELIVERY ROOM | BABY WEIGHING SCALE | 1 | Crown | NA | NA | 3000253246 | NA | 0 | NA | 0 | NA | W
10112 | Kondagaon | Randhna | PHC | Store Room | NEEDLE DESTROYER | 1 | Microsil | NA | NA | 3000253247 | NA | 0 | NA | 0 | NA | NW
10113 | Kondagaon | Randhna | PHC | Store Room | NEEDLE DESTROYER | 1 | Microsil | NA | NA | 3000253248 | NA | 0 | NA | 0 | NA | W
10114 | Kondagaon | Randhna | PHC | Store Room | NEEDLE DESTROYER | 1 | Microsil | NA | NA | 3000253249 | NA | 0 | NA | 0 | NA | W
10115 | Kondagaon | Randhna | PHC | Store Room | ELECTRIC STERILIZER | 1 | Rexco | NA | NA | 3000253250 | NA | 0 | NA | 0 | NA | NW
10116 | Kondagaon | Lubha | PHC | DELIVERY ROOM | SPHYGMOMANOMETER (MERCURIAL) | 1 | Extra Care | NA | NA | 3000253232 | 2015-08-01 | 0 | NA | 0 | NA | W
10117 | Kondagaon | Lubha | PHC | DELIVERY ROOM | ELECTRIC STERILIZER | 1 | Rexco | NA | NA | 3000253233 | 2007-07-01 | 0 | NA | 0 | NA | W
10118 | Kondagaon | Lubha | PHC | DELIVERY ROOM | NEEDLE DESTROYER | 1 | Sara Tech | 100VA/60VA | NA | 3000253234 | 2007-11-01 | 0 | NA | 0 | NA | W
10119 | Kondagaon | Lubha | PHC | Store Room | NEEDLE DESTROYER | 1 | Microsil | NA | NA | 3000253235 | 2007-11-01 | 0 | NA | 0 | NA | W
10120 | Kondagaon | Lubha | PHC | Dressing Room | REFRIGERATOR | 1 | Omron | HEM-7120 | 2010116345L | 3000253241 | 2009-09-01 | 0 | NA | 0 | NA | W
10121 | Kondagaon | Lubha | PHC | Doctor's Room | ELECTRIC STERILIZER | 1 | NA | NA | NA | 3000253236 | 2009-12-01 | 0 | NA | 0 | NA | W
10122 | Kondagaon | Lubha | PHC | Dressing Room | BABY WEIGHING SCALE | 1 | NA | NA | NA | 3000253237 | 2010-11-01 | 0 | NA | 0 | NA | W
10123 | Kondagaon | Lubha | PHC | Dressing Room | REFRIGERATOR | 1 | Whirlpool | DC19/2012 | INC124404671 | 3000253238 | NA | 0 | NA | 0 | NA | W
10124 | Kondagaon | Lubha | PHC | Dressing Room | SPHYGMOMANOMETER (MERCURIAL) | 1 | Aneroid | NA | NA | 3000253239 | 2008-04-01 | 0 | NA | 0 | NA | W
10125 | Kondagaon | Lubha | PHC | Doctor's Room | AUTOCLAVE | 1 | Shiva | NA | NA | 3000253240 | 2006-11-01 | 0 | NA | 0 | NA | W
10126 | Kondagaon | Bunagaon | PHC | Pathology Lab. | MICROSCOPE (BINOCULAR) | 1 | Coslab | HL-9A | 4115 | 3000253213 | NA | 0 | NA | 0 | NA | W
10127 | Kondagaon | Bunagaon | PHC | Pathology Lab. | HB METER | 1 | Sahli | NA | NA | 3000253214 | 2008-11-01 | 0 | NA | 0 | NA | NW
10128 | Kondagaon | Bunagaon | PHC | Pathology Lab. | HB METER | 1 | Sahli | NA | NA | 3000253215 | 2009-01-01 | 0 | NA | 0 | NA | W
10129 | Kondagaon | Bunagaon | PHC | Injection Room | NEEDLE DESTROYER | 1 | Mediwaves | NA | NA | 3000253216 | 2012-11-01 | 0 | NA | 0 | NA | W
10130 | Kondagaon | Bunagaon | PHC | Injection Room | NEEDLE DESTROYER | 1 | BD | NA | A13080701 | 3000253217 | 2012-08-01 | 0 | NA | 0 | NA | NW
10131 | Kondagaon | Bunagaon | PHC | Injection Room | ELECTRIC STERILIZER | 1 | Rexco | NA | NA | 3000253218 | 2014-05-01 | 0 | NA | 0 | NA | W
10132 | Kondagaon | Bunagaon | PHC | Doctor's Room | SPHYGMOMANOMETER (MERCURIAL) | 1 | Extra Care | NA | NA | 3000253219 | 2015-07-01 | 0 | NA | 0 | NA | W
10133 | Kondagaon | Bunagaon | PHC | DELIVERY ROOM | SUCTION APPARATUS | 1 | Shiva | NA | NA | 3000253220 | NA | 0 | NA | 0 | NA | W
10134 | Kondagaon | Bunagaon | PHC | DELIVERY ROOM | ELECTRIC STERILIZER | 1 | Rexco | NA | NA | 3000253221 | 2014-05-01 | 0 | NA | 0 | NA | W
10135 | Kondagaon | Bayanar | PHC | Injection Room | NEEDLE DESTROYER | 1 | Sara Tech | 100VA/60VA | NA | 3000253222 | NA | 0 | NA | 0 | NA | W
10136 | Kondagaon | Bayanar | PHC | Injection Room | NEBULIZER | 1 | Omron | NEC25 | 793551 | 3000253223 | NA | 0 | NA | 0 | NA | W
10137 | Kondagaon | Bayanar | PHC | Injection Room | ELECTRIC STERILIZER | 1 | Rexco | NA | NA | 3000253224 | 2009-08-01 | 0 | NA | 0 | NA | NW
10138 | Kondagaon | Bayanar | PHC | Injection Room | AUTOCLAVE | 1 | NA | NA | NA | 3000253225 | NA | 0 | NA | 0 | NA | NW
10139 | Kondagaon | Bayanar | PHC | Injection Room | ELECTRIC STERILIZER | 1 | Rexco | NA | NA | 3000253226 | 2009-08-01 | 0 | NA | 0 | NA | W
10140 | Kondagaon | Bayanar | PHC | Store Room | ELECTRIC STERILIZER | 1 | NA | NA | NA | Not Required | 2015-07-01 | 0 | NA | 0 | NA | NI
10141 | Kondagaon | Bayanar | PHC | Store Room | ELECTRIC STERILIZER | 1 | NA | NA | NA | Not Required | 2015-07-01 | 0 | NA | 0 | NA | NI
10142 | Kondagaon | Bayanar | PHC | Store Room | ELECTRIC STERILIZER | 1 | NA | NA | NA | Not Required | 2015-07-01 | 0 | NA | 0 | NA | NI
10143 | Kondagaon | Bayanar | PHC | Store Room | ELECTRIC STERILIZER | 1 | NA | NA | NA | Not Required | 2015-07-01 | 0 | NA | 0 | NA | NI
10144 | Kondagaon | Bayanar | PHC | Store Room | ELECTRIC STERILIZER | 1 | NA | NA | NA | Not Required | 2015-07-01 | 0 | NA | 0 | NA | NI
10145 | Kondagaon | Bayanar | PHC | DELIVERY ROOM | NEEDLE DESTROYER | 1 | Sara Tech | 100VA/60VA | NA | 3000253227 | NA | 0 | NA | 0 | NA | NW
10146 | Kondagaon | Bayanar | PHC | DELIVERY ROOM | BABY WEIGHING SCALE | 1 | Misaki | NA | NA | 3000253228 | NA | 0 | NA | 0 | NA | W
10147 | Kondagaon | Bayanar | PHC | DELIVERY ROOM | SUCTION APPARATUS | 1 | Shiva | NA | NA | 3000253229 | NA | 0 | NA | 0 | NA | W
10148 | Kondagaon | Bayanar | PHC | DELIVERY ROOM | FOETAL DOPPLER | 1 | Easy care | ECFDT-106 | NA | 3000253230 | 2015-02-01 | 0 | NA | 0 | NA | W
10149 | Kondagaon | Bayanar | PHC | Doctor's Room | SPHYGMOMANOMETER (MERCURIAL) | 1 | Omega | Gold 2000 | NA | 3000253231 | 2013-10-01 | 0 | NA | 0 | NA | W
10150 | Kondagaon | Dahikonga | PHC | Pathology Lab. | MICROSCOPE (BINOCULAR) | 1 | Kwality | NA | NA | 3000253102 | NA | 0 | NA | 0 | NA | W
10151 | Kondagaon | Dahikonga | PHC | Pathology Lab. | MICROSCOPE (BINOCULAR) | 1 | Coslab | HL-9A | 4116 | 3000253103 | 2014-08-01 | 0 | NA | 0 | NA | NW
10152 | Kondagaon | Dahikonga | PHC | Pathology Lab. | HB METER | 1 | Sahli | NA | NA | 3000253104 | 2011-08-01 | 0 | NA | 0 | NA | W
10153 | Kondagaon | Dahikonga | PHC | Pathology Lab. | NEEDLE DESTROYER | 1 | Sheetla TEC | NA | NA | 3000253105 | 2010-11-01 | 0 | NA | 0 | NA | W
10154 | Kondagaon | Dahikonga | PHC | Pathology Lab. | REFRIGERATOR | 1 | LG | BL-B205KSHF/2015 | 504SRVG051351 | 3000253106 | NA | 0 | NA | 0 | NA | W
10155 | Kondagaon | Dahikonga | PHC | Pathology Lab. | GLUCOMETER | 1 | Accucheck | GC | GC16366726 | 3000253107 | NA | 0 | NA | 0 | NA | W
10156 | Kondagaon | Dahikonga | PHC | Dressing Room | ELECTRIC STERILIZER | 1 | Rexco | NA | NA | 3000253108 | 2014-05-01 | 0 | NA | 0 | NA | W
10157 | Kondagaon | Dahikonga | PHC | Dressing Room | ELECTRIC STERILIZER | 1 | Rexco | NA | NA | 3000253109 | 2014-05-01 | 0 | NA | 0 | NA | NW
10158 | Kondagaon | Dahikonga | PHC | Dressing Room | NEEDLE DESTROYER | 1 | Sheetla TEC | NA | NA | 3000253110 | 2010-11-01 | 0 | NA | 0 | NA | NW
10159 | Kondagaon | Dahikonga | PHC | DELIVERY ROOM | BABY WEIGHING SCALE | 1 | Misaki | NA | NA | 3000253111 | 2008-06-01 | 0 | NA | 0 | NA | W
10160 | Kondagaon | Dahikonga | PHC | DELIVERY ROOM | SUCTION APPARATUS | 1 | Shiva | NA | NA | 3000253112 | 2008-11-01 | 0 | NA | 0 | NA | W
10161 | Kondagaon | Dahikonga | PHC | DELIVERY ROOM | SUCTION APPARATUS | 1 | Shiva | NA | NA | 3000253113 | NA | 0 | NA | 0 | NA | NW
10162 | Kondagaon | Dahikonga | PHC | DELIVERY ROOM | AUTOCLAVE | 1 | Scientific | NA | NA | 3000253114 | NA | 0 | NA | 0 | NA | W
10163 | Kondagaon | Dahikonga | PHC | DELIVERY ROOM | AUTOCLAVE | 1 | SNI | NA | NA | 3000253115 | NA | 0 | NA | 0 | NA | W
10164 | Kondagaon | Dahikonga | PHC | Doctor's Room | SPHYGMOMANOMETER (MERCURIAL) | 1 | Extra Care | NA | NA | 3000253116 | 2015-07-01 | 0 | NA | 0 | NA | W
10165 | Kondagaon | Dahikonga | PHC | Store Room | ELECTRIC STERILIZER | 1 | Rexco | NA | NA | 3000253117 | 2015-07-01 | 0 | NA | 0 | NA | W
10166 | Kondagaon | Dahikonga | PHC | Store Room | ELECTRIC STERILIZER | 1 | Rexco | NA | NA | 3000253118 | 2015-07-01 | 0 | NA | 0 | NA | W
10167 | Kondagaon | Dahikonga | PHC | Store Room | ELECTRIC STERILIZER | 1 | Rexco | NA | NA | 3000253119 | 2015-07-01 | 0 | NA | 0 | NA | W
10168 | Kondagaon | Dahikonga | PHC | Store Room | SUCTION APPARATUS | 1 | Shiva | NA | NA | 3000253120 | NA | 0 | NA | 0 | NA | NW
10169 | Kondagaon | Dahikonga | PHC | Store Room | ELECTRIC STERILIZER | 1 | Rexco | NA | NA | 3000253121 | 2014-05-01 | 0 | NA | 0 | NA | NW
10170 | Kondagaon | Dahikonga | PHC | Pharmacy Dept. | NEBULIZER | 1 | I-Care | ICR070 | 111016251 | 3000253122 | NA | 0 | NA | 0 | NA | W
10171 | Kondagaon | Dahikonga | PHC | Pharmacy Dept. | SPHYGMOMANOMETER (DIGITAL) | 1 | Citizen | CH-4328 | 8064691 | 3000253123 | NA | 0 | NA | 0 | NA | NW
10172 | Kondagaon | Mardapal | PHC | Doctor's Room | SPHYGMOMANOMETER (MERCURIAL) | 1 | Extra Care | NA | NA | 3000253137 | 2015-07-01 | 0 | NA | 0 | NA | W
10173 | Kondagaon | Mardapal | PHC | Pathology Lab. | REFRIGERATOR | 1 | Kelvinator | KN183/2015 | KN183 | 3000253138 | 2015-05-01 | 0 | NA | 0 | NA | W
10174 | Kondagaon | Mardapal | PHC | Pathology Lab. | MICROSCOPE (BINOCULAR) | 1 | Coslab | HL-9A | 4113 | 3000253139 | 2015-07-01 | 0 | NA | 0 | NA | W
10175 | Kondagaon | Mardapal | PHC | Pathology Lab. | MICROSCOPE (BINOCULAR) | 1 | Kwality | NA | NA | 3000253140 | 2015-03-01 | 0 | NA | 0 | NA | NW
10176 | Kondagaon | Mardapal | PHC | Pathology Lab. | HB METER | 1 | Sahli | NA | NA | 3000253141 | NA | 0 | NA | 0 | NA | W
10177 | Kondagaon | Mardapal | PHC | Dressing Room | AUTOCLAVE | 1 | Scientific | NA | NA | 3000253142 | NA | 0 | NA | 0 | NA | NW
10178 | Kondagaon | Mardapal | PHC | Dressing Room | NEEDLE DESTROYER | 1 | Microsil | NA | NA | 3000253143 | NA | 0 | NA | 0 | NA | W
10179 | Kondagaon | Mardapal | PHC | Doctor's Room | SPHYGMOMANOMETER (MERCURIAL) | 1 | Omega | Gold 2000 | NA | 3000253144 | NA | 0 | NA | 0 | NA | NW
10180 | Kondagaon | Mardapal | PHC | Doctor's Room | GLUCOMETER | 1 | Accucheck | GC | GC17352385 | 3000253145 | 2013-10-01 | 0 | NA | 0 | NA | NW
10181 | Kondagaon | Mardapal | PHC | Doctor's Room | SPHYGMOMANOMETER (MERCURIAL) | 1 | Life line | NA | 65734 | 3000253146 | NA | 0 | NA | 0 | NA | W
10182 | Kondagaon | Mardapal | PHC | DELIVERY ROOM | BABY WEIGHING SCALE | 1 | Crown | NA | NA | 3000253147 | NA | 0 | NA | 0 | NA | W
10183 | Kondagaon | Mardapal | PHC | DELIVERY ROOM | ELECTRIC STERILIZER | 1 | Rexco | NA | NA | 3000253148 | NA | 0 | NA | 0 | NA | W
10184 | Kondagaon | Mardapal | PHC | DELIVERY ROOM | SUCTION APPARATUS | 1 | Shiva | NA | NA | 3000253149 | NA | 0 | NA | 0 | NA | W
10185 | Kondagaon | Mardapal | PHC | Store Room | ELECTRIC STERILIZER | 1 | Rexco | NA | NA | Not Required | NA | 0 | NA | 0 | NA | NI
10186 | Kondagaon | Mardapal | PHC | Store Room | ELECTRIC STERILIZER | 1 | Rexco | NA | NA | Not Required | NA | 0 | NA | 0 | NA | NI
10187 | Kondagaon | Mardapal | PHC | Store Room | BABY WEIGHING SCALE | 1 | Crown | NA | NA | 3000253150 | NA | 0 | NA | 0 | NA | NW
10188 | Kondagaon | Sonabaal | PHC | Store Room | ELECTRIC STERILIZER | 1 | Rexco | NA | NA | 3000253124 | 2014-05-01 | 0 | NA | 0 | NA | NW
10189 | Kondagaon | Sonabaal | PHC | Store Room | ELECTRIC STERILIZER | 1 | Rexco | NA | NA | 3000253125 | 2014-05-01 | 0 | NA | 0 | NA | NW
10190 | Kondagaon | Sonabaal | PHC | Store Room | ELECTRIC STERILIZER | 1 | Rexco | NA | NA | 3000253126 | NA | 0 | NA | 0 | NA | NI
10191 | Kondagaon | Sonabaal | PHC | Store Room | ELECTRIC STERILIZER | 1 | Rexco | NA | NA | 3000253127 | NA | 0 | NA | 0 | NA | NI
10192 | Kondagaon | Sonabaal | PHC | Store Room | ELECTRIC STERILIZER | 1 | Rexco | NA | NA | 3000253128 | NA | 0 | NA | 0 | NA | NI
10193 | Kondagaon | Sonabaal | PHC | Store Room | ELECTRIC STERILIZER | 1 | Rexco | NA | NA | 3000253129 | NA | 0 | NA | 0 | NA | W
10194 | Kondagaon | Sonabaal | PHC | Doctor's Room | SPHYGMOMANOMETER (MERCURIAL) | 1 | Gibson | NA | NA | 3000253130 | NA | 0 | NA | 0 | NA | W
10195 | Kondagaon | Sonabaal | PHC | Store Room | SPHYGMOMANOMETER (MERCURIAL) | 1 | Ezsmart | NA | NA | 3000253131 | 2013-11-01 | 0 | NA | 0 | NA | NW
10196 | Kondagaon | Sonabaal | PHC | DELIVERY ROOM | BABY WEIGHING SCALE | 1 | Misaki | NA | NA | 3000253132 | 2012-11-01 | 0 | NA | 0 | NA | W
10197 | Kondagaon | Sonabaal | PHC | DELIVERY ROOM | SUCTION APPARATUS | 1 | Shiva | NA | NA | 3000253133 | NA | 0 | NA | 0 | NA | NW
10198 | Kondagaon | Sonabaal | PHC | DELIVERY ROOM | NEEDLE DESTROYER | 1 | Sara Tech | NA | NA | 3000253134 | 2012-11-01 | 0 | NA | 0 | NA | W
10199 | Kondagaon | Sonabaal | PHC | DELIVERY ROOM | ELECTRIC STERILIZER | 1 | Rexco | NA | NA | 3000253135 | 2014-05-01 | 0 | NA | 0 | NA | W
10200 | Kondagaon | Sonabaal | PHC | DELIVERY ROOM | SUCTION APPARATUS | 1 | Santushi | NA | NA | 3000253136 | 2012-10-01 | 0 | NA | 0 | NA | NW
10201 | Kondagaon | Chipawand | PHC | Doctor's Room | SPHYGMOMANOMETER (MERCURIAL) | 1 | Extra Care | NA | NA | 3000253151 | 2015-07-01 | 0 | NA | 0 | NA | W
10202 | Kondagaon | Chipawand | PHC | Doctor's Room | SPHYGMOMANOMETER (MERCURIAL) | 1 | Omega | Gold 2000 | NA | 3000253152 | 2007-07-01 | 0 | NA | 0 | NA | W
10203 | Kondagaon | Chipawand | PHC | Pathology Lab. | MICROSCOPE (BINOCULAR) | 1 | Bio XL | NA | 20013249 | 3000253153 | NA | 0 | NA | 0 | NA | W
10204 | Kondagaon | Chipawand | PHC | Pathology Lab. | HB METER | 1 | Sahli | NA | NA | 3000253156 | 2011-08-01 | 0 | NA | 0 | NA | W
10205 | Kondagaon | Chipawand | PHC | Pathology Lab. | REFRIGERATOR | 1 | Whirlpool | DC19/2014 | INC141125854 | 3000253154 | NA | 0 | NA | 0 | NA | W
10206 | Kondagaon | Chipawand | PHC | Pathology Lab. | SPHYGMOMANOMETER (MERCURIAL) | 1 | EMU | NA | 53931 | 3000253155 | NA | 0 | NA | 0 | NA | W
10207 | Kondagaon | Chipawand | PHC | GENERAL WARD | Ice Lined REFRIGERATOR | 1 | Vest Frost | MK144 | 90405734 | 3000253157 | NA | 0 | NA | 0 | NA | NW
10208 | Kondagaon | Chipawand | PHC | Pharmacy Dept. | NEEDLE DESTROYER | 1 | Microsil | NA | NA | 3000253158 | NA | 0 | NA | 0 | NA | W
10209 | Kondagaon | Chipawand | PHC | Pharmacy Dept. | NEEDLE DESTROYER | 1 | BD | NA | A13080701 | 3000253159 | 2012-11-01 | 0 | NA | 0 | NA | W
10210 | Kondagaon | Chipawand | PHC | Pharmacy Dept. | ELECTRIC STERILIZER | 1 | Rexco | NA | NA | 3000253160 | 2015-07-01 | 0 | NA | 0 | NA | W
10211 | Kondagaon | Chipawand | PHC | DELIVERY ROOM | SUCTION APPARATUS | 1 | Shiva | NA | NA | 3000253161 | NA | 0 | NA | 0 | NA | NW
10212 | Kondagaon | Chipawand | PHC | DELIVERY ROOM | ELECTRIC STERILIZER | 1 | Rexco | NA | NA | 3000253162 | 2014-03-01 | 0 | NA | 0 | NA | W
10213 | Kondagaon | Chipawand | PHC | DELIVERY ROOM | BABY WEIGHING SCALE | 1 | Tanita | NA | NA | 3000253163 | 2008-11-01 | 0 | NA | 0 | NA | NW
10214 | Kondagaon | Chipawand | PHC | Store Room | Ice Lined REFRIGERATOR | 1 | Vest Frost | NA | NA | 3000253164 | NA | 0 | NA | 0 | NA | NW
10215 | Kondagaon | Chipawand | PHC | Store Room | BABY WEIGHING SCALE | 1 | Misaki | NA | NA | 3000253165 | 2008-11-01 | 0 | NA | 0 | NA | NW
10216 | Kondagaon | Kondagaon | PHC | Pathology Lab. | MICROSCOPE (BINOCULAR) | 1 | Zeiss | Primo Star | 31160B055 | 3000253185 | NA | 0 | NA | 0 | NA | W
10217 | Kondagaon | Kondagaon | PHC | Pathology Lab. | MICROSCOPE (MONOCULAR) | 1 | Olympus | NA | NA | 3000253188 | 2007-06-01 | 0 | NA | 0 | NA | NW
10218 | Kondagaon | Kondagaon | PHC | Pathology Lab. | MICROSCOPE (BINOCULAR) | 1 | MLW | NA | NA | 3000253189 | 2009-07-01 | 0 | NA | 0 | NA | NW
10219 | Kondagaon | Kondagaon | PHC | Pathology Lab. | MICROSCOPE (BINOCULAR) | 1 | Bio XL | NA | 20012228 | 3000253190 | 2009-07-01 | 0 | NA | 0 | NA | NW
10220 | Kondagaon | Kondagaon | PHC | Pathology Lab. | Cell Counter (Manual) | 1 | NA | NA | NA | 3000253191 | NA | 0 | NA | 0 | NA | NW
10221 | Kondagaon | Kondagaon | PHC | Pathology Lab. | HOT AIR OVEN | 1 | TTLB | NA | NA | 3000253186 | 2007-08-01 | 0 | NA | 0 | NA | W
10222 | Kondagaon | Kondagaon | PHC | Pathology Lab. | CENTRIFUGE MACHINE (8 Tubes) | 1 | NA | NA | NA | 3000253187 | 2007-11-01 | 0 | NA | 0 | NA | W
10223 | Kondagaon | Kondagaon | PHC | Pathology Lab. | ELECTRO PHORESIS MACHINE | 1 | NA | NA | NA | 3000253192 | NA | 0 | NA | 0 | NA | NW
10224 | Kondagaon | Kondagaon | PHC | Pathology Lab. | GLUCOMETER | 1 | Arkray | Glucocard 0.1 mini | 1941K6305521 | 3000253193 | 2007-11-01 | 0 | NA | 0 | NA | W
10225 | Kondagaon | Kondagaon | PHC | Pathology Lab. | REFRIGERATOR | 1 | Whirlpool | WRN32RG | NA | 3000253194 | NA | 0 | NA | 0 | NA | W
10226 | Kondagaon | Kondagaon | PHC | Pathology Lab. | NEEDLE DESTROYER | 1 | Microsil | NA | NA | 3000253195 | 2010-11-01 | 0 | NA | 0 | NA | W
10227 | Kondagaon | Kondagaon | PHC | Pathology Lab. | HB METER | 1 | Sahli | NA | NA | 3000253196 | 2012-01-01 | 0 | NA | 0 | NA | W
10228 | Kondagaon | Kondagaon | PHC | DELIVERY ROOM | NEEDLE DESTROYER | 1 | Sara Tech | NA | NA | 3000253197 | 2010-11-01 | 0 | NA | 0 | NA | W
10229 | Kondagaon | Kondagaon | PHC | DELIVERY ROOM | SUCTION APPARATUS | 1 | Santushi | NA | 31122 | 3000253198 | 2008-11-01 | 0 | NA | 0 | NA | NW
10230 | Kondagaon | Kondagaon | PHC | DELIVERY ROOM | SUCTION APPARATUS | 1 | MSI | NA | NA | 3000253199 | 2009-07-01 | 0 | NA | 0 | NA | NW
10231 | Kondagaon | Kondagaon | PHC | DELIVERY ROOM | SUCTION APPARATUS | 1 | Shiva | NA | NA | 3000253200 | 2015-07-01 | 0 | NA | 0 | NA | W
10232 | Kondagaon | Kondagaon | PHC | DELIVERY ROOM | BABY WEIGHING SCALE | 1 | Misaki | NA | NA | 3000253201 | 2009-06-01 | 0 | NA | 0 | NA | W
10233 | Kondagaon | Kondagaon | PHC | DELIVERY ROOM | ELECTRIC STERILIZER | 1 | NA | NA | NA | Not Required | 2014-06-01 | 0 | NA | 0 | NA | NI
10234 | Kondagaon | Kondagaon | PHC | DELIVERY ROOM | ELECTRIC STERILIZER | 1 | NA | NA | NA | Not Required | 2014-06-01 | 0 | NA | 0 | NA | NI
10235 | Kondagaon | Kondagaon | PHC | DELIVERY ROOM | ELECTRIC STERILIZER | 1 | NA | NA | NA | 3000253202 | 2015-07-01 | 0 | NA | 0 | NA | W
10236 | Kondagaon | Kondagaon | PHC | DELIVERY ROOM | BABY WEIGHING SCALE | 1 | Misaki | NA | NA | 3000253203 | 2009-06-01 | 0 | NA | 0 | NA | NW
10237 | Kondagaon | Kondagaon | PHC | DELIVERY ROOM | NEEDLE DESTROYER | 1 | Sara Tech | 100VA/60VA | NA | 3000253204 | 2010-11-01 | 0 | NA | 0 | NA | NW
10238 | Kondagaon | Kondagaon | PHC | DELIVERY ROOM | NEEDLE DESTROYER | 1 | Sara Tech | 100VA/60VA | NA | 3000253205 | 2010-11-01 | 0 | NA | 0 | NA | NW
10239 | Kondagaon | Kondagaon | PHC | DELIVERY ROOM | INFANT RADIANT WARMER | 1 | Maharaja Whiteline | NA | NA | 3000253206 | NA | 0 | NA | 0 | NA | NW
10240 | Kondagaon | Kondagaon | PHC | OT | OT TABLE | 1 | NA | NA | NA | 3000253207 | NA | 0 | NA | 0 | NA | NW
10241 | Kondagaon | Kondagaon | PHC | OT | OT TABLE | 1 | NA | NA | NA | 3000253208 | NA | 0 | NA | 0 | NA | NW
10242 | Kondagaon | Kondagaon | PHC | OT | HOT AIR OVEN | 1 | NA | NA | 20 | 3000253209 | 2007-08-01 | 0 | NA | 0 | NA | NW
10243 | Kondagaon | Kondagaon | PHC | OT | BOYLE'S APPARATUS | 1 | Datex Ohmeda | NA | 1021/A1/0703 | 3000253210 | NA | 0 | NA | 0 | NA | NW
10244 | Kondagaon | Kondagaon | PHC | OT | AUTOCLAVE | 1 | Scientific | NA | NA | 3000253211 | 2009-07-01 | 0 | NA | 0 | NA | W
10245 | Kondagaon | Kondagaon | PHC | OT | FUMIGATION MACHINE | 1 | NA | NA | NA | 3000253212 | 2015-06-01 | 0 | NA | 0 | NA | NW
10246 | Kondagaon | Kondagaon | PHC | Store Room | SPHYGMOMANOMETER (MERCURIAL) | 1 | Pagoda | NA | 102320 | 3000253335 | 2007-11-01 | 0 | NA | 0 | NA | W
10247 | Kondagaon | Kondagaon | PHC | OPD | REFRIGERATOR | 1 | Godrej | RDEDGE185CTM51 | NA | 3000253328 | 2015-06-01 | 0 | NA | 0 | NA | W
10248 | Kondagaon | Kondagaon | PHC | OPD | NEBULIZER | 1 | Ashoka | AS01 | NA | 3000253329 | 2015-06-01 | 0 | NA | 0 | NA | NW
10249 | Kondagaon | Kondagaon | PHC | OPD | BABY WEIGHING SCALE | 1 | Crown | NA | NA | 3000253330 | 2009-06-01 | 0 | NA | 0 | NA | W
10250 | Kondagaon | Kondagaon | PHC | OPD | AUTOCLAVE | 1 | SNI | NA | NA | 3000253331 | 2007-08-01 | 0 | NA | 0 | NA | NW
10251 | Kondagaon | Kondagaon | PHC | Store Room | X-RAY MACHINE | 1 | Siemens | NA | NA | 3000253333 | 2012-07-01 | 0 | NA | 0 | NA | W
10252 | Kondagaon | Kondagaon | PHC | OPD | SPHYGMOMANOMETER (MERCURIAL) | 1 | Extra Care | NA | NA | 3000253334 | 2015-07-01 | 0 | NA | 0 | NA | NW
10253 | Kondagaon | Kondagaon | PHC | Store Room | SPHYGMOMANOMETER (MERCURIAL) | 1 | EMU | NA | NA | 3000253336 | 2007-11-01 | 0 | NA | 0 | NA | NW
10254 | Kondagaon | Kondagaon | PHC | Store Room | SPHYGMOMANOMETER (MERCURIAL) | 1 | Omega | Gold 2000 | NA | 3000253337 | 2011-08-01 | 0 | NA | 0 | NA | NW
10255 | Kondagaon | Kondagaon | PHC | Store Room | SPHYGMOMANOMETER (MERCURIAL) | 1 | Omega | Gold 2000 | NA | 3000253338 | 2011-08-01 | 0 | NA | 0 | NA | NW
10256 | Kondagaon | Kondagaon | PHC | Store Room | SPHYGMOMANOMETER (MERCURIAL) | 1 | Omega | Gold 2000 | NA | 3000253339 | 2011-08-01 | 0 | NA | 0 | NA | NW
10257 | Kondagaon | Kondagaon | PHC | Store Room | ELECTRIC STERILIZER | 1 | Rexco | NA | NA | Not Required | NA | 0 | NA | 0 | NA | NI
10258 | Kondagaon | Kondagaon | PHC | Store Room | ELECTRIC STERILIZER | 1 | Rexco | NA | NA | Not Required | NA | 0 | NA | 0 | NA | NI
10259 | Kondagaon | Kondagaon | PHC | Store Room | ELECTRIC STERILIZER | 1 | Rexco | NA | NA | Not Required | NA | 0 | NA | 0 | NA | NI
10260 | Kondagaon | Kondagaon | PHC | Store Room | ELECTRIC STERILIZER | 1 | Rexco | NA | NA | Not Required | NA | 0 | NA | 0 | NA | NI
10261 | Kondagaon | Kondagaon | PHC | Store Room | ELECTRIC STERILIZER | 1 | Rexco | NA | NA | Not Required | NA | 0 | NA | 0 | NA | NI
10262 | Kondagaon | Kondagaon | PHC | Store Room | ELECTRIC STERILIZER | 1 | Rexco | NA | NA | Not Required | NA | 0 | NA | 0 | NA | NI
10263 | Kondagaon | Kondagaon | PHC | Store Room | SPHYGMOMANOMETER (MERCURIAL) | 1 | NA | NA | NA | Not Required | NA | 0 | NA | 0 | NA | NI
10264 | Kondagaon | Kondagaon | PHC | Store Room | SPHYGMOMANOMETER (MERCURIAL) | 1 | NA | NA | NA | Not Required | NA | 0 | NA | 0 | NA | NI
10265 | Kondagaon | Kondagaon | PHC | Store Room | REFRIGERATOR | 1 | Haier | HRF-2683/2012 | BJOV60EAB00PICAM0016 | 3000253340 | 2011-06-01 | 0 | NA | 0 | NA | W
10266 | Kondagaon | Kondagaon | PHC | Store Room | ELECTRIC STERILIZER | 1 | Rexco | NA | NA | Not Required | NA | 0 | NA | 0 | NA | NI
10267 | Kondagaon | Kondagaon | PHC | Store Room | ELECTRIC STERILIZER | 1 | Rexco | NA | NA | Not Required | NA | 0 | NA | 0 | NA | NI
10268 | Kondagaon | Kondagaon | PHC | Store Room | SUCTION APPARATUS | 1 | NA | NA | NA | Not Required | NA | 0 | NA | 0 | NA | NI
10269 | Kondagaon | Kondagaon | PHC | Store Room | SUCTION APPARATUS | 1 | NA | NA | NA | Not Required | NA | 0 | NA | 0 | NA | NI
10270 | Kondagaon | Kondagaon | PHC | Store Room | Gastroscopy machine | 1 | Sony | NA | NA | Not Required | NA | 0 | NA | 0 | NA | NI
10271 | Kondagaon | Kondagaon | PHC | Store Room | NEEDLE DESTROYER | 1 | NA | NA | NA | Not Required | NA | 0 | NA | 0 | NA | NI
10272 | Kondagaon | Kondagaon | PHC | Store Room | NEEDLE DESTROYER | 1 | NA | NA | NA | Not Required | NA | 0 | NA | 0 | NA | NI
10273 | Kondagaon | Kondagaon | PHC | Store Room | NEEDLE DESTROYER | 1 | NA | NA | NA | Not Required | NA | 0 | NA | 0 | NA | NI
10274 | Kondagaon | Kondagaon | PHC | Store Room | NEEDLE DESTROYER | 1 | NA | NA | NA | Not Required | NA | 0 | NA | 0 | NA | NI
10275 | Kondagaon | Kondagaon | PHC | Store Room | SPHYGMOMANOMETER (MERCURIAL) | 1 | Extra Care | NA | NA | 3000098856 | 2015-03-01 | 0 | NA | 0 | NA | NI
10276 | Kondagaon | Kondagaon | DH | Nursing Duty Room | SPHYGMOMANOMETER (MERCURIAL) | 1 | Diamond | NA | 14542 | 3000253003 | 2015-01-01 | 0 | NA | 0 | NA | W
10277 | Kondagaon | Kondagaon | DH | Nursing Duty Room | ELECTRIC STERILIZER | 1 | Rexico | NA | NA | 3000253002 | 2015-03-01 | 0 | NA | 0 | NA | W
10278 | Kondagaon | Kondagaon | DH | Nursing Duty Room | PULSE OXIMETER | 1 | Akash | OXY-Dek 5DPN | NA | 3000253004 | 2014-09-01 | 0 | NA | 0 | NA | W
10279 | Kondagaon | Kondagaon | DH | Nursing Duty Room | SUCTION APPARATUS | 1 | Santoshi | NA | 04/532 | 3000253005 | 2014-09-01 | 0 | NA | 0 | NA | W
10280 | Kondagaon | Kondagaon | DH | Pedeatric Ward | INFANT RADIANT WARMER | 1 | Pheonix | OCW100 | 6349 | 3000253006 | 2015-03-01 | 0 | NA | 0 | NA | W
10281 | Kondagaon | Kondagaon | DH | Pedeatric Ward | INFANT RADIANT WARMER | 1 | TIANA | Tiana IRW 1723 | NA | 3000253007 | 2015-07-01 | 0 | NA | 0 | NA | NW
10282 | Kondagaon | Kondagaon | DH | Pedeatric Ward | SUCTION APPARATUS | 1 | Shiva | NA | NA | 3000253008 | 2014-10-01 | 0 | NA | 0 | NA | W
10283 | Kondagaon | Kondagaon | DH | DELIVERY ROOM | BABY WEIGHING SCALE | 1 | Essae | BS-250 | 270141 4131724 | 3000253009 | NA | 0 | NA | 0 | NA | W
10284 | Kondagaon | Kondagaon | DH | DELIVERY ROOM | NEEDLE DESTROYER | 1 | Saratech | 100VA/60VA | NA | 3000253010 | 2014-02-01 | 0 | NA | 0 | NA | W
10285 | Kondagaon | Kondagaon | DH | DELIVERY ROOM | NEEDLE DESTROYER | 1 | Sai+Life | NA | NA | 3000253011 | 2015-04-01 | 0 | NA | 0 | NA | W
10286 | Kondagaon | Kondagaon | DH | DELIVERY ROOM | ELECTRIC STERILIZER | 1 | Rexico | NA | NA | 3000253012 | 2015-03-01 | 0 | NA | 0 | NA | W
10287 | Kondagaon | Kondagaon | DH | Pathology Lab. | REFRIGERATOR | 1 | Samsung | TL/ 2014 | NA | 3000253013 | 2014-02-01 | 0 | NA | 0 | NA | W
10288 | Kondagaon | Kondagaon | DH | Pathology Lab. | MICROSCOPE (BINOCULAR) | 1 | LABOMED | Vision 2000 | NA | 3000253014 | 2014-06-01 | 0 | NA | 0 | NA | W
10289 | Kondagaon | Kondagaon | DH | Pathology Lab. | NEEDLE DESTROYER | 1 | Medi Waves | NA | NA | 3000253015 | 2014-02-01 | 0 | NA | 0 | NA | NW
10290 | Kondagaon | Kondagaon | DH | Pathology Lab. | HB METER | 1 | Sahli | NA | NA | 3000253016 | NA | 0 | NA | 0 | NA | W
10291 | Kondagaon | Kondagaon | DH | Pathology Lab. | HB METER | 1 | Sahli | NA | NA | 3000253017 | NA | 0 | NA | 0 | NA | NW
10292 | Kondagaon | Kondagaon | DH | Pathology Lab. | HB METER | 1 | Sahli | NA | NA | 3000253018 | NA | 0 | NA | 0 | NA | NW
10293 | Kondagaon | Kondagaon | DH | Pathology Lab. | GLUCOMETER | 1 | Accu check | Active | 6583202001 | 3000253019 | 2014-08-01 | 0 | NA | 0 | NA | W
10294 | Kondagaon | Kondagaon | DH | ICTC | CENTRIFUGE MACHINE | 1 | Coslab | NA | NA | 3000253021 | 2014-09-01 | 0 | NA | 0 | NA | W
10295 | Kondagaon | Kondagaon | DH | ICTC | NEEDLE DESTROYER | 1 | Pioneer | NA | NA | 3000253022 | NA | 0 | NA | 0 | NA | W
10296 | Kondagaon | Kondagaon | DH | ICTC | X-RAY MACHINE 300 mA | 1 | Meditronics | Diagnox-300 | 5F060 | 3000253023 | NA | 0 | NA | 0 | NA | W
10297 | Kondagaon | Kondagaon | DH | OT | SHADOWLESS OT LIGHT | 1 | NA | NA | NA | 3000253024 | NA | 0 | NA | 0 | NA | W
10298 | Kondagaon | Kondagaon | DH | OT | SHADOWLESS OT LIGHT | 1 | Multilux | NA | NA | 3000253025 | NA | 0 | NA | 0 | NA | W
10299 | Kondagaon | Kondagaon | DH | OT | SHADOWLESS OT LIGHT | 1 | NA | NA | NA | 3000253026 | NA | 0 | NA | 0 | NA | W
10300 | Kondagaon | Kondagaon | DH | OT | SUCTION APPARATUS | 1 | Shiva | NA | NA | 3000253027 | 2014-10-01 | 0 | NA | 0 | NA | W
10301 | Kondagaon | Kondagaon | DH | OT | SUCTION APPARATUS | 1 | Shiva | NA | NA | 3000253028 | 2014-10-01 | 0 | NA | 0 | NA | W
10302 | Kondagaon | Kondagaon | DH | OT | PULSE OXIMETER | 1 | Datex Ohmeda | 3800 Trutrek | NA | 3000253029 | 2007-03-01 | 0 | NA | 0 | NA | NW
10303 | Kondagaon | Kondagaon | DH | OT | Endofloater(elec) | 1 | Karl Storz | LED-175 | 26430520 | 3000253030 | NA | 0 | NA | 0 | NA | W
10304 | Kondagaon | Kondagaon | DH | OT | Endofloater(elec) | 1 | Karl Storz | LED-175 | 20161420 | 3000253031 | NA | 0 | NA | 0 | NA | W
10305 | Kondagaon | Kondagaon | DH | OT | NEEDLE DESTROYER | 1 | Sai+Life | NA | NA | 3000253032 | 2015-04-01 | 0 | NA | 0 | NA | W
10306 | Kondagaon | Kondagaon | DH | OT | ELECTRIC STERILIZER | 1 | NA | NA | NA | 3000253033 | 2015-02-01 | 0 | NA | 0 | NA | W
10307 | Kondagaon | Kondagaon | DH | OT | AUTOCLAVE | 1 | Shiva | NA | NA | 3000253034 | 2015-03-01 | 0 | NA | 0 | NA | W
10308 | Kondagaon | Kondagaon | DH | OT | BOYLE'S APPARATUS | 1 | Datex Ohmeda | NA | 0813/A1/1202 | 3000253035 | 2013-12-01 | 0 | NA | 0 | NA | NW
10309 | Kondagaon | Kondagaon | DH | OT | FUMIGATION MACHINE | 1 | NA | NA | NA | 3000253036 | 2015-03-01 | 0 | NA | 0 | NA | W
10310 | Kondagaon | Kondagaon | DH | Eye OT | AUTOCLAVE | 1 | Shiva | NA | NA | 3000253037 | 2015-03-01 | 0 | NA | 0 | NA | W
10311 | Kondagaon | Kondagaon | DH | Eye OT | ELECTRIC STERILIZER | 1 | Rexico | NA | NA | 3000253038 | 2015-03-01 | 0 | NA | 0 | NA | W
10312 | Kondagaon | Kondagaon | DH | Eye OT | MICROSCOPE (BINOCULAR) | 1 | Carl Zeiss | F-170 | 6635322380 | 3000253039 | 2014-06-01 | 0 | NA | 0 | NA | W
10313 | Kondagaon | Kondagaon | DH | Eye OT | MICROSCOPE (BINOCULAR) | 1 | Moller | NA | NA | 3000253040 | 2014-06-01 | 0 | NA | 0 | NA | W
10314 | Kondagaon | Kondagaon | DH | Eye OT | AUTOCLAVE | 1 | NA | NA | NA | 3000253041 | 2015-03-01 | 0 | NA | 0 | NA | W
10315 | Kondagaon | Kondagaon | DH | Eye OT | OPHTHALMOSCOPE | 1 | Info Med | SM400D | J73-105 | 3000253042 | NA | 0 | NA | 0 | NA | NW
10316 | Kondagaon | Kondagaon | DH | Eye OT | Keratometer | 1 | NA | NA | NA | 3000253043 | NA | 0 | NA | 0 | NA | NW
10317 | Kondagaon | Kondagaon | DH | Eye OT | MICROSCOPE (BINOCULAR) | 1 | Moller | NA | NA | 3000253044 | NA | 0 | NA | 0 | NA | NW
10318 | Kondagaon | Kondagaon | DH | Eye OT | MICROSCOPE (BINOCULAR) | 1 | NA | NA | NA | 3000253045 | NA | 0 | NA | 0 | NA | NW
10319 | Kondagaon | Kondagaon | DH | Eye OT | SPHYGMOMANOMETER (MERCURIAL) | 1 | Diamond | Regular | 58653 | 3000253046 | 2015-05-01 | 0 | NA | 0 | NA | W
10320 | Kondagaon | Kondagaon | DH | BLOOD BANK | Blood Bank REFRIGERATOR | 1 | Yorco | NA | NA | 3000253047 | 2014-05-01 | 0 | NA | 0 | NA | NW
10321 | Kondagaon | Kondagaon | DH | Opthalmology Dept. | AUTOCLAVE | 1 | ZED | NA | NA | 3000253048 | NA | 0 | NA | 0 | NA | NW
10322 | Kondagaon | Kondagaon | DH | ICU | SPHYGMOMANOMETER (MERCURIAL) | 1 | Extra Care | NA | NA | 3000253049 | 2013-12-01 | 0 | NA | 0 | NA | W
10323 | Kondagaon | Kondagaon | DH | ICU | SUCTION APPARATUS | 1 | Shiva | NA | NA | 3000253050 | 2014-09-01 | 0 | NA | 0 | NA | W
10324 | Kondagaon | Kondagaon | DH | ICU | DEFIBRILLATOR | 1 | Meditronics | LifePack20 | NA | 3000253051 | 2010-02-01 | 0 | NA | 0 | NA | NW
10325 | Kondagaon | Kondagaon | DH | ICU | INFANT RADIANT WARMER | 1 | Pheonix | OCW100 | 6395 | 3000253052 | NA | 0 | NA | 0 | NA | NW
10326 | Kondagaon | Kondagaon | DH | Sonography Room | Sonography Machine | 1 | Mind Ray | DC-N3 | 6D4A002422 | 3000253053 | 2014-11-01 | 0 | NA | 0 | NA | W
10327 | Kondagaon | Kondagaon | DH | Nursing Duty Room | REFRIGERATOR | 1 | Godrej | GDA19A2/2014 | NA | 3000253054 | 2014-11-01 | 0 | NA | 0 | NA | W
10328 | Kondagaon | Kondagaon | DH | Dressing Room | ELECTRIC STERILIZER | 1 | Rexico | NA | NA | 3000253055 | 2015-02-01 | 0 | NA | 0 | NA | NW
10329 | Kondagaon | Kondagaon | DH | OPD | SPHYGMOMANOMETER (MERCURIAL) | 1 | Diamond | Regular | NA | 3000253056 | NA | 0 | NA | 0 | NA | W
10330 | Kondagaon | Kondagaon | DH | Dental Dept. | DENTAL CHAIR | 1 | Confident | MUKUMBIKA | NA | 3000253057 | 2014-08-01 | 0 | NA | 0 | NA | W
10331 | Kondagaon | Kondagaon | DH | Dental Dept. | ELECTRIC STERILIZER | 1 | Rexico | NA | NA | 3000253058 | 2015-03-01 | 0 | NA | 0 | NA | W
10332 | Kondagaon | Kondagaon | DH | DELIVERY ROOM | AUTOCLAVE | 1 | Shiva | NA | 58644 | 3000253059 | 2015-03-01 | 0 | NA | 0 | NA | W
10333 | Kondagaon | Kondagaon | DH | DELIVERY ROOM | SPHYGMOMANOMETER (MERCURIAL) | 1 | Diamond | Regular | NA | 3000253060 | 2015-03-01 | 0 | NA | 0 | NA | W
10334 | Kondagaon | Kondagaon | DH | DELIVERY ROOM | BABY WEIGHING SCALE | 1 | Crown | NA | NA | 3000253061 | NA | 0 | NA | 0 | NA | W
10335 | Kondagaon | Kondagaon | DH | Nursing Duty Room | NEEDLE DESTROYER | 1 | Saratech | 100VA/60VA | NA | 3000098403 | NA | 0 | NA | 0 | NA | W
10336 | Kondagaon | Kondagaon | DH | Nursing Duty Room | NEEDLE DESTROYER | 1 | NIL Sharps | NA | H-800 | 3000098404 | NA | 0 | NA | 0 | NA | W
10337 | Kondagaon | Kondagaon | DH | Nursing Duty Room | NEBULIZER | 1 | NULIFE | HabdiNEB | NGM223830 | 3000098405 | 2015-02-01 | 0 | NA | 0 | NA | W
10338 | Kondagaon | Kondagaon | DH | Nursing Duty Room | ECG RECORDER | 1 | Miindray | Bene Heart R3 | FK45003239 | 3000098406 | 2014-10-01 | 0 | NA | 0 | NA | NW
10339 | Kondagaon | Kondagaon | DH | Child Ward | INFANT RADIANT WARMER | 1 | Pheonix | Open Care | A53166 | 3000098407 | 2015-03-01 | 0 | NA | 0 | NA | W
10340 | Kondagaon | Kondagaon | DH | Child Ward | Double Surface Phototherapy | 1 | Pheonix | LEDPT 100 | 1909 | 3000098408 | 2015-07-01 | 0 | NA | 0 | NA | W
10341 | Kondagaon | Kondagaon | DH | Child Ward | SUCTION APPARATUS | 1 | Local | NA | NA | 3000098409 | 2014-09-01 | 0 | NA | 0 | NA | W
10342 | Kondagaon | Kondagaon | DH | DELIVERY ROOM | SPHYGMOMANOMETER (MERCURIAL) | 1 | Diamond | Regular | NA | 3000098410 | NA | 0 | NA | 0 | NA | NW
10343 | Kondagaon | Kondagaon | DH | DELIVERY ROOM | SPHYGMOMANOMETER (MERCURIAL) | 1 | Diamond | Regular | 98131510 | 3000098411 | NA | 0 | NA | 0 | NA | W
10344 | Kondagaon | Kondagaon | DH | DELIVERY ROOM | ELECTRIC STERILIZER | 1 | Local | NA | NA | 3000098412 | 2015-03-01 | 0 | NA | 0 | NA | NW
10345 | Kondagaon | Kondagaon | DH | Pathology Lab. | HOT AIR OVEN | 1 | NA | NA | NA | 3000098423 | NA | 0 | NA | 0 | NA | W
10346 | Kondagaon | Kondagaon | DH | Pathology Lab. | CENTRIFUGE MACHINE (8 Tubes) | 1 | NA | NA | NA | 3000098422 | 2014-09-01 | 0 | NA | 0 | NA | W
10347 | Kondagaon | Kondagaon | DH | Pathology Lab. | MICROSCOPE (BINOCULAR) | 1 | BINOCULAR research Lab | NA | KLM101 | 3000098424 | 2014-06-01 | 0 | NA | 0 | NA | NW
10348 | Kondagaon | Kondagaon | DH | Pathology Lab. | Hematology Analyzer | 1 | LaboLife | Diagnour | NA | 3000098425 | NA | 0 | NA | 0 | NA | NW
10349 | Kondagaon | Kondagaon | DH | Pathology Lab. | Blood Bank REFRIGERATOR | 1 | Meditech | MTBBR4 | M786525330 | 3000098426 | 2014-03-01 | 0 | NA | 0 | NA | NW
10350 | Kondagaon | Kondagaon | DH | Pathology Lab. | BLOOD BAG TUBE SEALER | 1 | LABTOP | LTS-6 | 14034135 | 3000101503 | 2014-04-01 | 0 | NA | 0 | NA | W
10351 | Kondagaon | Kondagaon | DH | Pathology Lab. | Blood Bank REFRIGERATOR | 1 | Meditech | MTBBR2 | M786525327 | 3000098427 | 2014-05-01 | 0 | NA | 0 | NA | NW
10352 | Kondagaon | Kondagaon | DH | Pathology Lab. | Blood Bank REFRIGERATOR | 1 | Meditech | MTBBR2 | M786525328 | 3000098428 | 2014-05-01 | 0 | NA | 0 | NA | NW
10353 | Kondagaon | Kondagaon | DH | Pathology Lab. | Blood Bank REFRIGERATOR | 1 | Meditech | MTBBR4 | M786525329 | 3000098429 | 2014-05-01 | 0 | NA | 0 | NA | W
10354 | Kondagaon | Kondagaon | DH | Pathology Lab. | CENTRIFUGE MACHINE (8 Tubes) | 1 | REMI | REMI R-8C | NA | 3000098430 | NA | 0 | NA | 0 | NA | W
10355 | Kondagaon | Kondagaon | DH | Pathology Lab. | BLOOD COLLECTION MONITOR | 1 | Meditech | NA | 4HL01632 | 3000098431 | NA | 0 | NA | 0 | NA | NW
10356 | Kondagaon | Kondagaon | DH | Pathology Lab. | FOETAL DOPPLER | 1 | Hemolight | HL+ | NA | 3000098432 | 2014-04-01 | 0 | NA | 0 | NA | W
10357 | Kondagaon | Kondagaon | DH | Pathology Lab. | SPHYGMOMANOMETER (MERCURIAL) | 1 | TOP | NA | NA | 3000098433 | 2015-03-01 | 0 | NA | 0 | NA | W
10358 | Kondagaon | Kondagaon | DH | OT | OT TABLE (Hydraulic) | 1 | Cognate India | SS251 | NA | 3000098434 | 2006-02-01 | 0 | NA | 0 | NA | W
10359 | Kondagaon | Kondagaon | DH | OT | OT TABLE (Hydraulic) | 1 | Cognate India | SS251 | NA | 3000098435 | 2006-02-01 | 0 | NA | 0 | NA | W
10360 | Kondagaon | Kondagaon | DH | OT | BABY WEIGHING SCALE | 1 | MISAKI | NA | NA | 3000098436 | NA | 0 | NA | 0 | NA | W
10361 | Kondagaon | Kondagaon | DH | OT | SPHYGMOMANOMETER (MERCURIAL) | 1 | Diamond | NA | 2133 | 3000098437 | NA | 0 | NA | 0 | NA | W
10362 | Kondagaon | Kondagaon | DH | OT | BOYLE'S APPARATUS | 1 | ALLIED | Jupiter+ | 2002765 | 3000098438 | NA | 0 | NA | 0 | NA | W
10363 | Kondagaon | Kondagaon | DH | OT | AUTOCLAVE | 1 | Local | NA | NA | 3000098439 | 2015-03-01 | 0 | NA | 0 | NA | W
10364 | Kondagaon | Kondagaon | DH | OT | AUTOCLAVE | 1 | Local | NA | NA | 3000098440 | 2015-03-01 | 0 | NA | 0 | NA | NW
10365 | Kondagaon | Kondagaon | DH | OT | AUTOCLAVE | 1 | Local | NA | NA | 3000098441 | 2015-03-01 | 0 | NA | 0 | NA | NW
10366 | Kondagaon | Kondagaon | DH | OT | ELECTRIC STERILIZER | 1 | NA | NA | NA | 3000098442 | 2015-04-01 | 0 | NA | 0 | NA | NW
10367 | Kondagaon | Kondagaon | DH | OT | ELECTRIC STERILIZER | 1 | NA | NA | NA | 3000098443 | 2015-04-01 | 0 | NA | 0 | NA | NW
10368 | Kondagaon | Kondagaon | DH | OT | SUCTION APPARATUS | 1 | Santoshi | Single Phase | 404/04 | 3000098444 | 2014-10-01 | 0 | NA | 0 | NA | W
10369 | Kondagaon | Kondagaon | DH | OT | SUCTION APPARATUS | 1 | Santoshi | Single Phase | 04/531 | 3000098445 | 2014-10-01 | 0 | NA | 0 | NA | W
10370 | Kondagaon | Kondagaon | DH | Injection Room | NEEDLE DESTROYER | 1 | Sai+Life | NA | NA | 3000098526 | NA | 0 | NA | 0 | NA | W
10371 | Kondagaon | Kondagaon | DH | Injection Room | NEEDLE DESTROYER | 1 | Saratech | 100VA/60VA | NA | 3000098527 | NA | 0 | NA | 0 | NA | W
10372 | Kondagaon | Kondagaon | DH | Injection Room | REFRIGERATOR | 1 | Godrej | GDA19A2 | NA | 3000098528 | 2014-02-01 | 0 | NA | 0 | NA | W
10373 | Kondagaon | Kondagaon | DH | Opthalmology Dept. | SPHYGMOMANOMETER (MERCURIAL) | 1 | TOP | NA | NA | 3000098529 | NA | 0 | NA | 0 | NA | NW
10374 | Kondagaon | Kondagaon | DH | Opthalmology Dept. | SLIT LAMP | 1 | Appasamy Associates | NA | NA | 3000098530 | NA | 0 | NA | 0 | NA | NW
10375 | Kondagaon | Kondagaon | DH | Opthalmology Dept. | ELECTRIC STERILIZER | 1 | Local | NA | NA | 3000098531 | 2007-10-01 | 0 | NA | 0 | NA | NW
10376 | Kondagaon | Kondagaon | DH | Vaccination Room | NEEDLE DESTROYER | 1 | Local | NA | NA | 3000098532 | NA | 0 | NA | 0 | NA | W
10377 | Kondagaon | Kondagaon | DH | Vaccination Room | NEEDLE DESTROYER | 1 | Pioneer | NA | NA | 3000098533 | NA | 0 | NA | 0 | NA | NW
10378 | Kondagaon | Kondagaon | DH | Dressing Room | Hydraulic OT TABLE | 1 | Local | NA | NA | 3000098534 | NA | 0 | NA | 0 | NA | W
10379 | Kondagaon | Kondagaon | DH | Dressing Room | Hydraulic OT TABLE | 1 | Local | NA | NA | 3000098535 | NA | 0 | NA | 0 | NA | W
10380 | Kondagaon | Kondagaon | DH | Dressing Room | A- SCAN BIOMETER | 1 | Appasamy Associates | 230V/50Hz | NA | 3000098536 | NA | 0 | NA | 0 | NA | NW
10381 | Kondagaon | Kondagaon | DH | OPD | SPHYGMOMANOMETER (MERCURIAL) | 1 | Diamond | Regular | NA | 3000098537 | NA | 0 | NA | 0 | NA | W
10382 | Kondagaon | Kondagaon | DH | OPD | SPHYGMOMANOMETER (MERCURIAL) | 1 | Diamond | Regular | NA | 3000098538 | NA | 0 | NA | 0 | NA | W
10383 | Kondagaon | Kondagaon | DH | OPD | SPHYGMOMANOMETER (MERCURIAL) | 1 | Diamond | Regular | NA | 3000098539 | NA | 0 | NA | 0 | NA | NW
10384 | Kondagaon | Kondagaon | DH | OPD | BABY WEIGHING SCALE | 1 | Tanita | NA | NA | 3000098540 | NA | 0 | NA | 0 | NA | W
10385 | Kondagaon | Kondagaon | DH | NRC | BABY WEIGHING SCALE | 1 | MISAKI | NA | NA | 3000098541 | NA | 0 | NA | 0 | NA | W
10386 | Kondagaon | Kondagaon | DH | NRC | BABY WEIGHING SCALE | 1 | Salter | NA | NA | 3000098542 | NA | 0 | NA | 0 | NA | NW
10387 | Kondagaon | Kondagaon | DH | DELIVERY ROOM | FOETAL DOPPLER | 1 | COMIN | FD200B | FD2B130404179 | 3000098543 | 2015-03-01 | 0 | NA | 0 | NA | W
10388 | Kondagaon | Kondagaon | DH | CAUSILITY ROOM | SPHYGMOMANOMETER (MERCURIAL) | 1 | Diamond | NA | NA | 3000098546 | 2013-12-01 | 0 | NA | 0 | NA | W
10389 | Kondagaon | Kondagaon | DH | CAUSILITY ROOM | SUCTION APPARATUS | 1 | Shiva | NA | NA | 3000098544 | 2014-09-01 | 0 | NA | 0 | NA | W
10390 | Kondagaon | Kondagaon | DH | CAUSILITY ROOM | NEEDLE DESTROYER | 1 | Sai+Life | NA | NA | 3000098545 | NA | 0 | NA | 0 | NA | W
10391 | Kondagaon | Kondagaon | DH | Store Room | ELECTRIC STERILIZER | 1 | Atlas | NA | NA | 3000098547 | 2015-03-01 | 0 | NA | 0 | NA | NI
10392 | Kondagaon | Kondagaon | DH | Store Room | ELECTRIC STERILIZER | 1 | Atlas | NA | NA | 3000098548 | 2015-03-01 | 0 | NA | 0 | NA | NI
10393 | Kondagaon | Kondagaon | DH | Store Room | ELECTRIC STERILIZER | 1 | Atlas | NA | NA | 3000098549 | 2015-03-01 | 0 | NA | 0 | NA | NI
10394 | Kondagaon | Kondagaon | DH | Store Room | ELECTRIC STERILIZER | 1 | Atlas | NA | NA | 3000098550 | 2015-03-01 | 0 | NA | 0 | NA | NI
10395 | Kondagaon | Kondagaon | DH | Store Room | ELECTRIC STERILIZER | 1 | Atlas | NA | NA | 3000098551 | 2015-03-01 | 0 | NA | 0 | NA | NI
10396 | Kondagaon | Kondagaon | DH | Store Room | ELECTRIC STERILIZER | 1 | Atlas | NA | NA | 3000098552 | NA | 0 | NA | 0 | NA | NI
10397 | Kondagaon | Kondagaon | DH | Store Room | ELECTRIC STERILIZER | 1 | Atlas | NA | NA | 3000098553 | NA | 0 | NA | 0 | NA | NI
10398 | Kondagaon | Kondagaon | DH | Store Room | ELECTRIC STERILIZER | 1 | Atlas | NA | NA | 3000098554 | NA | 0 | NA | 0 | NA | NI
10399 | Kondagaon | Kondagaon | DH | Store Room | SUCTION APPARATUS | 1 | Atlas | NA | NA | 3000098555 | NA | 0 | NA | 0 | NA | NI
10400 | Kondagaon | Kondagaon | DH | Store Room | SUCTION APPARATUS | 1 | Atlas | NA | NA | 3000098556 | NA | 0 | NA | 0 | NA | NI
10401 | Kondagaon | Kondagaon | DH | Store Room | SUCTION APPARATUS | 1 | NA | NA | NA | 3000101502 | NA | 0 | NA | 0 | NA | NI
10402 | Kondagaon | Kondagaon | DH | Store Room | NEBULIZER | 1 | Life Line | Alpha | NA | 3000098557 | NA | 0 | NA | 0 | NA | NI
10403 | Kondagaon | Kondagaon | DH | Store Room | NEBULIZER | 1 | Life Line | Alpha | NA | 3000098558 | NA | 0 | NA | 0 | NA | NI
10404 | Kondagaon | Kondagaon | DH | Store Room | SPHYGMOMANOMETER (MERCURIAL) | 1 | Diamond | Regular | 2131 | 3000098559 | NA | 0 | NA | 0 | NA | NW
10405 | Kondagaon | Kondagaon | DH | Store Room | NEBULIZER | 1 | NULIFE | HandyNEB | NA | 3000098560 | NA | 0 | NA | 0 | NA | NI
10406 | Kondagaon | Kondagaon | DH | Store Room | NEBULIZER | 1 | Bird | AS-3001 | 1114 | 3000101500 | NA | 0 | NA | 0 | NA | NI
10407 | Kondagaon | Kondagaon | DH | Store Room | NEBULIZER | 1 | Bird | AS-3001 | 1115 | 3000101501 | NA | 0 | NA | 0 | NA | NI
10408 | Mahasamund | District Hospital | DH | Store Room | EMO KIT | 1 | Ashoka metal docer | NA | NA | 3000099360 | 19/2/2015 | 0 | NA | 0 | NA | NI
10409 | Mahasamund | District Hospital | DH | Store Room | SPHYGMOMANOMETER (MERCURIAL) | 1 | doctor | Deluxe | NA | 3000099361 | 15/9/2006 | 0 | NA | 0 | NA | NI
10410 | Mahasamund | District Hospital | DH | Store Room | SPHYGMOMANOMETER (MERCURIAL) | 1 | doctor | Deluxe | NA | 3000099362 | 15/9/2006 | 0 | NA | 0 | NA | NI
10411 | Mahasamund | District Hospital | DH | Store Room | SPHYGMOMANOMETER (MERCURIAL) | 1 | doctor | NA | NA | 3000099363 | 15/9/2006 | 0 | NA | 0 | NA | NI
10412 | Mahasamund | District Hospital | DH | Store Room | SPHYGMOMANOMETER (MERCURIAL) | 1 | doctor | NA | NA | 3000099364 | 15/9/2006 | 0 | NA | 0 | NA | NI
10413 | Mahasamund | District Hospital | DH | Store Room | SPHYGMOMANOMETER (MERCURIAL) | 1 | doctor | Deluxe | NA | 3000099365 | 15/9/2006 | 0 | NA | 0 | NA | NI
10414 | Mahasamund | District Hospital | DH | Store Room | SPHYGMOMANOMETER (MERCURIAL) | 1 | doctor | Deluxe | NA | 3000099366 | 15/9/2006 | 0 | NA | 0 | NA | NI
10415 | Mahasamund | District Hospital | DH | Store Room | SPHYGMOMANOMETER (MERCURIAL) | 1 | doctor | Deluxe | NA | 3000099367 | 15/9/2006 | 0 | NA | 0 | NA | NI
10416 | Mahasamund | District Hospital | DH | Store Room | SPHYGMOMANOMETER (MERCURIAL) | 1 | doctor | Deluxe | NA | 3000099368 | 15/9/2006 | 0 | NA | 0 | NA | NI
10417 | Mahasamund | District Hospital | DH | Store Room | SPHYGMOMANOMETER (MERCURIAL) | 1 | doctor | Deluxe | NA | 3000099369 | 15/9/2006 | 0 | NA | 0 | NA | NI
10418 | Mahasamund | District Hospital | DH | Store Room | SPHYGMOMANOMETER (MERCURIAL) | 1 | doctor | Deluxe | NA | 3000099370 | 15/9/2006 | 0 | NA | 0 | NA | NI
10419 | Mahasamund | District Hospital | DH | Store Room | SPHYGMOMANOMETER (MERCURIAL) | 1 | doctor | Deluxe | NA | 3000099371 | 15/9/2006 | 0 | NA | 0 | NA | NI
10420 | Mahasamund | District Hospital | DH | Store Room | SPHYGMOMANOMETER (MERCURIAL) | 1 | doctor | Deluxe | NA | 3000099372 | 15/9/2006 | 0 | NA | 0 | NA | NI
10421 | Mahasamund | District Hospital | DH | Store Room | SPHYGMOMANOMETER (MERCURIAL) | 1 | doctor | Deluxe | NA | 3000099373 | 15/9/2006 | 0 | NA | 0 | NA | NI
10422 | Mahasamund | District Hospital | DH | Store Room | SPHYGMOMANOMETER (MERCURIAL) | 1 | doctor | Deluxe | NA | 3000099374 | 15/9/2006 | 0 | NA | 0 | NA | NI
10423 | Mahasamund | District Hospital | DH | Store Room | SPHYGMOMANOMETER (MERCURIAL) | 1 | doctor | Deluxe | NA | 3000099375 | 15/9/2006 | 0 | NA | 0 | NA | NI
10424 | Mahasamund | District Hospital | DH | Store Room | SPHYGMOMANOMETER (MERCURIAL) | 1 | doctor | Deluxe | NA | 3000099376 | 15/9/2006 | 0 | NA | 0 | NA | NI
10425 | Mahasamund | District Hospital | DH | Store Room | SPHYGMOMANOMETER (MERCURIAL) | 1 | doctor | Deluxe | NA | 3000099377 | 15/9/2006 | 0 | NA | 0 | NA | NI
10426 | Mahasamund | District Hospital | DH | Store Room | SPHYGMOMANOMETER (MERCURIAL) | 1 | doctor | Deluxe | NA | 3000099378 | 15/9/2006 | 0 | NA | 0 | NA | NI
10427 | Mahasamund | District Hospital | DH | Store Room | SPHYGMOMANOMETER (MERCURIAL) | 1 | doctor | Deluxe | NA | 3000099379 | 15/9/2006 | 0 | NA | 0 | NA | NW
10428 | Mahasamund | District Hospital | DH | Store Room | SPHYGMOMANOMETER (MERCURIAL) | 1 | doctor | Deluxe | NA | 3000099380 | 15/9/2006 | 0 | NA | 0 | NA | NI
10429 | Mahasamund | District Hospital | DH | Store Room | FOETAL DOPPLER | 1 | Medigold | SE250 | NA | 3000099381 | 14/4/2015 | 0 | NA | 0 | NA | NI
10430 | Mahasamund | District Hospital | DH | Store Room | FOETAL DOPPLER | 1 | Medigold | SE250 | NA | 3000099382 | 14/4/2015 | 0 | NA | 0 | NA | NI
10431 | Mahasamund | District Hospital | DH | Store Room | FOETAL DOPPLER | 1 | Medigold | SE250 | NA | 3000099383 | 14/4/2015 | 0 | NA | 0 | NA | NI
10432 | Mahasamund | District Hospital | DH | Store Room | FOETAL DOPPLER | 1 | Medigold | SE250 | NA | 3000099384 | 14/4/2015 | 0 | NA | 0 | NA | NI
10433 | Mahasamund | District Hospital | DH | Store Room | FOETAL DOPPLER | 1 | Medigold | SE250 | NA | 3000099385 | 14/4/2015 | 0 | NA | 0 | NA | NI
10434 | Mahasamund | District Hospital | DH | Store Room | FOETAL DOPPLER | 1 | Medigold | SE250 | NA | 3000099386 | 14/4/2015 | 0 | NA | 0 | NA | NI
10435 | Mahasamund | District Hospital | DH | Store Room | FOETAL DOPPLER | 1 | Medigold | SE250 | NA | 3000099387 | 14/4/2015 | 0 | NA | 0 | NA | NI
10436 | Mahasamund | District Hospital | DH | Store Room | FOETAL DOPPLER | 1 | Medigold | SE250 | NA | 3000099388 | 14/4/2005 | 0 | NA | 0 | NA | NI
10437 | Mahasamund | District Hospital | DH | Store Room | SURGICAL DIATHERMY MACHINE | 1 | safety | export | NA | 3000099389 | 19/2/2005 | 0 | NA | 0 | NA | NI
10438 | Mahasamund | District Hospital | DH | Store Room | SURGICAL DIATHERMY MACHINE | 1 | safety | export | NA | 3000099390 | 19/4/2005 | 0 | NA | 0 | NA | NI
10439 | Mahasamund | District Hospital | DH | Store Room | SURGICAL DIATHERMY MACHINE | 1 | decent | export | NA | 3000099391 | 17/4/2005 | 0 | NA | 0 | NA | NI
10440 | Mahasamund | District Hospital | DH | Store Room | FUMIGATION MACHINE | 1 | local | NA | NA | 3000099392 | 2006-09-02 | 0 | NA | 0 | NA | W
10441 | Mahasamund | District Hospital | DH | Store Room | FUMIGATION MACHINE | 1 | local | NA | NA | 3000099393 | 2006-09-02 | 0 | NA | 0 | NA | W
10442 | Mahasamund | District Hospital | DH | Store Room | SPHYGMOMANOMETER (MERCURIAL) | 1 | supreme surgico | Gold supreme | 98129002 | 3000099394 | 2015-09-02 | 0 | NA | 0 | NA | NW
10443 | Mahasamund | District Hospital | DH | Store Room | SPHYGMOMANOMETER (MERCURIAL) | 1 | supreme surgico | Gold supreme | NA | 3000099395 | 2015-09-02 | 0 | NA | 0 | NA | NI
10444 | Mahasamund | District Hospital | DH | Store Room | ADULT WEIGHING MACHINE | 1 | Ramon surgical r | Crown | NA | 3000099396 | 2006-01-10 | 0 | NA | 0 | NA | NI
10445 | Mahasamund | District Hospital | DH | Store Room | ADULT WEIGHING MACHINE | 1 | Ramon surgical r | Crown | NA | 3000099397 | 2006-01-10 | 0 | NA | 0 | NA | NI
10446 | Mahasamund | District Hospital | DH | Store Room | ADULT WEIGHING MACHINE | 1 | Ramon surgical r | Crown | NA | 3000099398 | 2006-01-10 | 0 | NA | 0 | NA | NI
10447 | Mahasamund | District Hospital | DH | Store Room | ADULT WEIGHING MACHINE | 1 | Ramon surgical r | Crown | NA | 3000099399 | 2006-01-10 | 0 | NA | 0 | NA | NI
10448 | Mahasamund | District Hospital | DH | Store Room | ECG RECORDER | 1 | BPL | cardiart 108T | BAMA4M7297 | 3000099400 | 2006-01-10 | 0 | NA | 0 | NA | NI
10449 | Mahasamund | District Hospital | DH | Store Room | ECG RECORDER | 1 | Acer | NA | NA | 3000099401 | 19/9/2005 | 0 | NA | 0 | NA | NI
10450 | Mahasamund | District Hospital | DH | Store Room | PFT machine | 1 | local | NA | AOCward909000 | 3000099402 | NA | 0 | NA | 0 | NA | NI
10451 | Mahasamund | District Hospital | DH | Store Room | Plaster Cutter | 1 | local | NA | NA | 3000099403 | 2006-01-10 | 0 | NA | 0 | NA | NI
10452 | Mahasamund | District Hospital | DH | Store Room | Plaster Cutter | 1 | local | NA | NA | 3000099404 | 2006-01-10 | 0 | NA | 0 | NA | NI
10453 | Mahasamund | District Hospital | DH | Store Room | Plaster Cutter | 1 | local | NA | NA | 3000099405 | 2006-01-10 | 0 | NA | 0 | NA | NI
10454 | Mahasamund | District Hospital | DH | Store Room | Plaster Cutter | 1 | local | NA | NA | 3000099406 | 2006-01-10 | 0 | NA | 0 | NA | NI
10455 | Mahasamund | District Hospital | DH | Store Room | Plaster Cutter | 1 | local | NA | NA | 3000099407 | 19/3/2005 | 0 | NA | 0 | NA | NI
10456 | Mahasamund | District Hospital | DH | Store Room | Plaster Cutter | 1 | local | NA | NA | 3000099408 | 19/3/2015 | 0 | NA | 0 | NA | NI
10457 | Mahasamund | District Hospital | DH | Store Room | Plaster Cutter | 1 | local | NA | NA | 3000099409 | 19/3/2015 | 0 | NA | 0 | NA | NI
10458 | Mahasamund | District Hospital | DH | Store Room | Plaster Cutter | 1 | local | NA | NA | 3000099410 | 19/3/2015 | 0 | NA | 0 | NA | NI
10459 | Mahasamund | District Hospital | DH | Store Room | Plaster Cutter | 1 | local | NA | NA | 3000099411 | 19/3/2015 | 0 | NA | 0 | NA | NI
10460 | Mahasamund | District Hospital | DH | Store Room | Plaster Cutter | 1 | local | NA | NA | 3000099412 | 19/3/2015 | 0 | NA | 0 | NA | NI
10461 | Mahasamund | District Hospital | DH | Store Room | Plaster Cutter | 1 | local | NA | NA | 3000099413 | 2006-02-02 | 0 | NA | 0 | NA | NI
10462 | Mahasamund | District Hospital | DH | Store Room | Plaster Cutter | 1 | local | NA | NA | 3000099414 | 2006-02-02 | 0 | NA | 0 | NA | NI
10463 | Mahasamund | District Hospital | DH | Store Room | driller | 1 | local | NA | NA | 3000099415 | 2006-02-02 | 0 | NA | 0 | NA | NI
10464 | Mahasamund | District Hospital | DH | Store Room | driller | 1 | local | NA | NA | 3000099416 | 2006-02-02 | 0 | NA | 0 | NA | NI
10465 | Mahasamund | District Hospital | DH | Store Room | driller | 1 | local | NA | NA | 3000099418 | 2006-02-02 | 0 | NA | 0 | NA | NI
10466 | Mahasamund | District Hospital | DH | Store Room | driller | 1 | local | NA | NA | 3000099419 | 2006-02-02 | 0 | NA | 0 | NA | NI
10467 | Mahasamund | District Hospital | DH | Store Room | driller | 1 | local | NA | NA | 3000099420 | 2006-02-02 | 0 | NA | 0 | NA | NI
10468 | Mahasamund | District Hospital | DH | Store Room | driller | 1 | local | NA | NA | 3000099421 | 2006-02-02 | 0 | NA | 0 | NA | NI
10469 | Mahasamund | District Hospital | DH | Store Room | driller | 1 | local | NA | NA | 3000099422 | 2006-02-02 | 0 | NA | 0 | NA | NI
10470 | Mahasamund | District Hospital | DH | Store Room | MICROSCOPE (BINOCULAR) | 1 | Labomed | NA | NA | 3000099428 | NA | 0 | NA | 0 | NA | NI
10471 | Mahasamund | District Hospital | DH | Store Room | MICROSCOPE (BINOCULAR) | 1 | Labomed | NA | NA | 3000099429 | NA | 0 | NA | 0 | NA | NI
10472 | Mahasamund | District Hospital | DH | Store Room | MICROSCOPE (BINOCULAR) | 1 | Labomed | NA | NA | 3000099430 | NA | 0 | NA | 0 | NA | NI
10473 | Mahasamund | District Hospital | DH | Store Room | MICROSCOPE (BINOCULAR) | 1 | Labomed | NA | NA | 3000099431 | NA | 0 | NA | 0 | NA | NI
10474 | Mahasamund | District Hospital | DH | Store Room | MICROSCOPE (BINOCULAR) | 1 | Labomed | NA | NA | 3000099432 | NA | 0 | NA | 0 | NA | NI
10475 | Mahasamund | District Hospital | DH | Store Room | MICROSCOPE (BINOCULAR) | 1 | Labomed | NA | NA | 3000099433 | NA | 0 | NA | 0 | NA | NI
10476 | Mahasamund | District Hospital | DH | Store Room | Digital PHOTO COLORIMETER | 1 | Simtronics | NA | NA | 3000099434 | NA | 0 | NA | 0 | NA | NI
10477 | Mahasamund | District Hospital | DH | Store Room | Digital PHOTO COLORIMETER | 1 | Simtronics | NA | NA | 3000099435 | NA | 0 | NA | 0 | NA | NI
10478 | Mahasamund | District Hospital | DH | Store Room | Digital PHOTO COLORIMETER | 1 | Simtronics | NA | NA | 3000099436 | NA | 0 | NA | 0 | NA | NI
10479 | Mahasamund | District Hospital | DH | Store Room | Digital PHOTO COLORIMETER | 1 | Simtronics | NA | NA | 3000099437 | NA | 0 | NA | 0 | NA | NI
10480 | Mahasamund | District Hospital | DH | Store Room | Digital PHOTO COLORIMETER | 1 | Simtronics | NA | NA | 3000099438 | NA | 0 | NA | 0 | NA | NI
10481 | Mahasamund | District Hospital | DH | Store Room | Digital PHOTO COLORIMETER | 1 | Simtronics | NA | NA | 3000099439 | NA | 0 | NA | 0 | NA | NI
10482 | Mahasamund | District Hospital | DH | Store Room | Digital PHOTO COLORIMETER | 1 | Simtronics | NA | NA | 3000099440 | NA | 0 | NA | 0 | NA | NI
10483 | Mahasamund | District Hospital | DH | Store Room | Digital PHOTO COLORIMETER | 1 | Simtronics | NA | NA | 3000099441 | NA | 0 | NA | 0 | NA | NI
10484 | Mahasamund | District Hospital | DH | Store Room | Digital PHOTO COLORIMETER | 1 | Simtronics | NA | NA | 3000099442 | NA | 0 | NA | 0 | NA | NI
10485 | Mahasamund | District Hospital | DH | Store Room | Digital PHOTO COLORIMETER | 1 | Simtronics | NA | NA | 3000099443 | NA | 0 | NA | 0 | NA | NI
10486 | Mahasamund | District Hospital | DH | Store Room | CENTRIFUGE MACHINE (8 Tubes) | 1 | Remi | NA | NA | 3000099423 | NA | 0 | NA | 0 | NA | NI
10487 | Mahasamund | District Hospital | DH | Store Room | CENTRIFUGE MACHINE (8 Tubes) | 1 | Remi | NA | NA | 3000099424 | NA | 0 | NA | 0 | NA | NI
10488 | Mahasamund | District Hospital | DH | Store Room | CENTRIFUGE MACHINE (8 Tubes) | 1 | Remi | NA | NA | 3000099425 | NA | 0 | NA | 0 | NA | NI
10489 | Mahasamund | District Hospital | DH | Store Room | CENTRIFUGE MACHINE (8 Tubes) | 1 | Lakhani medicare | NA | NA | 3000099426 | NA | 0 | NA | 0 | NA | NI
10490 | Mahasamund | District Hospital | DH | Store Room | CENTRIFUGE MACHINE (8 Tubes) | 1 | labmed | vision 2000 | NA | 3000099427 | NA | 0 | NA | 0 | NA | NI
10491 | Mahasamund | District Hospital | DH | DELIVERY ROOM | INFANT RADIANT WARMER | 1 | meditrin | NA | NA | 3000099126 | NA | 0 | NA | 0 | NA | W
10492 | Mahasamund | District Hospital | DH | DELIVERY ROOM | BABY WEIGHING SCALE | 1 | essae | BS250 | 25014431700 | 3000099127 | NA | 0 | NA | 0 | NA | W
10493 | Mahasamund | District Hospital | DH | DELIVERY ROOM | SpSHADOWLESS OT LIGHT | 1 | local | NA | NA | 3000099128 | NA | 0 | NA | 0 | NA | W
10494 | Mahasamund | District Hospital | DH | DELIVERY ROOM | SPHYGMOMANOMETER (MERCURIAL) | 1 | Namatt | NA | 76860 | 3000099129 | NA | 0 | NA | 0 | NA | NW
10495 | Mahasamund | District Hospital | DH | DELIVERY ROOM | SPHYGMOMANOMETER (MERCURIAL) | 1 | Namatt | Deluxe | 78335 | 3000099130 | NA | 0 | NA | 0 | NA | W
10496 | Mahasamund | District Hospital | DH | DELIVERY ROOM | Hydraulic OT TABLE | 1 | local | NA | NA | 3000099131 | NA | 0 | NA | 0 | NA | W
10497 | Mahasamund | District Hospital | DH | DELIVERY ROOM | Hydraulic OT TABLE | 1 | local | NA | NA | 3000099132 | NA | 0 | NA | 0 | NA | W
10498 | Mahasamund | District Hospital | DH | DELIVERY ROOM | SUCTION APPARATUS | 1 | shiva | NA | NA | 3000099133 | NA | 0 | NA | 0 | NA | W
10499 | Mahasamund | District Hospital | DH | DELIVERY ROOM | Air ELECTRIC STERILIZER Machine | 1 | local | tropo | NA | 3000099134 | NA | 0 | NA | 0 | NA | W
10500 | Mahasamund | District Hospital | DH | DELIVERY ROOM | ELECTRIC STERILIZER | 1 | local | NA | NA | 3000099135 | NA | 0 | NA | 0 | NA | W
10501 | Mahasamund | District Hospital | DH | DELIVERY ROOM | FOETAL DOPPLER | 1 | LSP | Euro Dopp | NA | 3000099137 | NA | 0 | NA | 0 | NA | W
10502 | Mahasamund | District Hospital | DH | OPD | DENTAL CHAIR | 1 | local | NA | NA | 3000099138 | NA | 0 | NA | 0 | NA | W
10503 | Mahasamund | District Hospital | DH | OPD | SpSHADOWLESS OT LIGHT | 1 | local | NA | NA | 3000099139 | NA | 0 | NA | 0 | NA | W
10504 | Mahasamund | District Hospital | DH | OPD | SPHYGMOMANOMETER (MERCURIAL) | 1 | diamond | Regular | 13853 | 3000099140 | NA | 0 | NA | 0 | NA | W
10505 | Mahasamund | District Hospital | DH | OPD | SPHYGMOMANOMETER (MERCURIAL) | 1 | diamond | Regular | 13825 | 3000099141 | NA | 0 | NA | 0 | NA | W
10506 | Mahasamund | District Hospital | DH | OPD | BABY WEIGHING SCALE | 1 | Namatt | NA | NA | 3000099142 | NA | 0 | NA | 0 | NA | W
10507 | Mahasamund | District Hospital | DH | OT | ELECTRIC STERILIZER | 1 | local | NA | NA | 3000099143 | NA | 0 | NA | 0 | NA | W
10508 | Mahasamund | District Hospital | DH | OT | ELECTRIC STERILIZER | 1 | local | NA | NA | 3000099144 | NA | 0 | NA | 0 | NA | W
10509 | Mahasamund | District Hospital | DH | OT | Hydraulic OT TABLE | 1 | local | NA | NA | 3000099145 | NA | 0 | NA | 0 | NA | W
10510 | Mahasamund | District Hospital | DH | OT | Hydraulic OT TABLE | 1 | local | NA | NA | 3000099146 | NA | 0 | NA | 0 | NA | W
10511 | Mahasamund | District Hospital | DH | OT | Hydraulic OT TABLE | 1 | local | NA | NA | 3000099147 | NA | 0 | NA | 0 | NA | W
10512 | Mahasamund | District Hospital | DH | OT | Hydraulic OT TABLE | 1 | local | NA | NA | 3000099148 | NA | 0 | NA | 0 | NA | W
10513 | Mahasamund | District Hospital | DH | OT | SHADOWLESS OT LIGHT | 1 | Arko | NA | NA | 3000099149 | NA | 0 | NA | 0 | NA | NW
10514 | Mahasamund | District Hospital | DH | OT | BOYLE'S APPARATUS | 1 | ANESI | 12 miner | NA | 3000099150 | NA | 0 | NA | 0 | NA | W
10515 | Mahasamund | District Hospital | DH | OT | SHADOWLESS OT LIGHT | 1 | NA | NA | NA | 3000099151 | NA | 0 | NA | 0 | NA | W
10516 | Mahasamund | District Hospital | DH | OT | SHADOWLESS OT LIGHT | 1 | philips | phililux | 87508 | 3000099152 | NA | 0 | NA | 0 | NA | W
10517 | Mahasamund | District Hospital | DH | OT | SUCTION APPARATUS | 1 | shiva | NA | NA | 3000099153 | NA | 0 | NA | 0 | NA | W
10518 | Mahasamund | District Hospital | DH | OT | SUCTION APPARATUS | 1 | technomed electronics | NA | 3554 | 3000099154 | NA | 0 | NA | 0 | NA | W
10519 | Mahasamund | District Hospital | DH | OT | BOYLE'S APPARATUS | 1 | GS health care | NA | 6810509 | 3000099155 | NA | 0 | NA | 0 | NA | W
10520 | Mahasamund | District Hospital | DH | OT | LARYNGOSCOPE | 1 | local | NA | NA | 3000099156 | NA | 0 | NA | 0 | NA | W
10521 | Mahasamund | District Hospital | DH | OT | SPHYGMOMANOMETER (MERCURIAL) | 1 | Namatt | NA | 76359 | 3000099157 | NA | 0 | NA | 0 | NA | W
10522 | Mahasamund | District Hospital | DH | OT | SPHYGMOMANOMETER (MERCURIAL) | 1 | NA | NA | NA | 3000099158 | NA | 0 | NA | 0 | NA | W
10523 | Mahasamund | District Hospital | DH | OT | BOYLE'S APPARATUS | 1 | Medical engineers | 44 | NA | 3000099159 | NA | 0 | NA | 0 | NA | W
10524 | Mahasamund | District Hospital | DH | OT | INFANT RADIANT WARMER | 1 | Meditrin | NA | NA | 3000099160 | NA | 0 | NA | 0 | NA | W
10525 | Mahasamund | District Hospital | DH | OT | OT TABLE | 1 | local | NA | NA | 3000099161 | NA | 0 | NA | 0 | NA | W
10526 | Mahasamund | District Hospital | DH | OT | Hydraulic OT TABLE | 1 | local | NA | NA | 3000099162 | NA | 0 | NA | 0 | NA | W
10527 | Mahasamund | District Hospital | DH | OT | BABY WEIGHING SCALE | 1 | Docbel | Crown | NA | 3000099163 | NA | 0 | NA | 0 | NA | W
10528 | Mahasamund | District Hospital | DH | OT | BABY WEIGHING SCALE | 1 | essae | BS250 | 25014131702 | 3000099164 | NA | 0 | NA | 0 | NA | W
10529 | Mahasamund | District Hospital | DH | OT | FUMIGATION MACHINE | 1 | local | NA | NA | 3000099165 | NA | 0 | NA | 0 | NA | W
10530 | Mahasamund | District Hospital | DH | OT | FUMIGATION MACHINE | 1 | NA | NA | NA | 3000099166 | NA | 0 | NA | 0 | NA | W
10531 | Mahasamund | District Hospital | DH | OT | NEEDLE DESTROYER | 1 | saratech | S1R | 2879 | 3000099167 | NA | 0 | NA | 0 | NA | W
10532 | Mahasamund | District Hospital | DH | OT | NEEDLE DESTROYER | 1 | microsil | ND-300 | 2291 | 3000099168 | NA | 0 | NA | 0 | NA | W
10533 | Mahasamund | District Hospital | DH | OT | AUTOCLAVE | 1 | local | NA | NA | 3000099169 | NA | 0 | NA | 0 | NA | W
10534 | Mahasamund | District Hospital | DH | OT | AUTOCLAVE | 1 | max-life | NA | NA | 3000099170 | NA | 0 | NA | 0 | NA | W
10535 | Mahasamund | District Hospital | DH | OT | INFANT RADIANT WARMER | 1 | meditrin | NA | NA | 3000099171 | NA | 0 | NA | 0 | NA | W
10536 | Mahasamund | District Hospital | DH | OT | INFANT RADIANT WARMER | 1 | meditrin | NA | NA | 3000099172 | NA | 0 | NA | 0 | NA | W
10537 | Mahasamund | District Hospital | DH | OT | INFANT RADIANT WARMER | 1 | meditrin | NA | NA | 3000099173 | NA | 0 | NA | 0 | NA | W
10538 | Mahasamund | District Hospital | DH | OT | INFANT RADIANT WARMER | 1 | meditrin | NA | NA | 3000099174 | NA | 0 | NA | 0 | NA | W
10539 | Mahasamund | District Hospital | DH | OT | INFANT RADIANT WARMER | 1 | meditrin | NA | NA | 3000099175 | NA | 0 | NA | 0 | NA | W
10540 | Mahasamund | District Hospital | DH | OT | Hydraulic OT TABLE | 1 | local | NA | NA | 3000099176 | NA | 0 | NA | 0 | NA | W
10541 | Mahasamund | District Hospital | DH | Pediatric Ward | NEEDLE DESTROYER | 1 | saratech | 100V/60V | 2870 | 3000099444 | NA | 0 | NA | 0 | NA | W
10542 | Mahasamund | District Hospital | DH | Pediatric Ward | NEBULIZER | 1 | nulife global | Handy neb | Num-276362 | 3000099445 | NA | 0 | NA | 0 | NA | W
10543 | Mahasamund | District Hospital | DH | Pediatric Ward | BABY WEIGHING SCALE | 1 | essae | BS250 | 25014131701 | 3000099446 | NA | 0 | NA | 0 | NA | W
10544 | Mahasamund | District Hospital | DH | Pediatric Ward | SUCTION APPARATUS | 1 | shiva | NA | 1066/01 | 3000099447 | NA | 0 | NA | 0 | NA | W
10545 | Mahasamund | District Hospital | DH | Pediatric Ward | ELECTRIC STERILIZER | 1 | local | NA | NA | 3000099448 | NA | 0 | NA | 0 | NA | W
10546 | Mahasamund | District Hospital | DH | Pediatric Ward | ADULT WEIGHING MACHINE | 1 | max-life | NA | NA | 3000099449 | NA | 0 | NA | 0 | NA | W
10547 | Mahasamund | District Hospital | DH | Pediatric Ward | SPHYGMOMANOMETER (MERCURIAL) | 1 | diamond | Deluxe | 78335 | 3000099450 | NA | 0 | NA | 0 | NA | W
10548 | Mahasamund | District Hospital | DH | Surgical ward | NEEDLE DESTROYER | 1 | saratech | S1R 100v/60v | RS88 | 3000099451 | NA | 0 | NA | 0 | NA | W
10549 | Mahasamund | District Hospital | dH | Surgical ward | SPHYGMOMANOMETER (MERCURIAL) | 1 | supreme surgico | Gold supreme | 198543 | 3000099469 | NA | 0 | NA | 0 | NA | W
10550 | Mahasamund | District Hospital | DH | Emergency room | NEEDLE DESTROYER | 1 | microsil | ND-300 | NA | 3000099452 | NA | 0 | NA | 0 | NA | W
10551 | Mahasamund | District Hospital | DH | Emergency room | GLUCOMETER | 1 | Omran | HGM-112 | 22135281A81 | 3000099453 | NA | 0 | NA | 0 | NA | W
10552 | Mahasamund | District Hospital | DH | Emergency room | NEBULIZER | 1 | nulife global | Handy neb | SGM333901 | 3000099454 | NA | 0 | NA | 0 | NA | W
10553 | Mahasamund | District Hospital | DH | Emergency room | ECG RECORDER | 1 | BPL | cardiart 108T | BAMA4M7301 | 3000099455 | NA | 0 | NA | 0 | NA | W
10554 | Mahasamund | District Hospital | DH | Emergency room | SPHYGMOMANOMETER (MERCURIAL) | 1 | diamond | Deluxe | 893 | 3000099456 | NA | 0 | NA | 0 | NA | W
10555 | Mahasamund | District Hospital | DH | Minor OT | SHADOWLESS OT LIGHT | 1 | philips | phililux S50 | NA | 3000099457 | NA | 0 | NA | 0 | NA | W
10556 | Mahasamund | District Hospital | DH | Minor OT | SUCTION APPARATUS | 1 | shiva | NA | NA | 3000099458 | NA | 0 | NA | 0 | NA | W
10557 | Mahasamund | District Hospital | DH | Minor OT | SUCTION APPARATUS | 1 | shiva | NA | NA | 3000099459 | NA | 0 | NA | 0 | NA | W
10558 | Mahasamund | District Hospital | DH | Minor OT | SUCTION APPARATUS | 1 | shiva | NA | NA | 3000099460 | NA | 0 | NA | 0 | NA | W
10559 | Mahasamund | District Hospital | DH | Minor OT | ELECTRIC STERILIZER | 1 | local | NA | NA | 3000099463 | NA | 0 | NA | 0 | NA | W
10560 | Mahasamund | District Hospital | DH | Minor OT | AUTOCLAVE | 1 | local | NA | NA | 3000099461 | NA | 0 | NA | 0 | NA | W
10561 | Mahasamund | District Hospital | DH | Minor OT | REFRIGERATOR | 1 | videocon | NA | NA | 3000099462 | NA | 0 | NA | 0 | NA | W
10562 | Mahasamund | District Hospital | DH | DELIVERY ROOM | BABY WEIGHING SCALE | 1 | Docbel | NA | NA | 3000099464 | NA | 0 | NA | 0 | NA | W
10563 | Mahasamund | District Hospital | DH | DELIVERY ROOM | NEEDLE DESTROYER | 1 | saratech | S1R 100v/60v | R-586 | 3000099465 | NA | 0 | NA | 0 | NA | W
10564 | Mahasamund | District Hospital | DH | DELIVERY ROOM | INFANT RADIANT WARMER | 1 | Meditrin | NA | NA | 3000099466 | NA | 0 | NA | 0 | NA | W
10565 | Mahasamund | District Hospital | DH | DELIVERY ROOM | FOETAL DOPPLER | 1 | Euro Dopp | NA | NA | 3000099467 | NA | 0 | NA | 0 | NA | W
10566 | Mahasamund | District Hospital | DH | DELIVERY ROOM | SPHYGMOMANOMETER (MERCURIAL) | 1 | diamond | Regular | 13829 | 3000099468 | NA | 0 | NA | 0 | NA | W
10567 | Mahasamund | District Hospital | DH | Store Room | FUMIGATION MACHINE | 1 | local | NA | NA | 3000099177 | 2005-06-03 | 0 | NA | 0 | NA | NI
10568 | Mahasamund | District Hospital | DH | Store Room | FUMIGATION MACHINE | 1 | local | NA | NA | 3000099178 | 2005-06-03 | 0 | NA | 0 | NA | NI
10569 | Mahasamund | District Hospital | DH | Store Room | ECG RECORDER | 1 | philips | NA | NA | 3000099179 | 15/5/2007 | 0 | NA | 0 | NA | NI
10570 | Mahasamund | District Hospital | DH | Store Room | ECG RECORDER | 1 | philips | NA | NA | 3000099180 | 15/5/2007 | 0 | NA | 0 | NA | NI
10571 | Mahasamund | District Hospital | DH | Store Room | IR LAMP | 1 | local | NA | NA | 3000099181 | 2015-04-01 | 1 | NA | 0 | NA | NI
10572 | Mahasamund | District Hospital | DH | Store Room | BABY WEIGHING SCALE | 1 | local | Crown | NA | 3000099182 | 2015-04-01 | 0 | NA | 0 | NA | NI
10573 | Mahasamund | District Hospital | DH | Store Room | ADULT WEIGHING MACHINE | 1 | Ramon surgical r | Crown | NA | 3000099183 | 25/9/2012 | 0 | NA | 0 | NA | NI
10574 | Mahasamund | District Hospital | DH | Store Room | SPHYGMOMANOMETER (DIGITAL) | 1 | supreme surgico | NA | NA | 3000099184 | NA | 0 | NA | 0 | NA | NI
10575 | Mahasamund | District Hospital | DH | Store Room | ADULT WEIGHING MACHINE | 1 | Health scale | NA | NA | 3000099185 | 25/9/2012 | 0 | NA | 0 | NA | NI
10576 | Mahasamund | District Hospital | DH | Store Room | ADULT WEIGHING MACHINE | 1 | Health scale | NA | NA | 3000099186 | 25/9/2012 | 0 | NA | 0 | NA | NI
10577 | Mahasamund | District Hospital | DH | Store Room | ADULT WEIGHING MACHINE | 1 | Health scale | NA | NA | 3000099187 | 25/9/2012 | 0 | NA | 0 | NA | NI
10578 | Mahasamund | District Hospital | DH | Store Room | ADULT WEIGHING MACHINE | 1 | Health scale | NA | NA | 3000099188 | 25/9/2012 | 0 | NA | 0 | NA | NI
10579 | Mahasamund | District Hospital | DH | Store Room | ADULT WEIGHING MACHINE | 1 | Health scale | NA | NA | 3000099189 | 2006-03-01 | 0 | NA | 0 | NA | NI
10580 | Mahasamund | District Hospital | DH | Store Room | ADULT WEIGHING MACHINE | 1 | Health scale | NA | NA | 3000099190 | 2006-03-01 | 0 | NA | 0 | NA | NI
10581 | Mahasamund | District Hospital | DH | Store Room | ADULT WEIGHING MACHINE | 1 | Health scale | NA | NA | 3000099191 | 2006-03-01 | 0 | NA | 0 | NA | NI
10582 | Mahasamund | District Hospital | DH | Store Room | ADULT WEIGHING MACHINE | 1 | Health scale | NA | NA | 3000099192 | 2006-03-01 | 0 | NA | 0 | NA | NI
10583 | Mahasamund | District Hospital | DH | Store Room | ADULT WEIGHING MACHINE | 1 | Health scale | NA | NA | 3000099193 | 2006-03-01 | 0 | NA | 0 | NA | NI
10584 | Mahasamund | District Hospital | DH | Store Room | ADULT WEIGHING MACHINE | 1 | Health scale | NA | NA | 3000099194 | 2006-03-01 | 0 | NA | 0 | NA | NI
10585 | Mahasamund | District Hospital | DH | Store Room | ADULT WEIGHING MACHINE | 1 | Ramon surgical r | Crown | NA | 3000099195 | 2006-03-01 | 0 | NA | 0 | NA | NI
10586 | Mahasamund | District Hospital | DH | Store Room | ADULT WEIGHING MACHINE | 1 | Ramon surgical r | Crown | NA | 3000099196 | 2006-03-01 | 0 | NA | 0 | NA | NI
10587 | Mahasamund | District Hospital | DH | Store Room | ADULT WEIGHING MACHINE | 1 | local | NA | 8364 | 3000099197 | 2006-03-10 | 0 | NA | 0 | NA | NI
10588 | Mahasamund | District Hospital | DH | Store Room | ADULT WEIGHING MACHINE | 1 | local | NA | 8365 | 3000099198 | 2006-03-10 | 0 | NA | 0 | NA | NI
10589 | Mahasamund | District Hospital | DH | Store Room | Hydraulic Vacuum Extractor | 1 | local | NA | NA | 3000099199 | 2006-03-10 | 0 | NA | 0 | NA | NI
10590 | Mahasamund | District Hospital | DH | Store Room | Hydraulic Vacuum Extractor | 1 | local | NA | NA | 3000099200 | 2006-03-10 | 0 | NA | 0 | NA | NI
10591 | Mahasamund | District Hospital | DH | Store Room | Hydraulic Vacuum Extractor | 1 | local | NA | NA | 3000099201 | 2006-03-10 | 0 | NA | 0 | NA | NI
10592 | Mahasamund | District Hospital | DH | Store Room | Hydraulic Vacuum Extractor | 1 | local | NA | NA | 3000099202 | 2006-03-01 | 0 | NA | 0 | NA | NI
10593 | Mahasamund | District Hospital | DH | Store Room | Hydraulic Vacuum Extractor | 1 | local | NA | NA | 3000099203 | 2006-03-01 | 0 | NA | 0 | NA | NI
10594 | Mahasamund | District Hospital | DH | Store Room | Hydraulic Vacuum Extractor | 1 | local | NA | NA | 3000099204 | 2006-03-01 | 0 | NA | 0 | NA | NI
10595 | Mahasamund | District Hospital | DH | Store Room | Hydraulic Vacuum Extractor | 1 | local | NA | NA | 3000099205 | 2006-03-01 | 0 | NA | 0 | NA | NI
10596 | Mahasamund | District Hospital | DH | Store Room | Hydraulic Vacuum Extractor | 1 | local | NA | NA | 3000099206 | 2006-03-01 | 0 | NA | 0 | NA | NI
10597 | Mahasamund | District Hospital | DH | Store Room | Hydraulic Vacuum Extractor | 1 | local | NA | NA | 3000099207 | 2006-03-01 | 0 | NA | 0 | NA | NI
10598 | Mahasamund | District Hospital | DH | Store Room | Hydraulic Vacuum Extractor | 1 | local | NA | NA | 3000099208 | 2006-03-01 | 0 | NA | 0 | NA | NI
10599 | Mahasamund | District Hospital | DH | Store Room | Hydraulic Vacuum Extractor | 1 | local | NA | NA | 3000099209 | NA | 0 | NA | 0 | NA | NI
10600 | Mahasamund | District Hospital | DH | Store Room | Hydraulic Vacuum Extractor | 1 | local | NA | NA | 3000099210 | NA | 0 | NA | 0 | NA | NI
10601 | Mahasamund | District Hospital | DH | Store Room | Hydraulic Vacuum Extractor | 1 | local | nA | NA | 3000099211 | NA | 0 | NA | 0 | NA | NI
10602 | Mahasamund | District Hospital | DH | Store Room | Hydraulic Vacuum Extractor | 1 | local | NA | NA | 3000099212 | NA | 0 | NA | 0 | NA | NI
10603 | Mahasamund | District Hospital | DH | Store Room | Hydraulic Vacuum Extractor | 1 | local | NA | NA | 3000099213 | NA | 0 | NA | 0 | NA | NI
10604 | Mahasamund | District Hospital | DH | Store Room | Hydraulic Vacuum Extractor | 1 | local | NA | NA | 3000099214 | NA | 0 | NA | 0 | NA | NI
10605 | Mahasamund | District Hospital | DH | Store Room | Hydraulic Vacuum Extractor | 1 | local | NA | NA | 3000099215 | NA | 0 | NA | 0 | NA | NI
10606 | Mahasamund | District Hospital | DH | Store Room | Hydraulic Vacuum Extractor | 1 | local | NA | NA | 3000099216 | NA | 0 | NA | 0 | NA | NI
10607 | Mahasamund | District Hospital | DH | Store Room | Hydraulic Vacuum Extractor | 1 | local | NA | NA | 3000099217 | NA | 0 | NA | 0 | NA | NI
10608 | Mahasamund | District Hospital | DH | Store Room | Hydraulic Vacuum Extractor | 1 | local | NA | NA | 3000099218 | NA | 0 | NA | 0 | NA | NI
10609 | Mahasamund | District Hospital | DH | Store Room | Hydraulic Vacuum Extractor | 1 | local | NA | NA | 3000099219 | NA | 0 | NA | 0 | NA | NI
10610 | Mahasamund | District Hospital | DH | Store Room | Hydraulic Vacuum Extractor | 1 | local | NA | NA | 3000099220 | NA | 0 | NA | 0 | NA | NI
10611 | Mahasamund | District Hospital | DH | Store Room | Hydraulic Vacuum Extractor | 1 | local | NA | NA | 3000099221 | NA | 0 | NA | 0 | NA | NI
10612 | Mahasamund | District Hospital | DH | Store Room | Hydraulic Vacuum Extractor | 1 | local | NA | NA | 3000099222 | NA | 0 | NA | 0 | NA | NI
10613 | Mahasamund | District Hospital | DH | Store Room | Hydraulic Vacuum Extractor | 1 | local | NA | NA | 3000099223 | NA | 0 | NA | 0 | NA | NI
10614 | Mahasamund | District Hospital | DH | Store Room | Hydraulic Vacuum Extractor | 1 | local | NA | NA | 3000099224 | NA | 0 | NA | 0 | NA | NI
10615 | Mahasamund | District Hospital | DH | Store Room | Hydraulic Vacuum Extractor | 1 | local | NA | NA | 3000099225 | NA | 0 | NA | 0 | NA | NI
10616 | Mahasamund | District Hospital | DH | Store Room | Hydraulic Vacuum Extractor | 1 | local | NA | NA | 3000099226 | NA | 0 | NA | 0 | NA | NI
10617 | Mahasamund | District Hospital | DH | Store Room | Hydraulic Vacuum Extractor | 1 | local | NA | NA | 3000099227 | NA | 0 | NA | 0 | NA | NI
10618 | Mahasamund | District Hospital | DH | Store Room | Hydraulic Vacuum Extractor | 1 | local | NA | NA | 3000099228 | NA | 0 | NA | 0 | NA | NI
10619 | Mahasamund | District Hospital | DH | Store Room | Hydraulic Vacuum Extractor | 1 | local | NA | NA | 3000099229 | NA | 0 | NA | 0 | NA | NI
10620 | Mahasamund | District Hospital | DH | Store Room | Hydraulic Vacuum Extractor | 1 | local | NA | NA | 3000099230 | NA | 0 | NA | 0 | NA | NI
10621 | Mahasamund | District Hospital | DH | Store Room | Hydraulic Vacuum Extractor | 1 | local | NA | NA | 3000099231 | NA | 0 | NA | 0 | NA | NI
10622 | Mahasamund | District Hospital | DH | Store Room | Hydraulic Vacuum Extractor | 1 | local | NA | NA | 3000099232 | NA | 0 | NA | 0 | NA | NI
10623 | Mahasamund | District Hospital | DH | Store Room | Hydraulic Vacuum Extractor | 1 | local | NA | NA | 3000099233 | NA | 0 | NA | 0 | NA | NI
10624 | Mahasamund | District Hospital | DH | Store Room | Hydraulic Vacuum Extractor | 1 | local | NA | NA | 3000099234 | NA | 0 | NA | 0 | NA | NI
10625 | Mahasamund | District Hospital | DH | Store Room | Hydraulic Vacuum Extractor | 1 | local | NA | NA | 3000099235 | NA | 0 | NA | 0 | NA | NI
10626 | Mahasamund | District Hospital | DH | Store Room | Hydraulic Vacuum Extractor | 1 | local | NA | NA | 3000099236 | NA | 0 | NA | 0 | NA | NI
10627 | Mahasamund | District Hospital | DH | Store Room | Hydraulic Vacuum Extractor | 1 | local | NA | NA | 3000099237 | NA | 0 | NA | 0 | NA | NI
10628 | Mahasamund | District Hospital | DH | Store Room | Hydraulic Vacuum Extractor | 1 | local | NA | NA | 3000099238 | NA | 0 | NA | 0 | NA | NI
10629 | Mahasamund | District Hospital | DH | Store Room | Hydraulic Vacuum Extractor | 1 | local | NA | NA | 3000099239 | NA | 0 | NA | 0 | NA | NI
10630 | Mahasamund | District Hospital | DH | Store Room | Hydraulic Vacuum Extractor | 1 | local | NA | NA | 3000099240 | NA | 0 | NA | 0 | NA | NI
10631 | Mahasamund | District Hospital | DH | Store Room | Hydraulic Vacuum Extractor | 1 | local | NA | NA | 3000099241 | NA | 0 | NA | 0 | NA | NI
10632 | Mahasamund | District Hospital | DH | Store Room | Hydraulic Vacuum Extractor | 1 | local | NA | NA | 3000099242 | NA | 0 | NA | 0 | NA | NI
10633 | Mahasamund | District Hospital | DH | Store Room | Hydraulic Vacuum Extractor | 1 | local | NA | NA | 3000099243 | NA | 0 | NA | 0 | NA | NI
10634 | Mahasamund | District Hospital | DH | Store Room | Hydraulic Vacuum Extractor | 1 | local | NA | NA | 3000099244 | NA | 0 | NA | 0 | NA | NI
10635 | Mahasamund | District Hospital | DH | Store Room | Hydraulic Vacuum Extractor | 1 | local | NA | NA | 3000099245 | NA | 0 | NA | 0 | NA | NI
10636 | Mahasamund | District Hospital | DH | Store Room | Hydraulic Vacuum Extractor | 1 | local | NA | NA | 3000099246 | NA | 0 | NA | 0 | NA | NI
10637 | Mahasamund | District Hospital | DH | Store Room | Hydraulic Vacuum Extractor | 1 | local | NA | NA | 3000099247 | NA | 0 | NA | 0 | NA | NI
10638 | Mahasamund | District Hospital | DH | Store Room | ELECTRIC STERILIZER | 1 | local | NA | NA | 3000099248 | 2005-02-03 | 1 | NA | 0 | NA | NI
10639 | Mahasamund | District Hospital | DH | Store Room | ELECTRIC STERILIZER | 1 | local | NA | NA | 3000099249 | 2005-02-03 | 0 | NA | 0 | NA | NI
10640 | Mahasamund | District Hospital | DH | Store Room | ELECTRIC STERILIZER | 1 | local | NA | NA | 3000099250 | 2005-02-03 | 0 | NA | 0 | NA | NI
10641 | Mahasamund | District Hospital | DH | Store Room | ELECTRIC STERILIZER | 1 | local | NA | NA | 3000099251 | 2005-02-03 | 0 | NA | 0 | NA | NI
10642 | Mahasamund | District Hospital | DH | Store Room | Hydraulic Vacuum Extractor | 1 | local | NA | NA | 3000099252 | NA | 0 | NA | 0 | NA | NI
10643 | Mahasamund | District Hospital | DH | Store Room | Hydraulic Vacuum Extractor | 1 | local | NA | NA | 3000099253 | NA | 0 | NA | 0 | NA | NI
10644 | Mahasamund | District Hospital | DH | Store Room | Hydraulic Vacuum Extractor | 1 | local | NA | NA | 3000099254 | NA | 0 | NA | 0 | NA | NI
10645 | Mahasamund | District Hospital | DH | Store Room | FUMIGATION MACHINE | 1 | local | NA | NA | 3000099255 | 2005-06-03 | 0 | NA | 0 | NA | NI
10646 | Mahasamund | District Hospital | DH | Store Room | FUMIGATION MACHINE | 1 | local | NA | NA | 3000099256 | 2005-06-03 | 0 | NA | 0 | NA | NI
10647 | Mahasamund | District Hospital | DH | Store Room | FUMIGATION MACHINE | 1 | local | NA | NA | 3000099257 | 2005-07-05 | 0 | NA | 0 | NA | NI
10648 | Mahasamund | District Hospital | DH | Store Room | ECG RECORDER | 1 | philips | NA | NA | 3000099258 | 2005-07-05 | 0 | NA | 0 | NA | NI
10649 | Mahasamund | District Hospital | DH | Store Room | ECG RECORDER | 1 | philips | NA | NA | 3000099259 | 2006-02-07 | 0 | NA | 0 | NA | NI
10650 | Mahasamund | District Hospital | DH | Store Room | Air ELECTRIC STERILIZER Machine | 1 | NA | tropo | NA | 3000099260 | 2005-01-06 | 0 | NA | 0 | NA | NI
10651 | Mahasamund | District Hospital | DH | Store Room | Digital PHOTO COLORIMETER | 1 | RI | NA | NA | 3000099261 | NA | 0 | NA | 0 | NA | NI
10652 | Mahasamund | District Hospital | DH | Store Room | NEBULIZER | 1 | nulife global | Handy neb | NGM353103 | 3000099262 | 14/5/2015 | 1 | NA | 0 | NA | NI
10653 | Mahasamund | District Hospital | DH | Store Room | NEBULIZER | 1 | nulife global | Handy neb | NGM353109 | 3000099263 | 14/5/2015 | 1 | NA | 0 | NA | NI
10654 | Mahasamund | District Hospital | DH | Store Room | NEBULIZER | 1 | nulife global | Handy neb | NGM353111 | 3000099264 | 14/5/2015 | 1 | NA | 0 | NA | NI
10655 | Mahasamund | District Hospital | DH | Store Room | NEBULIZER | 1 | nulife global | Handy neb | NGM353112 | 3000099265 | 14/5/2015 | 1 | NA | 0 | NA | NI
10656 | Mahasamund | District Hospital | DH | Store Room | NEBULIZER | 1 | nulife global | Handy neb | NGM353113 | 3000099266 | 14/5/2015 | 1 | NA | 0 | NA | NI
10657 | Mahasamund | District Hospital | DH | Store Room | NEBULIZER | 1 | nulife global | Handy neb | NGM353110 | 3000099267 | 14/5/2015 | 1 | NA | 0 | NA | NI
10658 | Mahasamund | District Hospital | DH | Store Room | electric caustic unit | 1 | decent | NA | NA | 3000099268 | 19/2/2005 | 0 | NA | 0 | NA | NI
10659 | Mahasamund | District Hospital | DH | Store Room | electric caustic unit | 1 | decent | NA | NA | 3000099269 | 19/4/2005 | 0 | NA | 0 | NA | NI
10660 | Mahasamund | District Hospital | DH | Store Room | electric caustic unit | 1 | decent | NA | NA | 3000099270 | 17/4/2005 | 0 | NA | 0 | NA | NI
10661 | Mahasamund | District Hospital | DH | Store Room | electric caustic unit | 1 | decent | NA | NA | 3000099271 | 17/5/2005 | 0 | NA | 0 | NA | NI
10662 | Mahasamund | District Hospital | DH | Store Room | ADULT WEIGHING MACHINE | 1 | Ramon surgical | Crown | NA | 3000099272 | 2006-03-10 | 0 | NA | 0 | NA | NI
10663 | Mahasamund | District Hospital | DH | Store Room | ADULT WEIGHING MACHINE | 1 | Ramon surgical | Crown | NA | 3000099273 | 2006-03-10 | 0 | NA | 0 | NA | NI
10664 | Mahasamund | District Hospital | DH | Store Room | ADULT WEIGHING MACHINE | 1 | Ramon surgical | Crown | NA | 3000099274 | 2006-03-10 | 0 | NA | 0 | NA | NI
10665 | Mahasamund | District Hospital | DH | Store Room | ADULT WEIGHING MACHINE | 1 | ramon surgical | Crown | NA | 3000099275 | 2006-03-10 | 0 | NA | 0 | NA | NI
10666 | Mahasamund | District Hospital | DH | Store Room | ADULT WEIGHING MACHINE | 1 | ramon surgical | Crown | NA | 3000099276 | 2006-03-10 | 0 | NA | 0 | NA | NI
10667 | Mahasamund | District Hospital | DH | Store Room | ADULT WEIGHING MACHINE | 1 | ramon surgical | Crown | NA | 3000099277 | 2006-03-10 | 0 | NA | 0 | NA | NI
10668 | Mahasamund | District Hospital | DH | Store Room | ADULT WEIGHING MACHINE | 1 | ramon surgical | Crown | NA | 3000088278 | 2006-03-10 | 0 | NA | 0 | NA | NI
10669 | Mahasamund | District Hospital | DH | Store Room | ADULT WEIGHING MACHINE | 1 | ramon surgical | Crown | NA | 3000099279 | 2006-03-10 | 0 | NA | 0 | NA | NI
10670 | Mahasamund | District Hospital | DH | Store Room | ADULT WEIGHING MACHINE | 1 | ramon surgical | Crown | NA | 3000099280 | 2006-03-10 | 0 | NA | 0 | NA | NI
10671 | Mahasamund | District Hospital | DH | Store Room | ADULT WEIGHING MACHINE | 1 | ramon surgical | Crown | NA | 3000099281 | 2006-03-10 | 0 | NA | 0 | NA | NI
10672 | Mahasamund | District Hospital | DH | Store Room | FOETAL DOPPLER | 1 | LCP | Type 2 | NA | 3000099282 | 2006-03-10 | 0 | NA | 0 | NA | NI
10673 | Mahasamund | District Hospital | DH | Store Room | FOETAL DOPPLER | 1 | LCP | Type 2 | NA | 3000099283 | 2006-03-10 | 0 | NA | 0 | NA | NI
10674 | Mahasamund | District Hospital | DH | Store Room | FOETAL DOPPLER | 1 | LCP | Type 2 | NA | 3000099284 | 28/1/2008 | 0 | NA | 0 | NA | NI
10675 | Mahasamund | District Hospital | DH | Store Room | FOETAL DOPPLER | 1 | LCP | Type 2 | NA | 3000099285 | 28/1/2008 | 0 | NA | 0 | NA | NI
10676 | Mahasamund | District Hospital | DH | Store Room | ADULT WEIGHING MACHINE | 1 | NA | Ck2003A | NA | 3000099286 | 2015-04-01 | 1 | NA | 0 | NA | NI
10677 | Mahasamund | District Hospital | DH | Store Room | ADULT WEIGHING MACHINE | 1 | NA | Ck2003A | NA | 3000099287 | 2015-04-01 | 1 | NA | 0 | NA | NI
10678 | Mahasamund | District Hospital | DH | Store Room | ADULT WEIGHING MACHINE | 1 | NA | Ck2003A | NA | 3000099288 | 2015-04-01 | 1 | NA | 0 | NA | NI
10679 | Mahasamund | District Hospital | DH | Store Room | ADULT WEIGHING MACHINE | 1 | local | Ck2003A | NA | 3000099289 | 2015-04-01 | 1 | NA | 0 | NA | NI
10680 | Mahasamund | District Hospital | DH | Store Room | ADULT WEIGHING MACHINE | 1 | local | Ck2003A | NA | 3000099290 | 2015-04-01 | 1 | NA | 0 | NA | NI
10681 | Mahasamund | District Hospital | DH | Store Room | ADULT WEIGHING MACHINE | 1 | local | Ck2003A | NA | 3000099291 | 2015-04-01 | 1 | NA | 0 | NA | NI
10682 | Mahasamund | District Hospital | DH | Store Room | ADULT WEIGHING MACHINE | 1 | local | Ck2003A | NA | 3000099292 | 2015-04-01 | 1 | NA | 0 | NA | NI
10683 | Mahasamund | District Hospital | DH | Store Room | SPHYGMOMANOMETER (MERCURIAL) | 1 | diamond | Regular | 13830 | 3000099293 | 2015-04-01 | 1 | NA | 0 | NA | W
10684 | Mahasamund | District Hospital | DH | Store Room | SPHYGMOMANOMETER (MERCURIAL) | 1 | diamond | Regular | 13822 | 3000099294 | 2015-04-01 | 1 | NA | 0 | NA | NI
10685 | Mahasamund | District Hospital | DH | Store Room | SPHYGMOMANOMETER (MERCURIAL) | 1 | diamond | Regular | NA | 3000099295 | 2015-04-01 | 1 | NA | 0 | NA | NI
10686 | Mahasamund | District Hospital | DH | Store Room | SPHYGMOMANOMETER (MERCURIAL) | 1 | supreme surgico | Regular | 98135627 | 3000099296 | 2015-04-01 | 1 | NA | 0 | NA | NI
10687 | Mahasamund | District Hospital | DH | Store Room | SPHYGMOMANOMETER (MERCURIAL) | 1 | supreme surgico | Regular | 9813529 | 3000099297 | 2015-04-01 | 1 | NA | 0 | NA | NI
10688 | Mahasamund | District Hospital | DH | Store Room | SPHYGMOMANOMETER (MERCURIAL) | 1 | supreme surgico | Regular | 98131542 | 3000099298 | 2015-04-01 | 1 | NA | 0 | NA | NI
10689 | Mahasamund | District Hospital | DH | Store Room | SPHYGMOMANOMETER (MERCURIAL) | 1 | supreme surgico | Regular | 9813526 | 3000099299 | 2015-04-01 | 1 | NA | 0 | NA | NI
10690 | Mahasamund | District Hospital | DH | Store Room | SPHYGMOMANOMETER (MERCURIAL) | 1 | supreme surgico | premier | 98135624 | 3000099300 | 2015-04-01 | 1 | NA | 0 | NA | NI
10691 | Mahasamund | District Hospital | DH | Store Room | SPHYGMOMANOMETER (MERCURIAL) | 1 | supreme surgico | premier | 98135628 | 3000099301 | 2015-04-01 | 1 | NA | 0 | NA | NI
10692 | Mahasamund | District Hospital | DH | Store Room | SPHYGMOMANOMETER (MERCURIAL) | 1 | supreme surgico | premier | 98135630 | 3000099302 | 2015-04-01 | 1 | NA | 0 | NA | NI
10693 | Mahasamund | District Hospital | DH | Store Room | SPHYGMOMANOMETER (MERCURIAL) | 1 | supreme surgico | premier | 98135632 | 3000099303 | 2015-04-01 | 1 | NA | 0 | NA | NI
10694 | Mahasamund | District Hospital | DH | Store Room | SPHYGMOMANOMETER (MERCURIAL) | 1 | supreme surgico | premier | 98135636 | 3000099304 | 2015-04-01 | 1 | NA | 0 | NA | NI
10695 | Mahasamund | District Hospital | DH | Store Room | SPHYGMOMANOMETER (MERCURIAL) | 1 | supreme surgico | premier | 98135633 | 3000099305 | 2015-04-01 | 1 | NA | 0 | NA | NI
10696 | Mahasamund | District Hospital | DH | Store Room | digital vaccume extractor | 1 | local | NA | NA | 3000099306 | NA | 0 | NA | 0 | NA | NI
10697 | Mahasamund | District Hospital | DH | Store Room | digital vaccume extractor | 1 | local | NA | NA | 3000099307 | NA | 0 | NA | 0 | NA | NI
10698 | Mahasamund | District Hospital | DH | Store Room | digital vaccume extractor | 1 | local | NA | NA | 3000099308 | NA | 0 | NA | 0 | NA | NI
10699 | Mahasamund | District Hospital | DH | Store Room | digital vaccume extractor | 1 | local | NA | NA | 3000099309 | NA | 0 | NA | 0 | NA | NI
10700 | Mahasamund | District Hospital | DH | Store Room | digital vaccume extractor | 1 | local | NA | NA | 3000099310 | NA | 0 | NA | 0 | NA | NI
10701 | Mahasamund | District Hospital | DH | Store Room | digital vaccume extractor | 1 | local | NA | NA | 3000099311 | NA | 0 | NA | 0 | NA | NI
10702 | Mahasamund | District Hospital | DH | Store Room | Vacuum Extractor | 1 | local | NA | NA | 3000099312 | NA | 0 | NA | 0 | NA | NI
10703 | Mahasamund | District Hospital | DH | Store Room | Vacuum Extractor | 1 | local | NA | NA | 3000099313 | NA | 0 | NA | 0 | NA | NI
10704 | Mahasamund | District Hospital | DH | Store Room | Vacuum Extractor | 1 | local | NA | NA | 3000099314 | NA | 0 | NA | 0 | NA | NI
10705 | Mahasamund | District Hospital | DH | Store Room | Vacuum Extractor | 1 | local | NA | NA | 3000099315 | NA | 0 | NA | 0 | NA | NI
10706 | Mahasamund | District Hospital | DH | Store Room | Vacuum Extractor | 1 | local | NA | NA | 3000099316 | NA | 0 | NA | 0 | NA | NI
10707 | Mahasamund | District Hospital | DH | Store Room | Vacuum Extractor | 1 | local | NA | NA | 3000099317 | NA | 0 | NA | 0 | NA | NI
10708 | Mahasamund | District Hospital | DH | Store Room | Vacuum Extractor | 1 | local | NA | NA | 3000099318 | NA | 0 | NA | 0 | NA | NI
10709 | Mahasamund | District Hospital | DH | Store Room | Vacuum Extractor | 1 | local | NA | NA | 3000099319 | NA | 0 | NA | 0 | NA | NI
10710 | Mahasamund | District Hospital | DH | Store Room | Vacuum Extractor | 1 | local | NA | NA | 3000099320 | NA | 0 | NA | 0 | NA | NI
10711 | Mahasamund | District Hospital | DH | Store Room | Vacuum Extractor | 1 | local | NA | NA | 3000099321 | NA | 0 | NA | 0 | NA | NI
10712 | Mahasamund | District Hospital | DH | Store Room | Vacuum Extractor | 1 | local | NA | NA | 3000099322 | NA | 0 | NA | 0 | NA | NI
10713 | Mahasamund | District Hospital | DH | Store Room | Vacuum Extractor | 1 | local | NA | NA | 3000099323 | NA | 0 | NA | 0 | NA | NI
10714 | Mahasamund | District Hospital | DH | Store Room | Vacuum Extractor | 1 | local | NA | NA | 3000099324 | NA | 0 | NA | 0 | NA | NI
10715 | Mahasamund | District Hospital | DH | Store Room | Vacuum Extractor | 1 | local | NA | NA | 3000099325 | NA | 0 | NA | 0 | NA | NI
10716 | Mahasamund | District Hospital | DH | Store Room | Vacuum Extractor | 1 | local | NA | NA | 3000099326 | NA | 0 | NA | 0 | NA | NI
10717 | Mahasamund | District Hospital | DH | Store Room | Vacuum Extractor | 1 | local | NA | NA | 3000099327 | NA | 0 | NA | 0 | NA | NI
10718 | Mahasamund | District Hospital | DH | Store Room | Vacuum Extractor | 1 | local | NA | NA | 3000099328 | NA | 0 | NA | 0 | NA | NI
10719 | Mahasamund | District Hospital | DH | Store Room | Vacuum Extractor | 1 | local | NA | NA | 3000099329 | NA | 0 | NA | 0 | NA | NI
10720 | Mahasamund | District Hospital | DH | Store Room | Vacuum Extractor | 1 | local | NA | NA | 3000099330 | NA | 0 | NA | 0 | NA | NI
10721 | Mahasamund | District Hospital | DH | Store Room | Vacuum Extractor | 1 | local | NA | NA | 3000099331 | NA | 0 | NA | 0 | NA | NI
10722 | Mahasamund | District Hospital | DH | Store Room | Vacuum Extractor | 1 | local | NA | NA | 3000099332 | NA | 0 | NA | 0 | NA | NI
10723 | Mahasamund | District Hospital | DH | Store Room | Vacuum Extractor | 1 | local | NA | NA | 3000099333 | NA | 0 | NA | 0 | NA | NI
10724 | Mahasamund | District Hospital | DH | Store Room | Vacuum Extractor | 1 | local | NA | NA | 3000099334 | NA | 0 | NA | 0 | NA | NI
10725 | Mahasamund | District Hospital | DH | Store Room | Vacuum Extractor | 1 | local | NA | NA | 3000099335 | NA | 0 | NA | 0 | NA | NI
10726 | Mahasamund | District Hospital | DH | Store Room | Vacuum Extractor | 1 | local | NA | NA | 3000099336 | NA | 0 | NA | 0 | NA | NI
10727 | Mahasamund | District Hospital | DH | Store Room | Vacuum Extractor | 1 | local | NA | NA | 3000099337 | NA | 0 | NA | 0 | NA | NI
10728 | Mahasamund | District Hospital | DH | Store Room | Vacuum Extractor | 1 | local | NA | NA | 3000099338 | NA | 0 | NA | 0 | NA | NI
10729 | Mahasamund | District Hospital | DH | Store Room | Vacuum Extractor | 1 | local | NA | NA | 3000099339 | NA | 0 | NA | 0 | NA | NI
10730 | Mahasamund | District Hospital | DH | Store Room | Vacuum Extractor | 1 | local | NA | NA | 3000099340 | NA | 0 | NA | 0 | NA | NI
10731 | Mahasamund | District Hospital | DH | Store Room | Vacuum Extractor | 1 | local | NA | NA | 3000099341 | NA | 0 | NA | 0 | NA | NI
10732 | Mahasamund | District Hospital | DH | Store Room | Vacuum Extractor | 1 | local | NA | NA | 3000099342 | NA | 0 | NA | 0 | NA | NI
10733 | Mahasamund | District Hospital | DH | Store Room | Vacuum Extractor | 1 | local | NA | NA | 3000099343 | NA | 0 | NA | 0 | NA | NI
10734 | Mahasamund | District Hospital | DH | Store Room | Vacuum Extractor | 1 | local | NA | NA | 3000099344 | NA | 0 | NA | 0 | NA | NI
10735 | Mahasamund | District Hospital | DH | Store Room | Vacuum Extractor | 1 | local | NA | NA | 3000099345 | NA | 0 | NA | 0 | NA | NI
10736 | Mahasamund | District Hospital | DH | Store Room | Vacuum Extractor | 1 | local | NA | NA | 3000099346 | NA | 0 | NA | 0 | NA | NI
10737 | Mahasamund | District Hospital | DH | Store Room | Vacuum Extractor | 1 | local | NA | NA | 3000099347 | NA | 0 | NA | 0 | NA | NI
10738 | Mahasamund | District Hospital | DH | Store Room | Vacuum Extractor | 1 | local | NA | NA | 3000099348 | NA | 0 | NA | 0 | NA | NI
10739 | Mahasamund | District Hospital | DH | Store Room | Vacuum Extractor | 1 | local | NA | NA | 3000099349 | NA | 0 | NA | 0 | NA | NI
10740 | Mahasamund | District Hospital | DH | Store Room | Vacuum Extractor | 1 | local | NA | NA | 3000099350 | NA | 0 | NA | 0 | NA | NI
10741 | Mahasamund | District Hospital | DH | Store Room | Vacuum Extractor | 1 | local | NA | NA | 3000099351 | NA | 0 | NA | 0 | NA | NI
10742 | Mahasamund | District Hospital | DH | Store Room | Vacuum Extractor | 1 | local | NA | NA | 3000099352 | NA | 0 | NA | 0 | NA | NI
10743 | Mahasamund | District Hospital | DH | Store Room | Vacuum Extractor | 1 | local | NA | NA | 3000099353 | NA | 0 | NA | 0 | NA | NI
10744 | Mahasamund | District Hospital | DH | BLOOD BANK | Blood Bank REFRIGERATOR | 1 | Haier | HFCS308A | BE06PME1T0032B9N0006 | 3000099051 | 27/4/2012 | 0 | NA | 0 | NA | W
10745 | Mahasamund | District Hospital | DH | BLOOD BANK | Blood Bank REFRIGERATOR | 1 | REMI | BR120 | PDI2960 | 3000099052 | 2003-03-02 | 0 | NA | 0 | NA | W
10746 | Mahasamund | District Hospital | DH | BLOOD BANK | FOETAL DOPPLER | 1 | local | NA | NA | 3000099053 | NA | 0 | NA | 0 | NA | W
10747 | Mahasamund | District Hospital | DH | BLOOD BANK | BLOOD COLLECTION MONITOR | 1 | HLL | 4CM1B | 610067 | 3000099054 | 13/2/2007 | 0 | NA | 0 | NA | W
10748 | Mahasamund | District Hospital | DH | BLOOD BANK | FOETAL DOPPLER | 1 | local | NA | NA | 3000099055 | NA | 0 | NA | 0 | NA | NW
10749 | Mahasamund | District Hospital | DH | BLOOD BANK | Blood Bank REFRIGERATOR | 1 | REMI | BR120 | NA | 3000099056 | NA | 0 | NA | 0 | NA | NW
10750 | Mahasamund | District Hospital | DH | BLOOD BANK | Blood Bank REFRIGERATOR | 1 | Haier | HFCS308A | BE06PME1T00B2BAA00679 | 3000099057 | 27/4/2012 | 0 | NA | 0 | NA | W
10751 | Mahasamund | District Hospital | DH | BLOOD BANK | Blood Bank REFRIGERATOR | 1 | REMI | BrR40-DX | BDI2611 | 3000099058 | NA | 0 | NA | 0 | NA | NW
10752 | Mahasamund | District Hospital | DH | BLOOD BANK | WATER BATH | 1 | local | NA | NA | 3000099059 | 2006-05-04 | 0 | NA | 0 | NA | W
10753 | Mahasamund | District Hospital | DH | BLOOD BANK | ELECTRIC STERILIZER | 1 | local | NA | NA | 3000099060 | 2007-01-05 | 0 | NA | 0 | NA | W
10754 | Mahasamund | District Hospital | DH | BLOOD BANK | CENTRIFUGE MACHINE (8 Tubes) | 1 | REMI | NA | NA | 3000099061 | 20/5/2006 | 0 | NA | 0 | NA | W
10755 | Mahasamund | District Hospital | DH | BLOOD BANK | BLOOD COLLECTION MONITOR | 1 | HLL | HCMIA | 412032 | 3000099062 | 2006-05-04 | 0 | NA | 0 | NA | NW
10756 | Mahasamund | District Hospital | DH | BLOOD BANK | INCUBATOR | 1 | local | NA | NA | 3000099063 | 2006-05-04 | 0 | NA | 0 | NA | NW
10757 | Mahasamund | District Hospital | DH | BLOOD BANK | HOT AIR OVEN | 1 | local | NA | NA | 3000099064 | 2006-05-04 | 0 | NA | 0 | NA | NW
10758 | Mahasamund | District Hospital | DH | BLOOD BANK | INCUBATOR | 1 | coslab | NA | NA | 3000099065 | NA | 0 | NA | 0 | NA | NW
10759 | Mahasamund | District Hospital | DH | BLOOD BANK | BLOOD COLLECTION MONITOR | 1 | HLL | High care | NA | 3000099066 | 15/12/2004 | 0 | NA | 0 | NA | NW
10760 | Mahasamund | District Hospital | DH | BLOOD BANK | Rotary shaker | 1 | local | NA | NA | 3000099067 | 15/12/2004 | 0 | NA | 0 | NA | W
10761 | Mahasamund | District Hospital | DH | BLOOD BANK | BLOOD BAG TUBE SEALER | 1 | HLL | NA | NA | 3000099068 | 15/12/2004 | 0 | NA | 0 | NA | NW
10762 | Mahasamund | District Hospital | DH | BLOOD BANK | BLOOD BAG TUBE SEALER | 1 | Gayatri | NA | NA | 3000099069 | 28/7/2007 | 0 | NA | 0 | NA | NW
10763 | Mahasamund | District Hospital | DH | BLOOD BANK | CENTRIFUGE MACHINE (8 Tubes) | 1 | Anand | NA | NA | 3000099070 | 2006-05-04 | 0 | NA | 0 | NA | W
10764 | Mahasamund | District Hospital | DH | BLOOD BANK | ELECTRO PHORESIS MACHINE | 1 | systronic | NA | 1531 | 3000099071 | 26/7/2007 | 0 | NA | 0 | NA | W
10765 | Mahasamund | District Hospital | DH | BLOOD BANK | HOT AIR OVEN | 1 | shivam | NA | NA | 3000099072 | 29/8/2006 | 0 | NA | 0 | NA | NW
10766 | Mahasamund | District Hospital | DH | BLOOD BANK | HOT AIR OVEN | 1 | Universal | NA | NA | 3000099073 | 2006-01-09 | 0 | NA | 0 | NA | NW
10767 | Mahasamund | District Hospital | DH | BLOOD BANK | AUTOCLAVE | 1 | local | NA | NA | 3000099074 | NA | 0 | NA | 0 | NA | NW
10768 | Mahasamund | District Hospital | DH | BLOOD BANK | ADULT WEIGHING MACHINE | 1 | local | NA | Ck2003A | 3000099075 | 28/5/2015 | 0 | NA | 0 | NA | W
10769 | Mahasamund | District Hospital | DH | BLOOD BANK | ADULT WEIGHING MACHINE | 1 | Bhaseen health products | NA | NA | 3000099076 | NA | 0 | NA | 0 | NA | W
10770 | Mahasamund | District Hospital | DH | Sonography Room | Sonography Machine | 1 | aloka | IPC-1530 | M10511 | 3000099045 | NA | 0 | NA | 0 | NA | W
10771 | Mahasamund | District Hospital | DH | X-RAY DEPT | X-RAY MACHINE 300 mA | 1 | meditronics | Diagnox 300 | 5D037 | 3000099041 | NA | 0 | NA | 0 | NA | W
10772 | Mahasamund | District Hospital | DH | X-RAY DEPT | Portable X-RAY MACHINE | 1 | meditronics | diagnox 100R | 5D016 | 3000099042 | NA | 0 | NA | 0 | NA | W
10773 | Mahasamund | District Hospital | DH | X-RAY DEPT | Portable X-RAY MACHINE | 1 | GME | GMHE35 | SRZK14-03XRHa106 | 3000099043 | 28/3/2014 | 0 | NA | 0 | NA | W
10774 | Mahasamund | District Hospital | DH | X-RAY DEPT | X-Ray dryer | 1 | RKI | NA | NA | 3000099044 | NA | 0 | NA | 0 | NA | NW
10775 | Mahasamund | District Hospital | DH | SNCU | BABY WEIGHING SCALE | 1 | Dolphin | NA | NA | 3000099078 | NA | 0 | NA | 0 | NA | W
10776 | Mahasamund | District Hospital | DH | SNCU | REFRIGERATOR | 1 | Electrolux | EBP163 | NA | 3000099079 | NA | 0 | NA | 0 | NA | W
10777 | Mahasamund | District Hospital | DH | SNCU | INFANT RADIANT WARMER | 1 | phoenix | NA | T1071 | 3000099080 | NA | 0 | NA | 0 | NA | W
10778 | Mahasamund | District Hospital | DH | SNCU | INFANT RADIANT WARMER | 1 | phoenix | NA | T1062 | 3000099081 | NA | 0 | NA | 0 | NA | W
10779 | Mahasamund | District Hospital | DH | SNCU | INFANT RADIANT WARMER | 1 | phoenix | NA | T1061 | 3000099082 | NA | 0 | NA | 0 | NA | W
10780 | Mahasamund | District Hospital | DH | SNCU | INFANT RADIANT WARMER | 1 | phoenix | NA | T1068 | 3000099083 | NA | 0 | NA | 0 | NA | W
10781 | Mahasamund | District Hospital | DH | SNCU | INFANT RADIANT WARMER | 1 | phoenix | NA | T1069 | 3000099084 | NA | 0 | NA | 0 | NA | W
10782 | Mahasamund | District Hospital | DH | SNCU | INFANT RADIANT WARMER | 1 | phoenix | NA | T1070 | 3000099085 | NA | 0 | NA | 0 | NA | W
10783 | Mahasamund | District Hospital | DH | SNCU | BABY PHOTOTHERAPY UNIT | 1 | phoenix | NA | T1736 | 3000099086 | NA | 0 | NA | 0 | NA | W
10784 | Mahasamund | District Hospital | DH | SNCU | BABY PHOTOTHERAPY UNIT | 1 | phoenix | NA | T1734 | 3000099087 | NA | 0 | NA | 0 | NA | W
10785 | Mahasamund | District Hospital | DH | SNCU | BABY PHOTOTHERAPY UNIT | 1 | phoenix | NA | 1735 | 3000099088 | NA | 0 | NA | 0 | NA | W
10786 | Mahasamund | District Hospital | DH | SNCU | SUCTION APPARATUS | 1 | bio plus | NA | 00 6752 | 3000099089 | NA | 0 | NA | 0 | NA | W
10787 | Mahasamund | District Hospital | DH | SNCU | heat blower | 1 | SAI electronics | NA | NA | 3000099090 | NA | 0 | NA | 0 | NA | W
10788 | Mahasamund | District Hospital | DH | SNCU | ELECTRIC STERILIZER | 1 | local | NA | NA | 3000099091 | NA | 0 | NA | 0 | NA | W
10789 | Mahasamund | District Hospital | DH | SNCU | NEEDLE DESTROYER | 1 | medi care | NA | NA | 3000099092 | NA | 0 | NA | 0 | NA | W
10790 | Mahasamund | District Hospital | DH | SNCU | HOT AIR OVEN | 1 | local | NA | NA | 3000099093 | NA | 0 | NA | 0 | NA | W
10791 | Mahasamund | District Hospital | DH | SNCU | BABY WEIGHING SCALE | 1 | essae | BS-250 | 25014131699 | 3000099094 | NA | 0 | NA | 0 | NA | W
10792 | Mahasamund | District Hospital | DH | SNCU | BABY PHOTOTHERAPY UNIT | 1 | phoenix | NA | 1731 | 3000099095 | NA | 0 | NA | 0 | NA | W
10793 | Mahasamund | District Hospital | DH | SNCU | BABY PHOTOTHERAPY UNIT | 1 | phoenix | NA | 1732 | 3000099096 | NA | 0 | NA | 0 | NA | W
10794 | Mahasamund | District Hospital | DH | SNCU | BABY PHOTOTHERAPY UNIT | 1 | phoenix | NA | 1733 | 3000099097 | NA | 0 | NA | 0 | NA | W
10795 | Mahasamund | District Hospital | DH | SNCU | SUCTION APPARATUS | 1 | shiva | NA | NA | 3000099098 | NA | 0 | NA | 0 | NA | W
10796 | Mahasamund | District Hospital | DH | SNCU | SUCTION APPARATUS | 1 | shiva | NA | NA | 3000099099 | NA | 0 | NA | 0 | NA | W
10797 | Mahasamund | District Hospital | DH | SNCU | SUCTION APPARATUS | 1 | bio plus | NA | NA | 3000099100 | NA | 0 | NA | 0 | NA | W
10798 | Mahasamund | District Hospital | DH | SNCU | INFANT RADIANT WARMER | 1 | phoenix | NA | T1063 | 3000099101 | NA | 0 | NA | 0 | NA | W
10799 | Mahasamund | District Hospital | DH | SNCU | INFANT RADIANT WARMER | 1 | phoenix | NA | T1065 | 3000099102 | NA | 0 | NA | 0 | NA | W
10800 | Mahasamund | District Hospital | DH | SNCU | INFANT RADIANT WARMER | 1 | phoenix | NA | T1064 | 3000099103 | NA | 0 | NA | 0 | NA | W
10801 | Mahasamund | District Hospital | DH | SNCU | INFANT RADIANT WARMER | 1 | phoenix | NA | T1065 | 3000099104 | NA | 0 | NA | 0 | NA | W
10802 | Mahasamund | District Hospital | DH | SNCU | INFANT RADIANT WARMER | 1 | phoenix | NA | T1067 | 3000099105 | NA | 0 | NA | 0 | NA | W
10803 | Mahasamund | District Hospital | DH | SNCU | INFANT RADIANT WARMER | 1 | phoenix | NA | T1072 | 3000099106 | NA | 0 | NA | 0 | NA | W
10804 | Mahasamund | District Hospital | DH | SNCU | GLUCOMETER | 1 | Omron | HGM-112 | 22135281A02 | 3000099107 | NA | 0 | NA | 0 | NA | W
10805 | Mahasamund | District Hospital | DH | SNCU | PULSE OXIMETER | 1 | Easy care | ECP250E | 0514EN1405102916 | 3000099108 | NA | 0 | NA | 0 | NA | W
10806 | Mahasamund | District Hospital | DH | SNCU | digital sp moniter | 1 | Hemodiaz life science | BP_1318 | NA | 3000099109 | NA | 0 | NA | 0 | NA | W
10807 | Mahasamund | District Hospital | DH | SNCU | GLUCOMETER | 1 | NA | NA | SAGRHFJL | 3000099110 | NA | 0 | NA | 0 | NA | NW
10808 | Mahasamund | District Hospital | DH | SNCU | GLUCOMETER | 1 | dr.morepen | BG02 | 4226212440012070 | 3000099111 | NA | 0 | NA | 0 | NA | NW
10809 | Mahasamund | District Hospital | DH | SNCU | Air ELECTRIC STERILIZER Machine | 1 | Inertial electro medical system | tropo | NA | 3000099112 | NA | 0 | NA | 0 | NA | W
10810 | Mahasamund | District Hospital | DH | SNCU | Air ELECTRIC STERILIZER Machine | 1 | Inertial electro medical system | tropo | NA | 3000099113 | NA | 0 | NA | 0 | NA | NI
10811 | Mahasamund | District Hospital | DH | SNCU | SpSHADOWLESS OT LIGHT | 1 | GEME | tropo | NA | 3000099114 | NA | 0 | NA | 0 | NA | NI
10812 | Mahasamund | District Hospital | DH | SNCU | SpSHADOWLESS OT LIGHT | 1 | GEME | tropo | NA | 3000099115 | NA | 0 | NA | 0 | NA | NI
10813 | Mahasamund | District Hospital | DH | SNCU | ELECTRIC STERILIZER | 1 | local | NA | NA | 3000099116 | NA | 0 | NA | 0 | NA | NI
10814 | Mahasamund | District Hospital | DH | SNCU | INFANT RADIANT WARMER | 1 | nA | NA | NA | 3000099117 | NA | 0 | NA | 0 | NA | NI
10815 | Mahasamund | District Hospital | DH | SNCU | INFANT RADIANT WARMER | 1 | phoenix | NA | NA | 3000099118 | NA | 0 | NA | 0 | NA | NI
10816 | Mahasamund | District Hospital | DH | SNCU | SUCTION APPARATUS | 1 | NA | NA | NA | 3000099122 | NA | 0 | NA | 0 | NA | NI
10817 | Mahasamund | District Hospital | DH | SNCU | SUCTION APPARATUS | 1 | NA | NA | NA | 3000099123 | NA | 0 | NA | 0 | NA | NI
10818 | Mahasamund | District Hospital | DH | SNCU | BABY WEIGHING SCALE | 1 | SAI HS-tech products | NA | NA | 3000099119 | NA | 0 | NA | 0 | NA | NI
10819 | Mahasamund | District Hospital | DH | SNCU | BABY WEIGHING SCALE | 1 | nA | NA | NA | 3000099120 | NA | 0 | NA | 0 | NA | NI
10820 | Mahasamund | District Hospital | DH | SNCU | BABY WEIGHING SCALE | 1 | SAI HS-tech products | NA | NA | 3000099121 | NA | 0 | NA | 0 | NA | NI
10821 | Mahasamund | District Hospital | DH | SNCU | NEEDLE DESTROYER | 1 | NCP | NA | NA | 3000099124 | NA | 0 | NA | 0 | NA | NI
10822 | Mahasamund | Khalari | PHC | OPD | SPHYGMOMANOMETER (MERCURIAL) | 1 | diamond | Deluxe | 16635 | 3000103143 | 30/7/2005 | 0 | NA | 0 | NA | W
10823 | Mahasamund | Khalari | PHC | OPD | ADULT WEIGHING MACHINE | 1 | NA | NA | NA | 3000103142 | 17/10/2005 | 0 | NA | 0 | NA | W
10824 | Mahasamund | Khalari | PHC | OPD | NEEDLE DESTROYER | 1 | microsil | ND-350 | 09F9481 | 3000103141 | 13/8/2005 | 0 | NA | 0 | NA | W
10825 | Mahasamund | Khalari | PHC | OPD | ELECTRIC STERILIZER | 1 | Atlas | NA | NA | 3000103140 | 20/9/2013 | 0 | NA | 0 | NA | NW
10826 | Mahasamund | Khalari | PHC | OPD | BABY WEIGHING SCALE | 1 | essae | BS-250 | 25014131817 | 3000103139 | 30/5/2014 | 0 | NA | 0 | NA | W
10827 | Mahasamund | Khalari | PHC | OPD | SUCTION APPARATUS | 1 | Shiva | NA | NA | 3000103138 | 2009-01-04 | 0 | NA | 0 | NA | W
10828 | Mahasamund | Khalari | PHC | OPD | BABY WEIGHING SCALE | 1 | docbel | NA | NA | 3000103137 | 2014-03-03 | 0 | NA | 0 | NA | W
10829 | Mahasamund | Khalari | PHC | OPD | SUCTION APPARATUS | 1 | shiva | NA | NA | 3000103136 | 2010-01-04 | 0 | NA | 0 | NA | NW
10830 | Mahasamund | Khalari | PHC | OPD | AUTOCLAVE | 1 | local | NA | NA | 3000103135 | 2015-07-08 | 0 | NA | 0 | NA | W
10831 | Mahasamund | Khalari | PHC | OPD | ELECTRIC STERILIZER | 1 | local | NA | NA | 3000103134 | 31/12/2014 | 0 | NA | 0 | NA | W
10832 | Mahasamund | Khalari | PHC | OPD | SPHYGMOMANOMETER (MERCURIAL) | 1 | medi guard | NA | 69221 | 3000103133 | 30/7/2005 | 0 | NA | 0 | NA | NW
10833 | Mahasamund | Khalari | PHC | OPD | SPHYGMOMANOMETER (MERCURIAL) | 1 | mediline | NA | NA | 3000103132 | 17/10/2005 | 0 | NA | 0 | NA | NW
10834 | Mahasamund | Khalari | PHC | OPD | ADULT WEIGHING MACHINE | 1 | Doctor beli ram | NA | NA | 3000103131 | 17/10/2005 | 0 | NA | 0 | NA | NW
10835 | Mahasamund | District Hospital | DH | Store Room | Vacuum Extractor | 1 | local | NA | NA | 3000099354 | NA | 0 | NA | 0 | NA | NI
10836 | Mahasamund | District Hospital | DH | Store Room | NEEDLE DESTROYER | 1 | saratech | NA | R2301 | 3000099355 | NA | 0 | NA | 0 | NA | NI
10837 | Mahasamund | District Hospital | DH | Store Room | BABY WEIGHING SCALE | 1 | docbel | NA | NA | 3000099356 | NA | 0 | NA | 0 | NA | NI
10838 | Mahasamund | District Hospital | DH | Store Room | Air ELECTRIC STERILIZER Machine | 1 | SS techno | tropo | NA | 3000099357 | 17/8/2007 | 0 | NA | 0 | NA | NI
10839 | Mahasamund | District Hospital | DH | Store Room | Air ELECTRIC STERILIZER Machine | 1 | SS techno | tropo | NA | 3000099358 | 2007-09-08 | 0 | NA | 0 | NA | NI
10840 | Mahasamund | District Hospital | DH | Store Room | Air ELECTRIC STERILIZER Machine | 1 | SS techno | tropo | NA | 3000099359 | 17/8/2007 | 0 | NA | 0 | NA | NI
10841 | Mahasamund | Chanat | PHC | OPD | SPHYGMOMANOMETER (MERCURIAL) | 1 | diamond | Regular | 2304 | 3000103220 | 18/9/2009 | 0 | NA | 0 | NA | NW
10842 | Mahasamund | Chanat | PHC | OPD | ADULT WEIGHING MACHINE | 1 | putex | NA | NA | 3000103221 | 2009-07-07 | 0 | NA | 0 | NA | W
10843 | Mahasamund | Chanat | PHC | OPD | SPHYGMOMANOMETER (MERCURIAL) | 1 | diamond | Deluxe | 51501 | 3000103222 | 18/9/2009 | 0 | NA | 0 | NA | W
10844 | Mahasamund | Chanat | PHC | OPD | BABY WEIGHING SCALE | 1 | Ramon surgical | Crown | NA | 3000103223 | 2009-07-07 | 0 | NA | 0 | NA | W
10845 | Mahasamund | Chanat | PHC | OPD | SPHYGMOMANOMETER (MERCURIAL) | 1 | diamond | Deluxe | 00 380 | 3000103224 | 18/9/2009 | 0 | NA | 0 | NA | W
10846 | Mahasamund | Chanat | PHC | OPD | SUCTION APPARATUS | 1 | shiva | NA | NA | 3000103225 | 20/1/2008 | 0 | NA | 0 | NA | W
10847 | Mahasamund | Chanat | PHC | OPD | IR LAMP | 1 | local | NA | NA | 3000103226 | 2009-07-07 | 0 | NA | 0 | NA | W
10848 | Mahasamund | Chanat | PHC | OPD | BABY WEIGHING SCALE | 1 | essae | BS-250 | 25014131749 | 3000103227 | 21/3/2014 | 0 | NA | 0 | NA | W
10849 | Mahasamund | Chanat | PHC | OPD | SPHYGMOMANOMETER (MERCURIAL) | 1 | supreme surgico | premier | 88102423 | 3000103228 | 18/9/2009 | 0 | NA | 0 | NA | NW
10850 | Mahasamund | Chanat | PHC | OPD | FOETAL DOPPLER | 1 | medi gold | NA | NA | 3000103229 | NA | 0 | NA | 0 | NA | NW
10851 | Mahasamund | Chanat | PHC | OPD | REFRIGERATOR | 1 | samsung | 565 | NA | 3000103230 | NA | 0 | NA | 0 | NA | W
10852 | Mahasamund | Chanat | PHC | OPD | ADULT WEIGHING MACHINE | 1 | Victoria DX | NA | NA | 3000103231 | 2009-07-07 | 0 | NA | 0 | NA | W
10853 | Mahasamund | Chanat | PHC | OPD | ELECTRIC STERILIZER | 1 | Atlas | NA | 0 9F9493 | 3000103232 | 2009-07-12 | 0 | NA | 0 | NA | W
10854 | Mahasamund | Chanat | PHC | OPD | NEEDLE DESTROYER | 1 | microsil | ND-100 | 2394 | 3000103233 | 2009-07-07 | 0 | NA | 0 | NA | W
10855 | Mahasamund | Chanat | PHC | OPD | SPHYGMOMANOMETER (MERCURIAL) | 1 | Pagoda | NA | NA | 3000103235 | 18/9/2009 | 0 | NA | 0 | NA | NW
10856 | Mahasamund | Chanat | PHC | OPD | SPHYGMOMANOMETER (MERCURIAL) | 1 | medline | NA | NA | 3000103234 | 18/9/2009 | 0 | NA | 0 | NA | NW
10857 | Mahasamund | Jhalap | PHC |  | ADULT WEIGHING MACHINE | 1 | health care | NA | NA | 3000103112 | 15/4/2013 | 0 | NA | 0 | NA | NI
10858 | Mahasamund | Jhalap | PHC |  | ADULT WEIGHING MACHINE | 1 | health care | NA | NA | 3000103111 | 15/4/2013 | 0 | NA | 0 | NA | NI
10859 | Mahasamund | Jhalap | PHC |  | ADULT WEIGHING MACHINE | 1 | NA | NA | NA | 3000103110 | 2012-10-04 | 0 | NA | 0 | NA | W
10860 | Mahasamund | Jhalap | PHC |  | ADULT WEIGHING MACHINE | 1 | health care | NA | NA | 3000103109 | 2012-10-04 | 0 | NA | 0 | NA | W
10861 | Mahasamund | Jhalap | PHC |  | SPHYGMOMANOMETER (MERCURIAL) | 1 | life line | Ultra | 92530 | 3000103108 | NA | 0 | NA | 0 | NA | W
10862 | Mahasamund | Jhalap | PHC |  | NEEDLE DESTROYER | 1 | microsil | ND-350 | 3028 | 3000103107 | 25/11/2010 | 0 | NA | 0 | NA | W
10863 | Mahasamund | Jhalap | PHC |  | ELECTRIC STERILIZER | 1 | local | NA | NA | 3000103106 | 2010-09-04 | 0 | NA | 0 | NA | NW
10864 | Mahasamund | Jhalap | PHC |  | INCUBATOR | 1 | local | NA | NA | 3000103105 | NA | 0 | NA | 0 | NA | W
10865 | Mahasamund | Jhalap | PHC |  | CENTRIFUGE MACHINE (4 Tubes) | 1 | REMI | NA | NA | 3000103104 | 19/11/2010 | 0 | NA | 0 | NA | W
10866 | Mahasamund | Jhalap | PHC |  | MICROSCOPE (BINOCULAR) | 1 | Labomed | vision 2000 | 1264 | 3000103103 | NA | 0 | NA | 0 | NA | W
10867 | Mahasamund | Jhalap | PHC |  | GLUCOMETER | 1 | Omron | 4GM-112 | 22131161113 | 3000103102 | 20/8/2014 | 0 | NA | 0 | NA | W
10868 | Mahasamund | Jhalap | PHC |  | GLUCOMETER | 1 | Omron | 4GM-112 | 2213116112 | 3000103101 | 20/8/2014 | 0 | NA | 0 | NA | NI
10869 | Mahasamund | Jhalap | PHC |  | REFRIGERATOR | 1 | LG | NA | 206NRQV071532 | 3000103100 | 2012-08-08 | 0 | NA | 0 | NA | W
10870 | Mahasamund | Jhalap | PHC |  | Digital PHOTO COLORIMETER | 1 | EI | NA | 1263606 | 3000103099 | 2012-03-12 | 0 | NA | 0 | NA | NW
10871 | Mahasamund | Jhalap | PHC |  | ADULT WEIGHING MACHINE | 1 | local | NA | NA | 3000103098 | NA | 0 | NA | 0 | NA | W
10872 | Mahasamund | Jhalap | PHC |  | BABY WEIGHING SCALE | 1 | Ramon surgical | Crown | NA | 3000103097 | 2002-12-12 | 0 | NA | 0 | NA | W
10873 | Mahasamund | Jhalap | PHC |  | SUCTION APPARATUS | 1 | Anand | NA | NA | 3000103096 | NA | 0 | NA | 0 | NA | W
10874 | Mahasamund | Jhalap | PHC |  | BABY WEIGHING SCALE | 1 | Ramon | Crown | NA | 3000103095 | 28/8/2004 | 0 | NA | 0 | NA | W
10875 | Mahasamund | Jhalap | PHC |  | BABY WEIGHING SCALE | 1 | essae | BS-250 | 2501413 | 3000103094 | 20/3/2014 | 0 | NA | 0 | NA | W
10876 | Mahasamund | Jhalap | PHC |  | SPHYGMOMANOMETER (MERCURIAL) | 1 | life line | Deluxe | NA | 3000103093 | NA | 0 | NA | 0 | NA | W
10877 | Mahasamund | Jhalap | PHC |  | MICROSCOPE (MONOCULAR) | 1 | olympus | NA | 48676 | 3000103092 | NA | 0 | NA | 0 | NA | NW
10878 | Mahasamund | Jhara | PHC |  | SPHYGMOMANOMETER (MERCURIAL) | 1 | diamond | Deluxe | 25581 | 3000103130 | 2014-09-11 | 0 | NA | 0 | NA | W
10879 | Mahasamund | Jhara | PHC |  | SPHYGMOMANOMETER (MERCURIAL) | 1 | supreme surgico | Gold supreme | 8194345 | 3000103129 | 2011-09-11 | 0 | NA | 0 | NA | W
10880 | Mahasamund | Jhara | PHC |  | ADULT WEIGHING MACHINE | 1 | supreme surgico | NA | NA | 3000103128 | 19/11/2014 | 0 | NA | 0 | NA | W
10881 | Mahasamund | jhara | PHC |  | REFRIGERATOR | 1 | LG | NA | 605NLAM062286 | 3000103127 | 2015 | 0 | NA | 0 | NA | W
10882 | Mahasamund | Jhara | PHC |  | NEEDLE DESTROYER | 1 | HLL | NA | NA | 3000103126 | 19/11/2014 | 0 | NA | 0 | NA | W
10883 | Mahasamund | jhara | PHC |  | GLUCOMETER | 1 | dr.morepen | BG02 | 4226212440036990 | 3000103125 | 22/5/2014 | 0 | NA | 0 | NA | NI
10884 | Mahasamund | jhara | PHC |  | GLUCOMETER | 1 | dr.morepen | BG02 | 4226211470003530 | 3000103124 | 22/5/2014 | 0 | NA | 0 | NA | NI
10885 | Mahasamund | jhara | PHC |  | NEBULIZER | 1 | Omron | NE-C802 | 20120805309UF | 3000103123 | 23/4/2014 | 0 | NA | 0 | NA | NI
10886 | Mahasamund | Jhara | PHC |  | NEBULIZER | 1 | Omron | NE-C802 | 20120805308 | 3000103122 | 23/4/2014 | 0 | NA | 0 | NA | NI
10887 | Mahasamund | Jhara | PHC |  | NEEDLE DESTROYER | 1 | NA | NA | NA | 3000103121 | 19/11/2014 | 0 | NA | 0 | NA | NI
10888 | Mahasamund | Jhara | PHC |  | AUTOCLAVE | 1 | local | NA | NA | 3000103120 | 19/11/2014 | 0 | NA | 0 | NA | W
10889 | Mahasamund | jhara | PHC |  | ELECTRIC STERILIZER | 1 | local | NA | NA | 3000103119 | 21/8/2004 | 0 | NA | 0 | NA | W
10890 | Mahasamund | jhara | PHC |  | SPHYGMOMANOMETER (MERCURIAL) | 1 | diamond | Deluxe | 78324 | 3000103118 | 22/5/2010 | 0 | NA | 0 | NA | W
10891 | Mahasamund | Jhara | PHC |  | BABY WEIGHING SCALE | 1 | Ramon surgical | Crown | NA | 3000103117 | 25/11/2013 | 0 | NA | 0 | NA | W
10892 | Mahasamund | Jhara | PHC |  | SUCTION APPARATUS | 1 | Shiva | NA | NA | 3000103116 | 19/11/2014 | 0 | NA | 0 | NA | W
10893 | Mahasamund | Jhara | PHC |  | GLUCOMETER | 1 | Omron | NGM-112 | 22131161114 | 3000103115 | 22/5/2014 | 0 | NA | 0 | NA | W
10894 | Mahasamund | Jhara | PHC |  | ADULT WEIGHING MACHINE | 1 | NA | NA | NA | 3000103114 | 19/11/2014 | 0 | NA | 0 | NA | W
10895 | Mahasamund | Jhara | PHC |  | ADULT WEIGHING MACHINE | 1 | NA | NA | NA | 3000103113 | 22/5/2014 | 0 | NA | 0 | NA | W
10896 | Mahasamund | Sinodha | PHC |  | SPHYGMOMANOMETER (MERCURIAL) | 1 | supreme surgico | heart care | 98121103 | 3000099565 | 18/6/2011 | 0 | NA | 0 | NA | W
10897 | Mahasamund | Sinodha | PHC |  | ELECTRIC STERILIZER | 1 | local | NA | NA | 3000099566 | 24/8/2011 | 0 | NA | 0 | NA | W
10898 | Mahasamund | Sinodha | PHC |  | ADULT WEIGHING MACHINE | 1 | Health scale | NA | NA | 3000099567 | 24/8/2011 | 0 | NA | 0 | NA | W
10899 | Mahasamund | Sinodha | PHC |  | ELECTRIC STERILIZER | 1 | Atlas | single phase | 09F9501 | 3000099568 | 24/8/2011 | 0 | NA | 0 | NA | W
10900 | Mahasamund | Sinodha | PHC |  | SPHYGMOMANOMETER (MERCURIAL) | 1 | supreme surgico | premier | 98135629 | 3000099569 | 18/6/2015 | 1 | NA | 0 | NA | W
10901 | Mahasamund | Sinodha | PHC |  | REFRIGERATOR | 1 | LG | GL-254VHG4 | NA | 3000099570 | NA | 0 | NA | 0 | NA | W
10902 | Mahasamund | Sinodha | PHC |  | BABY WEIGHING SCALE | 1 | Dolphin | NA | NA | 3000099571 | 28/4/2015 | 1 | NA | 0 | NA | W
10903 | Mahasamund | Sinodha | PHC |  | SPHYGMOMANOMETER (MERCURIAL) | 1 | diamond | Regular | NA | 3000099572 | 24/8/2011 | 0 | NA | 0 | NA | NW
10904 | Mahasamund | Sinodha | PHC |  | ADULT WEIGHING MACHINE | 1 | NA | NA | NA | 3000099573 | 24/8/2014 | 0 | NA | 0 | NA | NW
10905 | Mahasamund | Patewa | PHC |  | SPHYGMOMANOMETER (MERCURIAL) | 1 | diamond | Regular | 11844 | 3000099574 | 15/92009 | 0 | NA | 0 | NA | W
10906 | Mahasamund | Patewa | PHC |  | SPHYGMOMANOMETER (MERCURIAL) | 1 | diamond | Regular | 0 6100 | 3000099575 | 15/9/2009 | 0 | NA | 0 | NA | W
10907 | Mahasamund | Patewa | PHC |  | SPHYGMOMANOMETER (MERCURIAL) | 1 | life line | max | 11654 | 3000099576 | 2008-08-01 | 0 | NA | 0 | NA | NW
10908 | Mahasamund | Patewa | PHC |  | NEBULIZER | 1 | Omron | NE-C802 | 20120803406vF | 3000099577 | 26/5/2014 | 0 | NA | 0 | NA | W
10909 | Mahasamund | Patewa | PHC |  | FOETAL DOPPLER | 1 | LCP | NA | NA | 3000099578 | 26/6/2015 | 1 | NA | 0 | NA | W
10910 | Mahasamund | Patewa | PHC |  | ELECTRIC STERILIZER | 1 | local | NA | NA | 3000099584 | 2008-10-01 | 0 | NA | 0 | NA | NW
10911 | Mahasamund | Patewa | PHC |  | ELECTRIC STERILIZER | 1 | local | NA | NA | 3000099585 | 2010-04-02 | 0 | NA | 0 | NA | W
10912 | Mahasamund | Patewa | PHC |  | ADULT WEIGHING MACHINE | 1 | local | NA | NA | 3000099586 | 25/6/2015 | 1 | NA | 0 | NA | NI
10913 | Mahasamund | Patewa | PHC |  | ADULT WEIGHING MACHINE | 1 | local | NA | NA | 3000099587 | 25/6/2015 | 1 | NA | 0 | NA | NI
10914 | Mahasamund | Patewa | PHC |  | FOETAL DOPPLER | 1 | Medigold | SE250 | NA | 3000099588 | 25/6/2015 | 1 | NA | 0 | NA | NI
10915 | Mahasamund | Patewa | PHC |  | FOETAL DOPPLER | 1 | LCP | NA | NA | 3000099589 | 25/6/2015 | 1 | NA | 0 | NA | NI
10916 | Mahasamund | Patewa | PHC |  | ADULT WEIGHING MACHINE | 1 | local | krups | NA | 3000099590 | 2008-12-09 | 0 | NA | 0 | NA | W
10917 | Mahasamund | Patewa | PHC |  | GLUCOMETER | 1 | Omron | HGM-112 | 22131161111 | 3000099591 | 26/5/2014 | 0 | NA | 0 | NA | W
10918 | Mahasamund | Bhanwarpur | PHC |  | SPHYGMOMANOMETER (MERCURIAL) | 1 | Elite surgical | Pagoda | 183972 | 3000066059 | NA | 0 | NA | 0 | NA | W
10919 | Mahasamund | Bhanwarpur | PHC |  | ADULT WEIGHING MACHINE | 1 | Elite surgical | NA | NA | 3000066060 | NA | 0 | NA | 0 | NA | W
10920 | Mahasamund | Bhanwarpur | PHC |  | BABY WEIGHING SCALE | 1 | Ramon surgical | Crown | NA | 3000066061 | NA | 0 | NA | 0 | NA | W
10921 | Mahasamund | Bhanwarpur | PHC |  | SUCTION APPARATUS | 1 | shiva | NA | NA | 3000066062 | NA | 0 | NA | 0 | NA | W
10922 | Mahasamund | Bhanwarpur | PHC |  | MICROSCOPE (BINOCULAR) | 1 | Blisco | BLS-113 | NA | 3000066063 | NA | 0 | NA | 0 | NA | W
10923 | Mahasamund | Bhanwarpur | PHC |  | GLUCOMETER | 1 | Bioptik | easy touch | 10024B002633 | 3000066064 | NA | 0 | NA | 0 | NA | W
10924 | Mahasamund | Bhanwarpur | PHC |  | CENTRIFUGE MACHINE (4 Tubes) | 1 | REMI | NA | NA | 3000066065 | NA | 0 | NA | 0 | NA | W
10925 | Mahasamund | Bhanwarpur | PHC |  | OPHTHALMOSCOPE | 1 | welch Allyn | NA | NA | 3000066066 | NA | 0 | NA | 0 | NA | NW
10926 | Mahasamund | Bhanwarpur | PHC |  | ELECTRIC STERILIZER | 1 | Atlas | NA | NA | 3000066067 | NA | 0 | NA | 0 | NA | NW
10927 | Mahasamund | Bhanwarpur | PHC |  | FOETAL DOPPLER | 1 | Easy care | ECFDT-106 | NA | 3000066068 | NA | 0 | NA | 0 | NA | W
10928 | Mahasamund | Gadsioni | PHC |  | BABY WEIGHING SCALE | 1 | ramon surgical | Crown | NA | 3000099537 | 2012-12-07 | 0 | NA | 0 | NA | W
10929 | Mahasamund | Gadsioni | PHC |  | SPHYGMOMANOMETER (MERCURIAL) | 1 | diamond | Regular | 38896 | 3000099538 | 2013-12-01 | 0 | NA | 0 | NA | W
10930 | Mahasamund | Gadsioni | PHC |  | ADULT WEIGHING MACHINE | 1 | local | NA | NA | 3000099539 | 2013-12-07 | 0 | NA | 0 | NA | W
10931 | Mahasamund | Gadsioni | PHC |  | ELECTRIC STERILIZER | 1 | local | NA | NA | 3000099540 | 22/8/2014 | 0 | NA | 0 | NA | NI
10932 | Mahasamund | Gadsioni | PHC |  | NEEDLE DESTROYER | 1 | HLL | NA | NA | 3000099541 | 23/4/2015 | 1 | NA | 0 | NA | W
10933 | Mahasamund | Gadsioni | PHC |  | ADULT WEIGHING MACHINE | 1 | local | NA | NA | 3000099542 | 2013-03-12 | 0 | NA | 0 | NA | W
10934 | Mahasamund | Gadsioni | PHC |  | NEBULIZER | 1 | nulife global | Handy neb | NGM276301 | 3000099543 | 23/4/2015 | 1 | NA | 0 | NA | NI
10935 | Mahasamund | Gadsioni | PHC |  | SPHYGMOMANOMETER (MERCURIAL) | 1 | supreme surgico | premier | 98134429 | 3000099544 | 23/4/2015 | 1 | NA | 0 | NA | NI
10936 | Mahasamund | Gadsioni | PHC |  | SPHYGMOMANOMETER (MERCURIAL) | 1 | life line | NA | 4279 | 3000099545 | 2015-12-07 | 1 | NA | 0 | NA | NW
10937 | Mahasamund | Junwani Khurd | PHC |  | ADULT WEIGHING MACHINE | 1 | local | NA | NA | 3000099761 | NA | 0 | NA | 0 | NA | W
10938 | Mahasamund | Junwani Khurd | PHC |  | SPHYGMOMANOMETER (MERCURIAL) | 1 | SAI+LIFE | NA | NA | 3000099762 | NA | 0 | NA | 0 | NA | NW
10939 | Mahasamund | Hathibahra | PHC |  | SPHYGMOMANOMETER (MERCURIAL) | 1 | life line | Type1 | 94736 | 3000099755 | 2009-11-09 | 0 | NA | 0 | NA | W
10940 | Mahasamund | Hathibahra | PHC |  | NEEDLE DESTROYER | 1 | saratech | S1R(100/60v) | NA | 3000099756 | 2008 | 0 | NA | 0 | NA | W
10941 | Mahasamund | Hathibahra | PHC |  | ADULT WEIGHING MACHINE | 1 | ramon surgical | Crown | NA | 3000099757 | 2010 | 0 | NA | 0 | NA | W
10942 | Mahasamund | Hathibahra | PHC |  | AUTOCLAVE | 1 | local | NA | NA | 3000099758 | 2010 | 0 | NA | 0 | NA | W
10943 | Mahasamund | Hathibahra | PHC |  | CENTRIFUGE MACHINE (4 Tubes) | 1 | REMI | NA | NA | 3000099759 | 2008 | 0 | NA | 0 | NA | W
10944 | Mahasamund | Hathibahra | PHC |  | NEEDLE DESTROYER | 1 | saratech | S1R(100/60v) | NA | 3000099760 | 2009 | 0 | NA | 0 | NA | NW
10945 | Mahasamund | M ungaser | PHC |  | SPHYGMOMANOMETER (MERCURIAL) | 1 | diamond | Deluxe | 78332 | 3000099720 | 2007-05-04 | 0 | NA | 0 | NA | W
10946 | Mahasamund | M ungaser | PHC |  | ADULT WEIGHING MACHINE | 1 | diamond | NA | NA | 3000099729 | 29/8/2008 | 0 | NA | 0 | NA | W
10947 | Mahasamund | M ungaser | PHC |  | ELECTRIC STERILIZER | 1 | local | NA | NA | 3000099721 | 29/4/2013 | 0 | NA | 0 | NA | W
10948 | Mahasamund | M ungaser | PHC |  | SPHYGMOMANOMETER (MERCURIAL) | 1 | life line | NA | 1100376 | 3000099722 | 2010-01-04 | 0 | NA | 0 | NA | NW
10949 | Mahasamund | M ungaser | PHC |  | ELECTRIC STERILIZER | 1 | Atlas | NA | 09F9503 | 3000099723 | 29/4/2013 | 0 | NA | 0 | NA | W
10950 | Mahasamund | M ungaser | PHC |  | BABY WEIGHING SCALE | 1 | Docbel | NA | NA | 3000099724 | 2007-05-04 | 0 | NA | 0 | NA | W
10951 | Mahasamund | M ungaser | PHC |  | SUCTION APPARATUS | 1 | shiva | NA | NA | 3000099725 | 29/4/2013 | 0 | NA | 0 | NA | W
10952 | Mahasamund | M ungaser | PHC |  | ELECTRIC STERILIZER | 1 | local | NA | NA | 3000099726 | 29/4/2013 | 0 | NA | 0 | NA | NI
10953 | Mahasamund | M ungaser | PHC |  | AUTOCLAVE | 1 | local | NA | NA | 3000099727 | 2007-05-04 | 0 | NA | 0 | NA | NW
10954 | Mahasamund | M ungaser | PHC |  | GLUCOMETER | 1 | Acon Labrotories | On-call now | 102A001GA2c | 3000099728 | NA | 0 | NA | 0 | NA | NW
10955 | Mahasamund | M ungaser | PHC |  | ELECTRIC STERILIZER | 1 | Atlas | NA | 09F95321 | 3000099730 | 2007-05-04 | 0 | NA | 0 | NA | NW
10956 | Mahasamund | M ungaser | PHC |  | ELECTRIC STERILIZER | 1 | NA | NA | NA | 3000099731 | 29/4/2013 | 0 | NA | 0 | NA | NW
10957 | Mahasamund | M ungaser | PHC |  | ELECTRIC STERILIZER | 1 | NA | NA | NA | 3000099732 | 29/4/2013 | 0 | NA | 0 | NA | NW
10958 | Mahasamund | M ungaser | PHC |  | ELECTRIC STERILIZER | 1 | NA | NA | NA | 3000099733 | 29/4/2013 | 0 | NA | 0 | NA | NW
10959 | Mahasamund | Toshgaon | PHC |  | NEEDLE DESTROYER | 1 | HLL | NA | NA | 3000103318 | 27/3/2014 | 0 | NA | 0 | NA | W
10960 | Mahasamund | Toshgaon | PHC |  | GLUCOMETER | 1 | Morepen industry | BG03-Auto | NA | 3000103319 | NA | 0 | NA | 0 | NA | W
10961 | Mahasamund | Toshgaon | PHC |  | CENTRIFUGE MACHINE (6 Tubes) | 1 | REMI | NA | NA | 3000103320 | NA | 0 | NA | 0 | NA | W
10962 | Mahasamund | Toshgaon | PHC |  | MICROSCOPE (BINOCULAR) | 1 | coslab | NA | NA | 3000103321 | NA | 0 | NA | 0 | NA | W
10963 | Mahasamund | Toshgaon | PHC |  | SPHYGMOMANOMETER (MERCURIAL) | 1 | life line | NA | 7092 | 3000103322 | 29/3/2014 | 0 | NA | 0 | NA | W
10964 | Mahasamund | Toshgaon | PHC |  | ADULT WEIGHING MACHINE | 1 | Victoria DX | NA | NA | 3000103323 | 2013-03-05 | 0 | NA | 0 | NA | W
10965 | Mahasamund | Toshgaon | PHC |  | INFANT RADIANT WARMER | 1 | Infancy care system | NA | NA | 3000103324 | 27/7/2015 | 1 | NA | 0 | NA | W
10966 | Mahasamund | Toshgaon | PHC |  | BABY WEIGHING SCALE | 1 | essae | BS-250 | 25014131723 | 3000103325 | 27/10/2014 | 0 | NA | 0 | NA | W
10967 | Mahasamund | Toshgaon | PHC |  | BABY WEIGHING SCALE | 1 | ramon surgical | Crown | NA | 3000103326 | 14/10/2014 | 0 | NA | 0 | NA | W
10968 | Mahasamund | Toshgaon | PHC |  | SUCTION APPARATUS | 1 | Scure | 7E-A | 000 58 | 3000103327 | 27/7/2015 | 1 | NA | 0 | NA | W
10969 | Mahasamund | Toshgaon | PHC |  | FOETAL DOPPLER | 1 | Ucomin tech. | FD-200D | FD2D150303370 | 3000103328 | 27/7/2015 | 1 | 2016 | 0 | NA | W
10970 | Mahasamund | Toshgaon | PHC |  | NEBULIZER | 1 | nulife global | Handy neb | NGM424019 | 3000103329 | 27/7/2015 | 1 | NA | 0 | NA | NI
10971 | Mahasamund | Toshgaon | PHC |  | SUCTION APPARATUS | 1 | shiva | NA | NA | 3000103330 | NA | 0 | NA | 0 | NA | NW
10972 | Mahasamund | Toshgaon | PHC |  | SUCTION APPARATUS | 1 | shiva | NA | NA | 3000103331 | NA | 0 | NA | 0 | NA | NW
10973 | Mahasamund | Toshgaon | PHC |  | BABY WEIGHING SCALE | 1 | Docbel | NA | NA | 3000103332 | NA | 0 | NA | 0 | NA | NW
10974 | Mahasamund | Toshgaon | PHC |  | ELECTRIC STERILIZER | 1 | local | NA | NA | 3000103333 | 14/10/2014 | 0 | NA | 0 | NA | NW
10975 | Mahasamund | Toshgaon | PHC |  | SUCTION APPARATUS | 1 | shiva | NA | NA | 3000103334 | NA | 0 | NA | 0 | NA | W
10976 | Mahasamund | Toshgaon | PHC |  | NEEDLE DESTROYER | 1 | saratech | S1R(100/60v) | NA | 3000103335 | NA | 0 | NA | 0 | NA | NW
10977 | Mahasamund | Toshgaon | PHC |  | ELECTRIC STERILIZER | 1 | local | NA | NA | 3000103336 | 14/10/2014 | 0 | NA | 0 | NA | NW
10978 | Mahasamund | Toshgaon | PHC |  | AUTOCLAVE | 1 | local | NA | NA | 3000103337 | 14/10/2014 | 0 | NA | 0 | NA | NI
10979 | Mahasamund | Toshgaon | PHC |  | AUTOCLAVE | 1 | local | NA | NA | 3000103338 | 14/10/2014 | 0 | NA | 0 | NA | W
10980 | Mahasamund | Toshgaon | PHC |  | AUTOCLAVE | 1 | local | NA | NA | 3000103339 | 14/10/2014 | 0 | NA | 0 | NA | W
10981 | Mahasamund | Toshgaon | PHC |  | FOETAL DOPPLER | 1 | LCP | NA | NA | 3000103340 | NA | 0 | NA | 0 | NA | NI
10982 | Mahasamund | Toshgaon | PHC |  | ADULT WEIGHING MACHINE | 1 | local | NA | NA | 3000103341 | 14/3/2013 | 0 | NA | 0 | NA | NW
10983 | Mahasamund | Toshgaon | PHC |  | ADULT WEIGHING MACHINE | 1 | local | NA | NA | 3000103342 | 14/10/2014 | 0 | NA | 0 | NA | NW
10984 | Mahasamund | Lambar | PHC |  | SPHYGMOMANOMETER (MERCURIAL) | 1 | Namatt | NA | 0 47122 | 3000266069 | 17/12/2006 | 0 | NA | 0 | NA | W
10985 | Mahasamund | Lambar | PHC |  | PULSE OXIMETER | 1 | Easy care | ECP250E | 0 41SEL1504104498 | 3000266070 | 21/7/2015 | 0 | NA | 0 | NA | W
10986 | Mahasamund | Lambar | PHC |  | MICROSCOPE (BINOCULAR) | 1 | Blisco | BLS-113 | 9001 | 3000266071 | 13/7/2015 | 0 | NA | 0 | NA | NI
10987 | Mahasamund | Lambar | PHC |  | CENTRIFUGE MACHINE (4 Tubes) | 1 | NA | NA | NA | 3000266072 | 13/12/2014 | 0 | NA | 0 | NA | W
10988 | Mahasamund | Lambar | PHC |  | GLUCOMETER | 1 | Roche | GC | GC16840738 | 3000266073 | 15/7/2013 | 0 | NA | 0 | NA | W
10989 | Mahasamund | Lambar | PHC |  | MICROSCOPE (MONOCULAR) | 1 | local | NA | NA | 3000266074 | 2013-07-05 | 0 | NA | 0 | NA | NW
10990 | Mahasamund | Lambar | PHC |  | ADULT WEIGHING MACHINE | 1 | NA | Victoria DX | NA | 3000266075 | 2008-11-10 | 0 | NA | 0 | NA | W
10991 | Mahasamund | Lambar | PHC |  | BABY WEIGHING SCALE | 1 | Ramon surgical | Crown | NA | 3000266076 | 13/10/2009 | 0 | NA | 0 | NA | W
10992 | Mahasamund | Lambar | PHC |  | NEEDLE DESTROYER | 1 | microsil | ND-100 | 2393-06-07 | 3000266077 | 16/8/2007 | 0 | NA | 0 | NA | W
10993 | Mahasamund | Lambar | PHC |  | FOETAL DOPPLER | 1 | Easy care | ECFDT-106 | NA | 3000266078 | 13/7/2015 | 1 | NA | 0 | NA | W
10994 | Mahasamund | Lambar | PHC |  | ELECTRIC STERILIZER | 1 | Atlas | NA | NA | 3000266079 | 25/10/2006 | 0 | NA | 0 | NA | W
10995 | Mahasamund | Lambar | PHC |  | REFRIGERATOR | 1 | samsung | RR1914BCASE | NA | 3000266080 | 2013-06-10 | 0 | NA | 0 | NA | W
10996 | Mahasamund | Lambar | PHC |  | ELECTRIC STERILIZER | 1 | local | NA | NA | 3000266081 | 2006-09-11 | 0 | NA | 0 | NA | W
10997 | Mahasamund | Lambar | PHC |  | SPHYGMOMANOMETER (MERCURIAL) | 1 | supreme surgico | premier | 98119813 | 3000266082 | 17/12/2006 | 0 | NA | 0 | NA | W
10998 | Mahasamund | Lambar | PHC |  | SPHYGMOMANOMETER (MERCURIAL) | 1 | medilix | NA | NA | 3000266083 | 23/6/2007 | 0 | NA | 0 | NA | NW
10999 | Mahasamund | Lambar | PHC |  | SPHYGMOMANOMETER (MERCURIAL) | 1 | Doctor | NA | NA | 3000266084 | 23/6/2007 | 0 | NA | 0 | NA | NW
11000 | Mahasamund | Lambar | PHC |  | SPHYGMOMANOMETER (MERCURIAL) | 1 | Meditrin | NA | NA | 3000266085 | 23/6/2007 | 0 | NA | 0 | NA | W
11001 | Mahasamund | Lambar | PHC |  | SPHYGMOMANOMETER (MERCURIAL) | 1 | precure | NA | NA | 3000266086 | 2008-11-10 | 0 | NA | 0 | NA | NW
11002 | Mahasamund | Lambar | PHC |  | SPHYGMOMANOMETER (MERCURIAL) | 1 | mediline | NA | NA | 3000266087 | 2009-08-10 | 0 | NA | 0 | NA | NW
11003 | Mahasamund | Lambar | PHC |  | SPHYGMOMANOMETER (MERCURIAL) | 1 | supreme surgico | premier | 98162087 | 3000266088 | 13/8/2009 | 0 | NA | 0 | NA | NW
11004 | Mahasamund | Lambar | PHC |  | ADULT WEIGHING MACHINE | 1 | Prestige | NA | NA | 3000266090 | 2009-08-09 | 0 | NA | 0 | NA | NI
11005 | Mahasamund | Lambar | PHC |  | BABY WEIGHING SCALE | 1 | Ramon surgical | Crown | NA | 3000266089 | 25/10/2006 | 0 | NA | 0 | NA | NI
11006 | Mahasamund | Lambar | PHC |  | SUCTION APPARATUS | 1 | Shiva | NA | NA | 3000266091 | 20/1/2008 | 0 | NA | 0 | NA | NW
11007 | Mahasamund | Baroli | PHC |  | BABY WEIGHING SCALE | 1 | Ramon surgical | Crown | NA | 3000103236 | 2009-01-01 | 0 | NA | 0 | NA | W
11008 | Mahasamund | Baroli | PHC |  | REFRIGERATOR | 1 | LG | GL-245FEDGS | 109PRAW065200 | 3000103237 | NA | 0 | NA | 0 | NA | W
11009 | Mahasamund | Baroli | PHC |  | NEEDLE DESTROYER | 1 | saratech | S1R(100/60v) | NA | 3000103238 | 2008-11-01 | 0 | NA | 0 | NA | W
11010 | Mahasamund | Baroli | PHC |  | NEEDLE DESTROYER | 1 | microsil | ND-360 | NA | 3000103239 | 2008-01-01 | 0 | NA | 0 | NA | NW
11011 | Mahasamund | Baroli | PHC |  | SUCTION APPARATUS | 1 | shiva | NA | NA | 3000103240 | 2008-01-01 | 0 | NA | 0 | NA | NW
11012 | Mahasamund | Baroli | PHC |  | ELECTRIC STERILIZER | 1 | Atlas | NA | NA | 3000103241 | 2007-01-01 | 0 | NA | 0 | NA | NW
11013 | Mahasamund | Baroli | PHC |  | ELECTRIC STERILIZER | 1 | Atlas | NA | NA | 3000103242 | 2009-10-01 | 0 | NA | 0 | NA | NW
11014 | Mahasamund | Baroli | PHC |  | SPHYGMOMANOMETER (MERCURIAL) | 1 | supreme surgico | premier | 99134491 | 3000103243 | 2010-04-01 | 0 | NA | 0 | NA | W
11015 | Mahasamund | Bade sajapali | PHC |  | SPHYGMOMANOMETER (MERCURIAL) | 1 | supreme surgico | premier | 981344 | 3000103215 | 22/8/2013 | 0 | NA | 0 | NA | W
11016 | Mahasamund | Bade sajapali | PHC |  | REFRIGERATOR | 1 | LG | GL-1950GSP | 502NRQV193700 | 3000103216 | NA | 0 | NA | 0 | NA | NI
11017 | Mahasamund | Bade sajapali | PHC |  | BABY WEIGHING SCALE | 1 | ramon surgical | Crown | NA | 3000103217 | NA | 0 | NA | 0 | NA | W
11018 | Mahasamund | Bade sajapali | PHC |  | ADULT WEIGHING MACHINE | 1 | local | NA | NA | 3000103218 | 22/8/2013 | 0 | NA | 0 | NA | W
11019 | Mahasamund | Bade sajapali | PHC |  | NEBULIZER | 1 | Omron | NE-C802 | 201208034010F | 3000103219 | 14/10/2014 | 0 | NA | 0 | NA | NI
11020 | Mahasamund | Baloda | PHC |  | NEEDLE DESTROYER | 1 | microsil | ND-350 | 1553 | 3000103304 | NA | 0 | NA | 0 | NA | W
11021 | Mahasamund | Baloda | PHC |  | ELECTRIC STERILIZER | 1 | local | NA | NA | 3000103305 | NA | 0 | NA | 0 | NA | W
11022 | Mahasamund | Baloda | PHC |  | SPHYGMOMANOMETER (MERCURIAL) | 1 | diamond | Regular | 52459 | 3000103306 | NA | 0 | NA | 0 | NA | W
11023 | Mahasamund | Baloda | PHC | RADIOLOGY Dept. | X-RAY MACHINE 100mA | 1 | GME | GM-100 | NA | 3000103307 | NA | 0 | NA | 0 | NA | W
11024 | Mahasamund | Baloda | PHC |  | REFRIGERATOR | 1 | LG | GL-185 | 903NLWJ028905 | 3000103308 | 30/3/2009 | 0 | NA | 0 | NA | W
11025 | Mahasamund | Baloda | PHC |  | CENTRIFUGE MACHINE (4 Tubes) | 1 | REMI | NA | NA | 3000103309 | NA | 0 | NA | 0 | NA | W
11026 | Mahasamund | Baloda | PHC |  | INCUBATOR | 1 | local | NA | NA | 3000103310 | NA | 0 | NA | 0 | NA | NW
11027 | Mahasamund | Baloda | PHC |  | INFANT RADIANT WARMER | 1 | sara medical | NA | NA | 3000103311 | NA | 0 | NA | 0 | NA | W
11028 | Mahasamund | Baloda | PHC |  | SPHYGMOMANOMETER (MERCURIAL) | 1 | supreme surgico | premier | 86100582 | 3000103312 | NA | 0 | NA | 0 | NA | W
11029 | Mahasamund | Baloda | PHC |  | GLUCOMETER | 1 | Morepen industry | B4-03 | NA | 3000103313 | NA | 0 | NA | 0 | NA | W
11030 | Mahasamund | Baloda | PHC |  | NEEDLE DESTROYER | 1 | microsil | ND-100 | 1675/05-06 | 3000103314 | NA | 0 | NA | 0 | NA | W
11031 | Mahasamund | Baloda | PHC |  | SUCTION APPARATUS | 1 | sara medical | NA | NA | 3000103315 | NA | 0 | NA | 0 | NA | W
11032 | Mahasamund | Baloda | PHC |  | BABY WEIGHING SCALE | 1 | Docbel | NA | NA | 3000103316 | NA | 0 | NA | 0 | NA | W
11033 | Mahasamund | Baloda | PHC |  | FOETAL DOPPLER | 1 | Ucomin tech. | FD-300D | FD3D130401748 | 3000103317 | NA | 1 | 2016 | 0 | NA | W
11034 | Mahasamund | Patsendri | PHC |  | SPHYGMOMANOMETER (MERCURIAL) | 1 | diamond | Regular | 30062 | 3000103300 | 26/6/2015 | 1 | NA | 0 | NA | W
11035 | Mahasamund | Patsendri | PHC |  | BABY WEIGHING SCALE | 1 | docbel | NA | NA | 3000103299 | NA | 0 | NA | 0 | NA | W
11036 | Mahasamund | Patsendri | PHC |  | BABY WEIGHING SCALE | 1 | essae | BS-250 | 25014131816 | 3000103298 | 21/3/2014 | 0 | NA | 0 | NA | W
11037 | Mahasamund | Patsendri | PHC |  | INFANT RADIANT WARMER | 1 | Infancy care system | NA | NA | 3000103297 | 15/7/20015 | 1 | 2018 | 0 | NA | W
11038 | Mahasamund | Patsendri | PHC |  | SUCTION APPARATUS | 1 | Criticare medical equipment | phleqm suction 7E-A | NA | 3000103296 | 15/7/2015 | 1 | NA | 0 | NA | W
11039 | Mahasamund | Patsendri | PHC |  | FOETAL DOPPLER | 1 | Scure | FD-401 | FD2015030388 | 3000103295 | 15/7/2015 | 0 | NA | 0 | NA | W
11040 | Mahasamund | Patsendri | PHC |  | SUCTION APPARATUS | 1 | shiva | NA | NA | 3000103294 | 2007-01-08 | 0 | NA | 0 | NA | NW
11041 | Mahasamund | Patsendri | PHC |  | SUCTION APPARATUS | 1 | shiva | NA | NA | 3000103293 | 2007-01-08 | 0 | NA | 0 | NA | NW
11042 | Mahasamund | Patsendri | PHC |  | REFRIGERATOR | 1 | LG | NA | NA | 3000103292 | NA | 0 | NA | 0 | NA | NW
11043 | Mahasamund | Patsendri | PHC |  | ELECTRIC STERILIZER | 1 | Atlas | NA | 0 9F9480 | 3000103291 | 2007-01-08 | 0 | NA | 0 | NA | W
11044 | Mahasamund | Patsendri | PHC |  | ADULT WEIGHING MACHINE | 1 | local | NA | NA | 3000103290 | NA | 0 | NA | 0 | NA | W
11045 | Mahasamund | Patsendri | PHC |  | NEEDLE DESTROYER | 1 | saratech | S1R 100v/60v | NA | 3000103289 | 25/7/2009 | 0 | NA | 0 | NA | W
11046 | Mahasamund | Patsendri | PHC |  | NEEDLE DESTROYER | 1 | saratech | S1R 100v/60v | NA | 3000103288 | 25/7/2009 | 0 | NA | 0 | NA | NI
11047 | Mahasamund | Singhoda | PHC |  | SPHYGMOMANOMETER (MERCURIAL) | 1 | supreme surgico | Gold supreme | 98135154 | 3000103287 | 2015-06-01 | 0 | NA | 0 | NA | W
11048 | Mahasamund | Singhoda | PHC |  | ADULT WEIGHING MACHINE | 1 | Victoria DX | NA | NA | 3000103286 | 17/11/2007 | 0 | NA | 0 | NA | W
11049 | Mahasamund | Singhoda | PHC |  | SUCTION APPARATUS | 1 | Scure | phleqm suction 7E-A | NA | 3000103285 | 2015-07-01 | 0 | NA | 0 | NA | W
11050 | Mahasamund | Singhoda | PHC |  | ELECTRIC STERILIZER | 1 | local | NA | NA | 3000103284 | NA | 0 | NA | 0 | NA | W
11051 | Mahasamund | Singhoda | PHC |  | BABY WEIGHING SCALE | 1 | ramon surgical | NA | NA | 3000103283 | NA | 0 | NA | 0 | NA | W
11052 | Mahasamund | Singhoda | PHC |  | FOETAL DOPPLER | 1 | Scure | FD-401 | FD20150303767 | 3000103282 | 2015-07-01 | 1 | 2016 | 0 | NA | W
11053 | Mahasamund | Singhoda | PHC |  | INFANT RADIANT WARMER | 1 | Infancy care system | NA | NA | 3000103281 | 2015-07-01 | 1 | 2018 | 0 | NA | W
11054 | Mahasamund | Singhoda | PHC |  | ELECTRIC STERILIZER | 1 | local | NA | NA | 3000103280 | 17/11/2007 | 0 | NA | 0 | NA | W
11055 | Mahasamund | Singhoda | PHC |  | ELECTRIC STERILIZER | 1 | Atlas | NA | NA | 3000103279 | 17/11/2007 | 0 | NA | 0 | NA | W
11056 | Mahasamund | Singhoda | PHC |  | NEEDLE DESTROYER | 1 | saratech | S1R 100v/60v | NA | 3000103278 | 17/11/2007 | 0 | NA | 0 | NA | W
11057 | Mahasamund | Singhoda | PHC |  | AUTOCLAVE | 1 | local | NA | NA | 3000103273 | 17/11/2007 | 0 | NA | 0 | NA | NW
11058 | Mahasamund | Singhoda | PHC |  | BABY WEIGHING SCALE | 1 | Docbel | NA | NA | 3000103277 | 17/11/2007 | 0 | NA | 0 | NA | W
11059 | Mahasamund | Singhoda | PHC |  | AUTOCLAVE | 1 | local | NA | NA | 3000103276 | 17/11/2007 | 0 | NA | 0 | NA | W
11060 | Mahasamund | Singhoda | PHC |  | AUTOCLAVE | 1 | local | NA | NA | 3000103275 | 17/11/2007 | 0 | NA | 0 | NA | W
11061 | Mahasamund | Singhoda | PHC |  | SUCTION APPARATUS | 1 | shiva | NA | NA | 3000103274 | 17/11/2007 | 0 | NA | 0 | NA | W
11062 | Mahasamund | Tandukona | PHC |  | SPHYGMOMANOMETER (MERCURIAL) | 1 | SAI+LIFE | NA | NA | 3000103091 | NA | 0 | NA | 0 | NA | W
11063 | Mahasamund | Tandukona | PHC |  | ADULT WEIGHING MACHINE | 1 | Krups | NA | NA | 3000103090 | 2014-09-01 | 0 | NA | 0 | NA | W
11064 | Mahasamund | Tandukona | PHC |  | SUCTION APPARATUS | 1 | shiva | NA | NA | 3000103089 | 2015-08-01 | 0 | NA | 0 | NA | W
11065 | Mahasamund | Tandukona | PHC |  | BABY WEIGHING SCALE | 1 | Ramon surgical | Crown | NA | 3000103088 | NA | 0 | NA | 0 | NA | W
11066 | Mahasamund | Tandukona | PHC |  | SPHYGMOMANOMETER (MERCURIAL) | 1 | extra care | NA | NA | 3000103087 | NA | 0 | NA | 0 | NA | W
11067 | Mahasamund | Tandukona | PHC |  | NEEDLE DESTROYER | 1 | saratech | S1R 100v/60v | NA | 3000103086 | NA | 0 | NA | 0 | NA | W
11068 | Mahasamund | Tandukona | PHC |  | REFRIGERATOR | 1 | kohinoor | NA | NA | 3000103085 | NA | 0 | NA | 0 | NA | W
11069 | Mahasamund | Tandukona | PHC |  | ADULT WEIGHING MACHINE | 1 | NA | NA | NA | 3000103084 | 2014-09-01 | 0 | NA | 0 | NA | W
11070 | Mahasamund | Tandukona | PHC |  | X-RAY FILM VIEWER | 1 | local | NA | NA | 3000103083 | 2015-02-07 | 1 | NA | 0 | NA | W
11071 | Mahasamund | Bhithidih | PHC |  | SPHYGMOMANOMETER (MERCURIAL) | 1 | life line | Ultra | NA | 3000266028 | 2014-08-08 | 0 | NA | 0 | NA | W
11072 | Mahasamund | Bhithidih | PHC |  | SPHYGMOMANOMETER (MERCURIAL) | 1 | diamond | Deluxe | NA | 3000266027 | 2014-08-08 | 0 | NA | 0 | NA | W
11073 | Mahasamund | Bhithidih | PHC |  | ADULT WEIGHING MACHINE | 1 | Suvarna | NA | NA | 3000266026 | 2008-11-04 | 0 | NA | 0 | NA | W
11074 | Mahasamund | Bhithidih | PHC |  | Digital PHOTO COLORIMETER | 1 | Simtronics | NA | NA | 3000266025 | NA | 0 | NA | 0 | NA | W
11075 | Mahasamund | Bhithidih | PHC |  | CENTRIFUGE MACHINE (4 Tubes) | 1 | REMI | NA | NA | 3000266029 | NA | 0 | NA | 0 | NA | W
11076 | Mahasamund | Bhithidih | PHC |  | MICROSCOPE (BINOCULAR) | 1 | carl zeiss | primestar | 3116011158 | 3000266030 | NA | 0 | NA | 0 | NA | W
11077 | Mahasamund | Bhithidih | PHC |  | REFRIGERATOR | 1 | LG | GZ-254vmu | 904NLBU010245 | 3000266031 | NA | 0 | NA | 0 | NA | W
11078 | Mahasamund | Bhithidih | PHC |  | ELECTRIC STERILIZER | 1 | Atlas | NA | 09F94901 | 3000266032 | 22/10/2009 | 0 | NA | 0 | NA | W
11079 | Mahasamund | Bhithidih | PHC |  | NEEDLE DESTROYER | 1 | microsil | ND-100 | 2662 | 3000266033 | 28/7/2004 | 0 | NA | 0 | NA | W
11080 | Mahasamund | Bhithidih | PHC |  | SPHYGMOMANOMETER (MERCURIAL) | 1 | Namatt | NA | 0 47132 | 3000266034 | 2009-05-01 | 0 | NA | 0 | NA | NW
11081 | Mahasamund | Bhithidih | PHC |  | BABY WEIGHING SCALE | 1 | Docbel | NA | NA | 3000266035 | 2008-04-02 | 0 | NA | 0 | NA | W
11082 | Mahasamund | Bhithidih | PHC |  | ELECTRIC STERILIZER | 1 | local | NA | NA | 3000266036 | 22/7/2009 | 0 | NA | 0 | NA | NW
11083 | Mahasamund | Bhithidih | PHC |  | AUTOCLAVE | 1 | local | NA | NA | 3000266037 | NA | 0 | NA | 0 | NA | W
11084 | Mahasamund | Bhithidih | PHC |  | ADULT WEIGHING MACHINE | 1 | local | NA | NA | 3000266038 | 2008-11-04 | 0 | NA | 0 | NA | W
11085 | Mahasamund | Bhithidih | PHC |  | SPHYGMOMANOMETER (MERCURIAL) | 1 | life line | Ultra | 99371 | 3000266039 | 22/12/2009 | 0 | NA | 0 | NA | NW
11086 | Mahasamund | Bhithidih | PHC |  | GLUCOMETER | 1 | Aspen | on call now | NA | 3000266040 | 16/1/2008 | 0 | NA | 0 | NA | W
11087 | Mahasamund | Sirpur | PHC |  | SPHYGMOMANOMETER (MERCURIAL) | 1 | diamond | Deluxe | 78326 | 3000099546 | 2014-02-12 | 0 | NA | 0 | NA | W
11088 | Mahasamund | Sirpur | PHC |  | ADULT WEIGHING MACHINE | 1 | ramon surgical | Victoria DX | NA | 3000099547 | 2014-09-07 | 0 | NA | 0 | NA | W
11089 | Mahasamund | Sirpur | PHC |  | SPHYGMOMANOMETER (MERCURIAL) | 1 | supreme surgico | TOP | NA | 3000099548 | 2014-02-12 | 0 | NA | 0 | NA | NI
11090 | Mahasamund | Sirpur | PHC |  | NEBULIZER | 1 | Omron | NE-C802 | 20120806699UF | 3000099549 | 2014-03-01 | 0 | NA | 0 | NA | NI
11091 | Mahasamund | Sirpur | PHC |  | ADULT WEIGHING MACHINE | 1 | NA | NA | NA | 3000099550 | 30/12/2013 | 0 | NA | 0 | NA | NW
11092 | Mahasamund | Sirpur | PHC |  | ADULT WEIGHING MACHINE | 1 | health care | NA | NA | 3000099551 | 2013-02-08 | 0 | NA | 0 | NA | W
11093 | Mahasamund | Sirpur | PHC |  | ADULT WEIGHING MACHINE | 1 | Health scale | NA | NA | 3000099552 | 30/12/2013 | 0 | NA | 0 | NA | W
11094 | Mahasamund | Sirpur | PHC |  | NEEDLE DESTROYER | 1 | saratech | S1R 100v/60v | NA | 3000099553 | 19/6/2009 | 0 | NA | 0 | NA | W
11095 | Mahasamund | Sirpur | PHC |  | BABY WEIGHING SCALE | 1 | ramon surgical | Crown | NA | 3000099554 | 2014-09-07 | 0 | NA | 0 | NA | W
11096 | Mahasamund | Sirpur | PHC |  | ELECTRIC STERILIZER | 1 | Atlas | single phase | 0 9F9471 | 3000099555 | 2009-08-10 | 0 | NA | 0 | NA | W
11097 | Mahasamund | Sirpur | PHC |  | SPHYGMOMANOMETER (MERCURIAL) | 1 | janico | NA | 0 42511 | 3000099556 | 2014-09-07 | 0 | NA | 0 | NA | NW
11098 | Mahasamund | Sirpur | PHC |  | SPHYGMOMANOMETER (MERCURIAL) | 1 | supreme surgico | premier | 9281346 | 3000099557 | 30/12/2013 | 0 | NA | 0 | NA | NW
11099 | Mahasamund | Sirpur | PHC |  | SPHYGMOMANOMETER (MERCURIAL) | 1 | janico | NA | 0 42528 | 3000099558 | 2014-02-02 | 0 | NA | 0 | NA | NW
11100 | Mahasamund | Sirpur | PHC |  | SPHYGMOMANOMETER (MERCURIAL) | 1 | supreme surgico | premier | 98134498 | 3000099559 | 19/9/2011 | 0 | NA | 0 | NA | NW
11101 | Mahasamund | Sirpur | PHC |  | SPHYGMOMANOMETER (MERCURIAL) | 1 | supreme surgico | Gold supreme | 8127206 | 3000099560 | 2012-04-11 | 0 | NA | 0 | NA | NW
11102 | Mahasamund | Sirpur | PHC |  | ELECTRIC STERILIZER | 1 | local | NA | NA | 3000099561 | 14/6/2009 | 0 | NA | 0 | NA | W
11103 | Mahasamund | Sirpur | PHC |  | SUCTION APPARATUS | 1 | shiva | NA | NA | 3000099562 | 2014-09-07 | 0 | NA | 0 | NA | W
11104 | Mahasamund | Sirpur | PHC |  | Vacuum Extractor | 1 | local | NA | NA | 3000099563 | 2010-03-06 | 0 | NA | 0 | NA | NI
11105 | Mahasamund | Sirpur | PHC |  | REFRIGERATOR | 1 | samsung | RT24A0DRI/XTL | NA | 3000099564 | NA | 0 | NA | 0 | NA | W
11106 | Mahasamund | Saldih | PHC |  | SPHYGMOMANOMETER (MERCURIAL) | 1 | supreme surgico | Gold supreme | 98134527 | 3000266001 | 2014-04-07 | 0 | NA | 0 | NA | W
11107 | Mahasamund | Saldih | PHC |  | ADULT WEIGHING MACHINE | 1 | local | NA | NA | 3000266002 | 2014-12-03 | 0 | NA | 0 | NA | W
11108 | Mahasamund | Saldih | PHC |  | NEBULIZER | 1 | Omron | NE-C802 | 20120805302UF | 3000266003 | 13/3/2014 | 0 | NA | 0 | NA | W
11109 | Mahasamund | Saldih | PHC |  | ELECTRIC STERILIZER | 1 | Atlas | NA | NA | 3000266004 | 17/1/2008 | 0 | NA | 0 | NA | W
11110 | Mahasamund | Saldih | PHC |  | ELECTRIC STERILIZER | 1 | local | NA | NA | 3000266005 | 17/1/2008 | 0 | NA | 0 | NA | NW
11111 | Mahasamund | Saldih | PHC |  | NEEDLE DESTROYER | 1 | saratech | S1R 100v/60v | NA | 3000266006 | 17/1/2008 | 0 | NA | 0 | NA | NW
11112 | Mahasamund | Saldih | PHC |  | REFRIGERATOR | 1 | LG | GL-185 | NA | 3000266007 | NA | 0 | NA | 0 | NA | W
11113 | Mahasamund | Saldih | PHC |  | BABY WEIGHING SCALE | 1 | NA | Crown | NA | 3000266008 | 2005-03-08 | 0 | NA | 0 | NA | W
11114 | Mahasamund | Saldih | PHC |  | BABY WEIGHING SCALE | 1 | ramon surgical | Crown | NA | 3000266009 | 2014-12-03 | 0 | NA | 0 | NA | NI
11115 | Mahasamund | Saldih | PHC |  | SUCTION APPARATUS | 1 | shiva | NA | NA | 3000266010 | 17/1/2008 | 0 | NA | 0 | NA | W
11116 | Mahasamund | Saldih | PHC |  | ELECTRIC STERILIZER | 1 | local | NA | NA | 3000266011 | 18/1/2008 | 0 | NA | 0 | NA | NW
11117 | Mahasamund | Saldih | PHC |  | ADULT WEIGHING MACHINE | 1 | local | NA | NA | 3000266012 | 2013-07-07 | 0 | NA | 0 | NA | W
11118 | Mahasamund | Saldih | PHC |  | BABY WEIGHING SCALE | 1 | ramon surgical | Crown | NA | 3000266013 | 2008-04-02 | 0 | NA | 0 | NA | W
11119 | Mahasamund | Saldih | PHC |  | NEEDLE DESTROYER | 1 | saratech | S1R 100v/60v | NA | 3000266014 | 20/5/2008 | 0 | NA | 0 | NA | NW
11120 | Mahasamund | Saldih | PHC |  | NEEDLE DESTROYER | 1 | microsil | ND-100 | 1678 | 3000266015 | 20/5/2008 | 0 | NA | 0 | NA | NW
11121 | Mahasamund | Saldih | PHC |  | SUCTION APPARATUS | 1 | shiva | NA | NA | 3000266016 | 17/1/2008 | 0 | NA | 0 | NA | NW
11122 | Mahasamund | Saldih | PHC |  | SUCTION APPARATUS | 1 | shiva | NA | NA | 3000266017 | 17/1/2008 | 0 | NA | 0 | NA | NW
11123 | Mahasamund | Saldih | PHC |  | NEEDLE DESTROYER | 1 | saratech | S1R 100v/60v | NA | 3000266018 | 20/5/2008 | 0 | NA | 0 | NA | NW
11124 | Mahasamund | Saldih | PHC |  | BABY WEIGHING SCALE | 1 | Docbel | NA | NA | 3000266019 | 13/9/2007 | 0 | NA | 0 | NA | NW
11125 | Mahasamund | Saldih | PHC |  | SPHYGMOMANOMETER (MERCURIAL) | 1 | Namatt | NA | 0 46147 | 3000266020 | 13/9/2007 | 0 | NA | 0 | NA | NW
11126 | Mahasamund | Saldih | PHC |  | SPHYGMOMANOMETER (MERCURIAL) | 1 | Namatt | NA | NA | 3000266021 | 2014-12-03 | 0 | NA | 0 | NA | NW
11127 | Mahasamund | Saldih | PHC |  | FOETAL DOPPLER | 1 | pioneer | Fetal doppler-1 | NA | 3000266022 | NA | 0 | NA | 0 | NA | NW
11128 | Mahasamund | Birkoni | PHC |  | SPHYGMOMANOMETER (MERCURIAL) | 1 | diamond | Regular | 13839 | 3000103200 | 19/6/2015 | 0 | NA | 0 | NA | W
11129 | Mahasamund | Birkoni | PHC |  | ADULT WEIGHING MACHINE | 1 | essae | BS-250 | 25014131726 | 3000103199 | 23/3/2014 | 0 | NA | 0 | NA | W
11130 | Mahasamund | Birkoni | PHC |  | SPHYGMOMANOMETER (MERCURIAL) | 1 | supreme surgico | premier | 87100446 | 3000103198 | 2013-02-11 | 0 | NA | 0 | NA | W
11131 | Mahasamund | Birkoni | PHC |  | ELECTRIC STERILIZER | 1 | local | NA | NA | 3000103197 | 16/2/2010 | 0 | NA | 0 | NA | W
11132 | Mahasamund | Birkoni | PHC |  | ADULT WEIGHING MACHINE | 1 | essae | BS-250 | 25014131804 | 3000103196 | 19/3/2014 | 0 | NA | 0 | NA | W
11133 | Mahasamund | Birkoni | PHC |  | BABY WEIGHING SCALE | 1 | ramon surgical | Crown | NA | 3000103195 | 28/8/2004 | 0 | NA | 0 | NA | W
11134 | Mahasamund | Birkoni | PHC |  | NEEDLE DESTROYER | 1 | microsil | ND-350 | 3823 | 3000103194 | 18/8/2004 | 0 | NA | 0 | NA | NI
11135 | Mahasamund | Birkoni | PHC |  | SPHYGMOMANOMETER (MERCURIAL) | 1 | supreme surgico | Gold supreme | 9812721 | 3000103193 | 2013-02-11 | 0 | NA | 0 | NA | W
11136 | Mahasamund | Birkoni | PHC |  | MICROSCOPE (MONOCULAR) | 1 | olympus | NA | NA | 3000103192 | 26/8/2009 | 0 | NA | 0 | NA | W
11137 | Mahasamund | Birkoni | PHC |  | CENTRIFUGE MACHINE (4 Tubes) | 1 | REMI | NA | NA | 3000103191 | NA | 0 | NA | 0 | NA | W
11138 | Mahasamund | Birkoni | PHC |  | GLUCOMETER | 1 | Omron | HGM-112 | 22135281816 | 3000103190 | 2015-06-01 | 0 | NA | 0 | NA | W
11139 | Mahasamund | Birkoni | PHC |  | ELECTRIC STERILIZER | 1 | local | NA | NA | 3000103189 | 2001-11-09 | 0 | NA | 0 | NA | NW
11140 | Mahasamund | Birkoni | PHC |  | ELECTRIC STERILIZER | 1 | local | NA | NA | 3000103188 | 2007-11-09 | 0 | NA | 0 | NA | NW
11141 | Mahasamund | Birkoni | PHC |  | ELECTRIC STERILIZER | 1 | local | NA | NA | 3000103187 | 18/8/2004 | 0 | NA | 0 | NA | NW
11142 | Mahasamund | Birkoni | PHC |  | ELECTRIC STERILIZER | 1 | local | NA | NA | 3000103186 | 18/8/2004 | 0 | NA | 0 | NA | NW
11143 | Mahasamund | Birkoni | PHC |  | NEEDLE DESTROYER | 1 | microsil | ND-350 | 2839 | 3000103185 | 18/8/2004 | 0 | NA | 0 | NA | NW
11144 | Mahasamund | Birkoni | PHC |  | NEEDLE DESTROYER | 1 | saratech | S1R 100v/60v | NA | 3000103184 | 18/8/2004 | 0 | NA | 0 | NA | NW
11145 | Mahasamund | Birkoni | PHC |  | SPHYGMOMANOMETER (MERCURIAL) | 1 | supreme surgico | premier | 98134442 | 3000103183 | 18/8/2004 | 0 | NA | 0 | NA | NW
11146 | Mahasamund | Birkoni | PHC |  | SPHYGMOMANOMETER (MERCURIAL) | 1 | supreme surgico | premier | 86100538 | 3000103182 | 2007-03-05 | 0 | NA | 0 | NA | NW
11147 | Mahasamund | Birkoni | PHC |  | SPHYGMOMANOMETER (MERCURIAL) | 1 | supreme surgico | micro life | 88100928 | 3000103181 | 2007-03-05 | 0 | NA | 0 | NA | NW
11148 | Mahasamund | Birkoni | PHC |  | SPHYGMOMANOMETER (MERCURIAL) | 1 | diamond | Regular | NA | 3000103180 | 2002-08-10 | 0 | NA | 0 | NA | NW
11149 | Mahasamund | Birkoni | PHC |  | MICROSCOPE (BINOCULAR) | 1 | Blisco | NA | NA | 3000103179 | 2004-02-01 | 0 | NA | 0 | NA | NW
11150 | Mahasamund | Birkoni | PHC |  | MICROSCOPE (MONOCULAR) | 1 | Rhesim Optic | NA | NA | 3000103178 | 1997-06-19 | 0 | NA | 0 | NA | NW
11151 | Mahasamund | Birkoni | PHC |  | ADULT WEIGHING MACHINE | 1 | local | NA | NA | 3000103175 | 2012-11-09 | 0 | NA | 0 | NA | NW
11152 | Mahasamund | Birkoni | PHC |  | ADULT WEIGHING MACHINE | 1 | local | NA | NA | 3000103174 | 16/2/2010 | 0 | NA | 0 | NA | NW
11153 | Mahasamund | Birkoni | PHC |  | ADULT WEIGHING MACHINE | 1 | local | NA | NA | 3000103176 | 2009-09-06 | 0 | NA | 0 | NA | W
11154 | Mahasamund | Birkoni | PHC |  | ADULT WEIGHING MACHINE | 1 | local | NA | NA | 3000103177 | 2012-11-09 | 0 | NA | 0 | NA | W
11155 | Mahasamund | Khatti | PHC |  | SPHYGMOMANOMETER (MERCURIAL) | 1 | supreme surgico | lifex | 93100922 | 3000103173 | NA | 0 | NA | 0 | NA | W
11156 | Mahasamund | Khatti | PHC |  | ADULT WEIGHING MACHINE | 1 | local | NA | NA | 3000103172 | NA | 0 | NA | 0 | NA | W
11157 | Mahasamund | Khatti | PHC |  | ELECTRIC STERILIZER | 1 | Atlas | NA | 0 9794 | 3000103171 | NA | 0 | NA | 0 | NA | W
11158 | Mahasamund | Khatti | PHC |  | NEEDLE DESTROYER | 1 | HLL | NA | NA | 3000103170 | NA | 0 | NA | 0 | NA | W
11159 | Mahasamund | Khatti | PHC |  | BABY WEIGHING SCALE | 1 | smart care | NA | NA | 3000103169 | NA | 0 | NA | 0 | NA | W
11160 | Mahasamund | Khatti | PHC |  | NEBULIZER | 1 | Omron | NE-C802 | 20120803825VF | 3000103168 | NA | 0 | NA | 0 | NA | W
11161 | Mahasamund | Khatti | PHC |  | MICROSCOPE (BINOCULAR) | 1 | Blisco | NA | NA | 3000103167 | NA | 0 | NA | 0 | NA | W
11162 | Mahasamund | Khatti | PHC |  | CENTRIFUGE MACHINE (4 Tubes) | 1 | REMI | NA | NA | 3000103166 | NA | 0 | NA | 0 | NA | W
11163 | Mahasamund | Khatti | PHC |  | NEEDLE DESTROYER | 1 | HCL | NA | NA | 3000103165 | NA | 0 | NA | 0 | NA | W
11164 | Mahasamund | Khatti | PHC |  | GLUCOMETER | 1 | Omron | HGM-112 | 2 21131161108 | 3000103164 | NA | 0 | NA | 0 | NA | W
11165 | Mahasamund | Khatti | PHC |  | REFRIGERATOR | 1 | LG | GL-19n5 | 011NLMG022411 | 3000103163 | NA | 0 | NA | 0 | NA | W
11166 | Mahasamund | Khatti | PHC |  | MICROSCOPE (BINOCULAR) | 1 | NA | NA | NA | 3000103162 | NA | 0 | NA | 0 | NA | NW
11167 | Mahasamund | Khatti | PHC |  | AUTOCLAVE | 1 | local | NA | NA | 3000103161 | NA | 0 | NA | 0 | NA | NW
11168 | Mahasamund | Khatti | PHC |  | NEEDLE DESTROYER | 1 | saratech | NA | NA | 3000103160 | NA | 0 | NA | 0 | NA | NW
11169 | Mahasamund | Khatti | PHC |  | GLUCOMETER | 1 | dr.morepen | BG-02 | 422621244001388F | 3000103159 | NA | 0 | NA | 0 | NA | W
11170 | Mahasamund | Pirda | PHC |  | SPHYGMOMANOMETER (MERCURIAL) | 1 | life line | claasic | 115654 | 3000099888 | NA | 0 | NA | 0 | NA | W
11171 | Mahasamund | Pirda | PHC |  | REFRIGERATOR | 1 | Godrej | RDEDGE185cw | 1301030680 | 3000099889 | NA | 0 | NA | 0 | NA | W
11172 | Mahasamund | Pirda | PHC |  | NEEDLE DESTROYER | 1 | saratech | S1R 100v/60v | NA | 3000099890 | NA | 0 | NA | 0 | NA | W
11173 | Mahasamund | Pirda | PHC |  | CENTRIFUGE MACHINE (4 Tubes) | 1 | REMI | NA | NA | 3000099891 | NA | 0 | NA | 0 | NA | W
11174 | Mahasamund | Pirda | PHC |  | MICROSCOPE (BINOCULAR) | 1 | Labmed | vision 2000 | NA | 3000099892 | NA | 0 | NA | 0 | NA | W
11175 | Mahasamund | Pirda | PHC |  | NEEDLE DESTROYER | 1 | HLL | NA | NA | 3000099893 | NA | 0 | NA | 0 | NA | W
11176 | Mahasamund | Pirda | PHC |  | ADULT WEIGHING MACHINE | 1 | local | NA | NA | 3000099894 | NA | 0 | NA | 0 | NA | W
11177 | Mahasamund | Pirda | PHC |  | FOETAL DOPPLER | 1 | Ucomin tech. | FD-200D | FD20150303404 | 3000099895 | NA | 0 | NA | 0 | NA | W
11178 | Mahasamund | Pirda | PHC |  | BABY WEIGHING SCALE | 1 | essae | BS-250 | 25014131794 | 3000099897 | NA | 0 | NA | 0 | NA | W
11179 | Mahasamund | Pirda | PHC |  | ELECTRIC STERILIZER | 1 | local | NA | NA | 3000099898 | NA | 0 | NA | 0 | NA | W
11180 | Mahasamund | Pirda | PHC |  | BABY WEIGHING SCALE | 1 | Docbel | NA | NA | 3000099896 | NA | 0 | NA | 0 | NA | W
11181 | Mahasamund | Pirda | PHC |  | NEBULIZER | 1 | nulife global | Handy neb | NGM333738 | 3000099899 | NA | 0 | NA | 0 | NA | W
11182 | Mahasamund | Pirda | PHC |  | NEEDLE DESTROYER | 1 | saratech | S1R 100v/60v | NA | 3000099900 | NA | 0 | NA | 0 | NA | NW
11183 | Mahasamund | Pirda | PHC |  | SPHYGMOMANOMETER (MERCURIAL) | 1 | supreme surgico | Gold supreme | 9813451 | 3000099901 | NA | 0 | NA | 0 | NA | NW
11184 | Mahasamund | Pirda | PHC |  | SPHYGMOMANOMETER (MERCURIAL) | 1 | diamond | Deluxe | 54382 | 3000099902 | NA | 0 | NA | 0 | NA | NW
11185 | Mahasamund | Pirda | PHC |  | GLUCOMETER | 1 | Omron | HGM-112 | NA | 3000099903 | NA | 0 | NA | 0 | NA | W
11186 | Mahasamund | Pirda | PHC |  | SUCTION APPARATUS | 1 | shiva | NA | NA | 3000099904 | NA | 0 | NA | 0 | NA | NW
11187 | Mahasamund | Bamhani | PHC |  | SPHYGMOMANOMETER (MERCURIAL) | 1 | SAI+LIFE | NA | NA | 3000099905 | 14/5/2015 | 1 | NA | 0 | NA | W
11188 | Mahasamund | Bamhani | PHC |  | ADULT WEIGHING MACHINE | 1 | local | NA | NA | 3000099906 | 13/3/2014 | 0 | NA | 0 | NA | W
11189 | Mahasamund | Bamhani | PHC |  | ELECTRIC STERILIZER | 1 | local | NA | NA | 3000099907 | 2011-04-04 | 0 | NA | 0 | NA | W
11190 | Mahasamund | Bamhani | PHC |  | ELECTRIC STERILIZER | 1 | local | NA | nA | 3000099908 | 2011-04-04 | 0 | NA | 0 | NA | W
11191 | Mahasamund | Bamhani | PHC |  | NEEDLE DESTROYER | 1 | HLL | NA | NA | 3000099909 | 2014-05-09 | 0 | NA | 0 | NA | W
11192 | Mahasamund | Bamhani | PHC |  | SPHYGMOMANOMETER (MERCURIAL) | 1 | supreme surgico | Gold supreme | 9813523 | 3000099910 | 2014-04-07 | 0 | NA | 0 | NA | W
11193 | Mahasamund | Bamhani | PHC |  | REFRIGERATOR | 1 | Godrej | GDA19A1 | 12040101882G13G3 | 3000099911 | 17/1/2013 | 0 | NA | 0 | NA | W
11194 | Mahasamund | Bamhani | PHC |  | SPHYGMOMANOMETER (MERCURIAL) | 1 | Anita Industry | NA | 385522 | 3000099912 | 14/5/2015 | 0 | NA | 0 | NA | W
11195 | Mahasamund | Bamhani | PHC |  | FOETAL DOPPLER | 1 | Mehar health care | Ready Dopp mark 11 | 2014FG1888 | 3000099913 | 2015-05-01 | 0 | NA | 0 | NA | W
11196 | Mahasamund | Bamhani | PHC |  | BABY WEIGHING SCALE | 1 | Docbel | NA | NA | 3000099914 | 7/4/ | 0 | NA | 0 | NA | W
11197 | Mahasamund | Bamhani | PHC |  | NEEDLE DESTROYER | 1 | HLL | NA | NA | 3000099915 | 2014-05-09 | 0 | NA | 0 | NA | NI
11198 | Mahasamund | Bamhani | PHC |  | AUTOCLAVE | 1 | local | NA | NA | 3000099916 | 2011-04-04 | 0 | NA | 0 | NA | NI
11199 | Mahasamund | Bamhani | PHC |  | BABY WEIGHING SCALE | 1 | ramon surgical | Crown | NA | 3000099917 | 2008-07-04 | 0 | NA | 0 | NA | NI
11200 | Mahasamund | Bamhani | PHC |  | SUCTION APPARATUS | 1 | local | NA | NA | 3000099918 | 14/5/2015 | 0 | NA | 0 | NA | NI
11201 | Mahasamund | Bamhani | PHC |  | BABY WEIGHING SCALE | 1 | SAI+LIFE | NA | NA | 3000099919 | 14/5/2015 | 0 | NA | 0 | NA | NI
11202 | Mahasamund | Bamhani | PHC |  | BABY WEIGHING SCALE | 1 | SAI+LIFE | NA | NA | 3000099920 | 14/5/2015 | 0 | NA | 0 | NA | NI
11203 | Mahasamund | Bamhani | PHC |  | BABY WEIGHING SCALE | 1 | SAI+LIFE | NA | NA | 3000099921 | 14/5/2015 | 0 | NA | 0 | NA | NI
11204 | Mahasamund | Bamhani | PHC |  | BABY WEIGHING SCALE | 1 | SAI+LIFE | NA | NA | 3000099922 | 14/5/2015 | 0 | NA | 0 | NA | NI
11205 | Mahasamund | Bamhani | PHC |  | BABY WEIGHING SCALE | 1 | SAI+LIFE | NA | NA | 3000099923 | 14/5/2015 | 0 | NA | 0 | NA | NI
11206 | Mahasamund | Bamhani | PHC |  | AUTOCLAVE | 1 | local | NA | NA | 3000099924 | 2011-04-04 | 0 | NA | 0 | NA | NI
11207 | Mahasamund | Bamhani | PHC |  | GLUCOMETER | 1 | Arkray | GT-1940 | 1940-6938496 | 3000099925 | NA | 0 | NA | 0 | NA | NI
11208 | Mahasamund | Bamhani | PHC |  | NEBULIZER | 1 | Respi care | TM respi care/RN061 | RN06101140 | 3000099926 | 2014-12-03 | 0 | NA | 0 | NA | NI
11209 | Mahasamund | Bamhani | PHC |  | SPHYGMOMANOMETER (MERCURIAL) | 1 | lifex | NA | NA | 3000099927 | 2011-12-10 | 0 | NA | 0 | NA | NI
11210 | Mahasamund | Bhurkoni | PHC |  | SPHYGMOMANOMETER (MERCURIAL) | 1 | diamond | Deluxe | NA | 3000099850 | NA | 0 | NA | 0 | NA | W
11211 | Mahasamund | Bhurkoni | PHC |  | FOETAL DOPPLER | 1 | surgical catempnis | SE-2500 | NA | 3000099851 | NA | 0 | NA | 0 | NA | W
11212 | Mahasamund | Bhurkoni | PHC |  | BABY WEIGHING SCALE | 1 | ramon surgical | Crown | NA | 3000099852 | NA | 0 | NA | 0 | NA | W
11213 | Mahasamund | Bhurkoni | PHC |  | NEBULIZER | 1 | nulife global | Handy neb | NGM 276303 | 3000099853 | NA | 0 | NA | 0 | NA | W
11214 | Mahasamund | Bhurkoni | PHC |  | NEBULIZER | 1 | nulife global | Handy neb | NGM276300 | 3000099854 | NA | 0 | NA | 0 | NA | W
11215 | Mahasamund | Bhurkoni | PHC |  | ELECTRIC STERILIZER | 1 | local | NA | NA | 3000099855 | NA | 0 | NA | 0 | NA | W
11216 | Mahasamund | Bhurkoni | PHC |  | NEEDLE DESTROYER | 1 | microsil | ND 100 | 2463 | 3000099856 | NA | 0 | NA | 0 | NA | W
11217 | Mahasamund | Bhurkoni | PHC |  | GLUCOMETER | 1 | Omron | HGM-112 | 22135281817 | 3000099857 | NA | 0 | NA | 0 | NA | W
11218 | Mahasamund | Bhurkoni | PHC |  | REFRIGERATOR | 1 | LG | GL-195CLGE4 | 402NRNK080578 | 3000099858 | NA | 0 | NA | 0 | NA | W
11219 | Mahasamund | Bhurkoni | PHC |  | SPHYGMOMANOMETER (MERCURIAL) | 1 | supreme surgico | Gold supreme | 98134544 | 3000099859 | NA | 0 | NA | 0 | NA | W
11220 | Mahasamund | Bhurkoni | PHC |  | SPHYGMOMANOMETER (MERCURIAL) | 1 | supreme surgico | top | NA | 3000099860 | NA | 0 | NA | 0 | NA | W
11221 | Mahasamund | Bhurkoni | PHC |  | SPHYGMOMANOMETER (MERCURIAL) | 1 | supreme surgico | top | NA | 3000099861 | NA | 0 | NA | 0 | NA | W
11222 | Mahasamund | Bhurkoni | PHC |  | SPHYGMOMANOMETER (MERCURIAL) | 1 | supreme surgico | top | NA | 3000099862 | NA | 0 | NA | 0 | NA | W
11223 | Mahasamund | Bhurkoni | PHC |  | ELECTRIC STERILIZER | 1 | local | NA | NA | 3000099863 | NA | 0 | NA | 0 | NA | W
11224 | Mahasamund | Bhurkoni | PHC |  | ADULT WEIGHING MACHINE | 1 | Krups | NA | NA | 3000099864 | NA | 0 | NA | 0 | NA | W
11225 | Mahasamund | Bhurkoni | PHC |  | SUCTION APPARATUS | 1 | shiva | NA | NA | 3000099865 | NA | 0 | NA | 0 | NA | NI
11226 | Mahasamund | Bhurkoni | PHC |  | BABY WEIGHING SCALE | 1 | ramon surgical | Crown | NA | 3000099866 | NA | 0 | NA | 0 | NA | W
11227 | Mahasamund | Khamahariya | PHC | OPD | SPHYGMOMANOMETER (MERCURIAL) | 1 | SAI LIFE | NA | NA | 3000103157 | NA | 0 | NA | 0 | NA | W
11228 | Mahasamund | Khamahariya | PHC | OPD | SPHYGMOMANOMETER (MERCURIAL) | 1 | Supreme Surgico | Premier | 9834498 | 3000103156 | NA | 0 | NA | 0 | NA | NW
11229 | Mahasamund | Khamahariya | PHC | OPD | ADULT WEIGHING MACHINE | 1 | ACTIVE | NA | NA | 3000103155 | NA | 0 | NA | 0 | NA | W
11230 | Mahasamund | Khamahariya | PHC | OPD | SPHYGMOMANOMETER (MERCURIAL) | 1 | SAI LIFE | NA | NA | 3000103154 | NA | 0 | NA | 0 | NA | W
11231 | Mahasamund | Khamahariya | PHC | OPD | ADULT WEIGHING MACHINE | 1 | ESSAE TERAKOCO | BS-250 | 25014131732 | 3000103153 | NA | 0 | NA | 0 | NA | W
11232 | Mahasamund | Khamahariya | PHC | OPD | NEEDLE DESTROYER | 1 | HLL | NA | NA | 3000103152 | NA | 0 | NA | 0 | NA | W
11233 | Mahasamund | Khamahariya | PHC | OPD | ELECTRIC STERILIZER | 1 | LOCAL | NA | NA | 3000103151 | NA | 0 | NA | 0 | NA | NW
11234 | Mahasamund | Khamahariya | PHC | OPD | ELECTRIC STERILIZER | 1 | LOCAL | NA | NA | 3000103150 | NA | 0 | NA | 0 | NA | NW
11235 | Mahasamund | Khamahariya | PHC | OPD | ADULT WEIGHING MACHINE | 1 | RAMAN SURGICAL | CROWN | NA | 3000103145 | NA | 0 | NA | 0 | NA | W
11236 | Mahasamund | Khamahariya | PHC | OPD | AUTOCLAVE | 1 | Doctor | NA | NA | 3000103146 | NA | 0 | NA | 0 | NA | W
11237 | Mahasamund | Khamahariya | PHC | OPD | MICROSCOPE (BINOCULAR) | 1 | BLISCO | NA | NA | 3000103147 | NA | 0 | NA | 0 | NA | W
11238 | Mahasamund | Khamahariya | PHC | OPD | NEBULIZER | 1 | SUMO | NA | NA | 3000103148 | NA | 0 | NA | 0 | NA | NW
11239 | Mahasamund | Khamahariya | PHC | OPD | NEBULIZER | 1 | AMAZON | NE-C802 | 20120803300UF | 3000103149 | NA | 0 | NA | 0 | NA | NW
11240 | Mahasamund | Khamahariya | PHC | OPD | NEBULIZER | 1 | Dr Diar | Item NEB | IN 0303131202556 | 3000103144 | NA | 0 | NA | 0 | NA | W
11241 | Mahasamund | Mahasamund | DH | Opthalmology Dept. | SLIT LAMP | 1 | Appa Samy | NA | 1501130228 | 3000099470 | 2009-02-28 | 0 | NA | 0 | NA | W
11242 | Mahasamund | Mahasamund | DH | Opthalmology Dept. | Full Auto refractometer | 1 | Canon | R-F 10M | NA | 3000099471 | 2000-11-21 | 0 | NA | 0 | NA | W
11243 | Mahasamund | Mahasamund | DH | Opthalmology Dept. | Auto Refrigeretor | 1 | Appasas | NA | NA | 3000099472 | 2000-11-08 | 0 | NA | 0 | NA | NW
11244 | Mahasamund | Mahasamund | DH | Opthalmology Dept. | Auto Refrigeretor | 1 | NA | NA | NA | 3000099473 | 2008-11-03 | 0 | NA | 0 | NA | W
11245 | Mahasamund | Mahasamund | DH | Opthalmology Dept. | ELECTRIC STERILIZER | 1 | Inertial electro Medical | tropo | NA | 3000099474 | NA | 0 | NA | 0 | NA | NI
11246 | Mahasamund | Mahasamund | DH | Opthalmology Dept. | Keratometer | 1 | Appasamy | NA | NA | 3000099475 | 2005 | 0 | NA | 0 | NA | NI
11247 | Mahasamund | Mahasamund | DH | Opthalmology Dept. | Keratometer | 1 | Appasamy | NA | NA | 3000099476 | 2000-11-21 | 0 | NA | 0 | NA | W
11248 | Mahasamund | Mahasamund | DH | Opthalmology Dept. | A- SCAN BIOMETER | 1 | Appasamy | NA | 2067030911 | 3000099477 | 2009-02-28 | 0 | NA | 0 | NA | W
11249 | Mahasamund | Mahasamund | DH | Opthalmology Dept. | Keratometer | 1 | Appasamy | NA | NA | 3000099478 | 2009-06-08 | 0 | NA | 0 | NA | W
11250 | Mahasamund | Mahasamund | DH | Opthalmology Dept. | ELECTRIC STERILIZER | 1 | Inertial electro Medical | tropo | NA | 3000099479 | NA | 0 | NA | 0 | NA | W
11251 | Mahasamund | Mahasamund | DH | Opthalmology Dept. | Eye MicroScope | 1 | Moller Wedel | NA | 651450 | 3000099480 | 2001-07-18 | 0 | NA | 0 | NA | W
11252 | Mahasamund | Mahasamund | DH | Opthalmology Dept. | Eye MicroScope | 1 | Carl Zeisis | OPMI-1-FR | 464729 | 3000099481 | 2001-02-24 | 0 | NA | 0 | NA | W
11253 | Mahasamund | Mahasamund | DH | Opthalmology Dept. | Eye MicroScope | 1 | Carl Zeisis | OPMI-1-FR-PRO | 6635322473 | 3000099482 | 2009-06-11 | 0 | NA | 0 | NA | W
11254 | Mahasamund | Mahasamund | DH | Opthalmology Dept. | ELECTRIC STERILIZER | 1 | LOCAL | NA | NA | 3000099483 | 2001-05-18 | 0 | NA | 0 | NA | W
11255 | Mahasamund | Mahasamund | DH | Opthalmology Dept. | ELECTRIC STERILIZER | 1 | Steri max | NA | NA | 3000099484 | 2001-05-18 | 0 | NA | 0 | NA | W
11256 | Mahasamund | Mahasamund | DH | Opthalmology Dept. | FUMIGATION MACHINE | 1 | NA | NA | NA | 3000099485 | 2013-08-08 | 0 | NA | 0 | NA | W
11257 | Mahasamund | Mahasamund | DH | Opthalmology Dept. | A- SCAN BIOMETER | 1 | Innoned Medical Co | Sonomark Sm-400P | J73-237 | 3000099486 | 2007-06-27 | 0 | NA | 0 | NA | W
11258 | Mahasamund | Mahasamund | DH | Opthalmology Dept. | SLIT LAMP | 1 | Carl Zeisis | NA | 989635 | 3000099487 | 28/3/20013 | 0 | NA | 0 | NA | W
11259 | Mahasamund | Mahasamund | DH | Opthalmology Dept. | A- SCAN BIOMETER | 1 | Innoned Medical Co | sm400p | J73085 | 3000099488 | NA | 0 | NA | 0 | NA | W
11260 | Mahasamund | Mahasamund | DH | Opthalmology Dept. | OPHTHALMOSCOPE | 1 | Armastrong Chintamani | NA | NA | 3000099489 | NA | 0 | NA | 0 | NA | W
11261 | Mahasamund | Mahasamund | DH | Opthalmology Dept. | AUTOCLAVE | 1 | LOCAL | NA | NA | 3000099490 | 2009-08-11 | 0 | NA | 0 | NA | W
11262 | Mahasamund | Mahasamund | DH | Opthalmology Dept. | FUMIGATION MACHINE | 1 | LOCAL | NA | NA | 3000099491 | 2013-08-08 | 0 | NA | 0 | NA | W
11263 | Mahasamund | Mahasamund | DH | Opthalmology Dept. | GLUCOMETER | 1 | ACON Labo | NA | 10ZA001A871 | 3000099492 | 2009-09-12 | 0 | NA | 0 | NA | W
11264 | Mahasamund | Mahasamund | DH | Opthalmology Dept. | OPHTHALMOSCOPE | 1 | Haier | Mircoflex Z | NA | 3000099493 | NA | 0 | NA | 0 | NA | NW
11265 | Mahasamund | Mahasamund | DH | Opthalmology Dept. | ADULT WEIGHING MACHINE | 1 | RAMAN SURGICAL | CROWN | NA | 3000099494 | 2007-12-12 | 0 | NA | 0 | NA | NW
11266 | Mahasamund | Mahasamund | DH | Opthalmology Dept. | SPHYGMOMANOMETER (MERCURIAL) | 1 | Supreme Surgico | Gold Supreme | NA | 3000099495 | NA | 0 | NA | 0 | NA | NW
11267 | Mahasamund | Mahasamund | DH | Opthalmology Dept. | SPHYGMOMANOMETER (MERCURIAL) | 1 | Supreme Surgico | Gold Supreme | 98134544 | 3000099496 | NA | 0 | NA | 0 | NA | W
11268 | Mahasamund | Mahasamund | DH | Opthalmology Dept. | REFRIGERATOR | 1 | LG | GL-195RL4 | 401NRPU006152 | 3000099497 | NA | 0 | NA | 0 | NA | W
11269 | Mahasamund | Mahasamund | DH | Opthalmology Dept. | SHADOWLESS OT LIGHT | 1 | LOCAL | NA | NA | 3000099498 | NA | 0 | NA | 0 | NA | NW
11270 | Mahasamund | Mahasamund | DH | Opthalmology Dept. | OPHTHALMOSCOPE | 1 | Haier | Beta-200 | NA | 3000099499 | NA | 0 | NA | 0 | NA | W
11271 | Mahasamund | Sankra | PHC | OPD | SPHYGMOMANOMETER (MERCURIAL) | 1 | Supreme Surgico | Gold | 98134512 | 3000099867 | 2015-08-01 | 0 | NA | 0 | NA | W
11272 | Mahasamund | Sankra | PHC | OPD | CENTRIFUGE MACHINE (4 Tubes) | 1 | Remi | NA | NA | 3000099868 | NA | 0 | NA | 0 | NA | W
11273 | Mahasamund | Sankra | PHC | OPD | ELECTRIC STERILIZER | 1 | LOCAL | NA | NA | 3000099869 | NA | 0 | NA | 0 | NA | NW
11274 | Mahasamund | Sankra | PHC | OPD | ELECTRIC STERILIZER | 1 | LOCAL | NA | NA | 3000099870 | NA | 0 | NA | 0 | NA | NW
11275 | Mahasamund | Sankra | PHC | OPD | SPHYGMOMANOMETER (MERCURIAL) | 1 | Supreme Surgico | NA | NA | 3000099871 | 2015-08-01 | 0 | NA | 0 | NA | NW
11276 | Mahasamund | Sankra | PHC | OPD | SPHYGMOMANOMETER (MERCURIAL) | 1 | Namatl | NA | 47110 | 3000099872 | NA | 0 | NA | 0 | NA | NI
11277 | Mahasamund | Sankra | PHC | OPD | NEEDLE DESTROYER | 1 | Saratech | (00vA)60vA | NA | 3000099873 | NA | 0 | NA | 0 | NA | NI
11278 | Mahasamund | Sankra | PHC | OPD | SUCTION APPARATUS | 1 | Shiva | NA | NA | 3000099874 | 2015-08-01 | 0 | NA | 0 | NA | NW
11279 | Mahasamund | Sankra | PHC | OPD | FOETAL DOPPLER | 1 | LCD | NA | NA | 3000099875 | 2015-08-01 | 0 | NA | 0 | NA | NI
11280 | Mahasamund | Sankra | PHC | OPD | ADULT WEIGHING MACHINE | 1 | NA | NA | NA | 3000099876 | NA | 0 | NA | 0 | NA | W
11281 | Mahasamund | Sankra | PHC | OPD | CENTRIFUGE MACHINE (4 Tubes) | 1 | LOCAL | NA | NA | 3000099877 | NA | 0 | NA | 0 | NA | W
11282 | Mahasamund | Sankra | PHC | OPD | INCUBATOR | 1 | LOCAL | NA | NA | 3000099878 | NA | 0 | NA | 0 | NA | W
11283 | Mahasamund | Sankra | PHC | OPD | GLUCOMETER | 1 | Omron | HGM112 | NA | 3000099879 | 2015-08-01 | 0 | NA | 0 | NA | W
11284 | Mahasamund | Sankra | PHC | OPD | ELECTRIC STERILIZER | 1 | LOCAL | NA | NA | 3000099880 | NA | 0 | NA | 0 | NA | W
11285 | Mahasamund | Sankra | PHC | OPD | NEEDLE DESTROYER | 1 | Microsil | ND100 | 2325 | 3000099881 | NA | 0 | NA | 0 | NA | W
11286 | Mahasamund | Sankra | PHC | OPD | NEEDLE DESTROYER | 1 | Microsil | ND120 | 2871 | 3000099882 | NA | 0 | NA | 0 | NA | W
11287 | Mahasamund | Sankra | PHC | OPD | ADULT WEIGHING MACHINE | 1 | ESSAE TERAKOCO | BS-250 | 25014131818 | 3000099883 | NA | 0 | NA | 0 | NA | W
11288 | Mahasamund | Sankra | PHC | OPD | FOETAL DOPPLER | 1 | LCD | NA | NA | 3000099884 | 2015-08-01 | 0 | NA | 0 | NA | W
11289 | Mahasamund | Sankra | PHC | OPD | ELECTRIC STERILIZER | 1 | Atlas | NA | 9f9478 | 3000099885 | NA | 0 | NA | 0 | NA | W
11290 | Mahasamund | Sankra | PHC | OPD | AUTOCLAVE | 1 | LOCAL | NA | NA | 3000099886 | NA | 0 | NA | 0 | NA | W
11291 | Mahasamund | Sankra | PHC | OPD | ADULT WEIGHING MACHINE | 1 | Masni | NA | NA | 3000099887 | NA | 0 | NA | 0 | NA | W
11292 | Mahasamund | Komakhan | PHC | OPD | SPHYGMOMANOMETER (MERCURIAL) | 1 | Supreme Surgico | Premier | 98134445 | 3000099734 | NA | 0 | NA | 0 | NA | W
11293 | Mahasamund | Komakhan | PHC | OPD | ELECTRIC STERILIZER | 1 | LOCAL | Na | NA | 3000099735 | NA | 0 | NA | 0 | NA | NW
11294 | Mahasamund | Komakhan | PHC | OPD | ADULT WEIGHING MACHINE | 1 | Doctor Bill Rom&Sons (kurups) | NA | NA | 3000099736 | NA | 0 | NA | 0 | NA | W
11295 | Mahasamund | Komakhan | PHC | OPD | REFRIGERATOR | 1 | Videocon | NA | NA | 3000099737 | NA | 0 | NA | 0 | NA | W
11296 | Mahasamund | Komakhan | PHC | OPD | SPHYGMOMANOMETER (MERCURIAL) | 1 | Diamond | Dulux | 77656 | 3000099738 | NA | 0 | NA | 0 | NA | W
11297 | Mahasamund | Komakhan | PHC | OPD | NEEDLE DESTROYER | 1 | Saratech | SIR(100/60u) | NA | 3000099739 | NA | 0 | NA | 0 | NA | W
11298 | Mahasamund | Komakhan | PHC | OPD | ELECTRIC STERILIZER | 1 | LOCAL | NA | NA | 3000099740 | NA | 0 | NA | 0 | NA | NW
11299 | Mahasamund | Komakhan | PHC | OPD | CENTRIFUGE MACHINE (4 Tubes) | 1 | Remi | NA | NA | 3000099741 | NA | 0 | NA | 0 | NA | W
11300 | Mahasamund | Komakhan | PHC | OPD | MICROSCOPE (BINOCULAR) | 1 | Carl Zeisis | NA | NA | 3000099742 | NA | 0 | NA | 0 | NA | W
11301 | Mahasamund | Komakhan | PHC | OPD | MICROSCOPE (BINOCULAR) | 1 | Labomed | NA | NA | 3000099743 | NA | 0 | NA | 0 | NA | W
11302 | Mahasamund | Komakhan | PHC | OPD | GLUCOMETER | 1 | Omron | HGM112 | 22136061979 | 3000099744 | NA | 0 | NA | 0 | NA | W
11303 | Mahasamund | Komakhan | PHC | OPD | ADULT WEIGHING MACHINE | 1 | RAMAN SURGICAL | CROWN | NA | 3000099745 | NA | 0 | NA | 0 | NA | W
11304 | Mahasamund | Komakhan | PHC | OPD | NEEDLE DESTROYER | 1 | Saratech | SIR(100/60u) | NA | 3000099746 | NA | 0 | NA | 0 | NA | W
11305 | Mahasamund | Komakhan | PHC | OPD | SUCTION APPARATUS | 1 | Shiva | NA | NA | 3000099747 | NA | 0 | NA | 0 | NA | W
11306 | Mahasamund | Komakhan | PHC | OPD | ADULT WEIGHING MACHINE | 1 | ESSAE TERAKOCO | BS-250 | 25014131642 | 3000099748 | NA | 0 | NA | 0 | NA | NW
11307 | Mahasamund | Komakhan | PHC | OPD | FOETAL DOPPLER | 1 | MCP MEDICARE | NA | NA | 3000099749 | NA | 0 | NA | 0 | NA | W
11308 | Mahasamund | Komakhan | PHC | OPD | SPHYGMOMANOMETER (MERCURIAL) | 1 | Medilife | NA | NA | 3000099750 | NA | 0 | NA | 0 | NA | W
11309 | Mahasamund | Komakhan | PHC | OPD | SPHYGMOMANOMETER (MERCURIAL) | 1 | Diamond | NA | 27203 | 3000099751 | NA | 0 | NA | 0 | NA | NW
11310 | Mahasamund | Komakhan | PHC | OPD | SPHYGMOMANOMETER (MERCURIAL) | 1 | Supreme Surgico | TOP | NA | 3000099752 | NA | 0 | NA | 0 | NA | NW
11311 | Mahasamund | Komakhan | PHC | OPD | SPHYGMOMANOMETER (MERCURIAL) | 1 | Supreme Surgico | GOLD | NA | 3000099753 | NA | 0 | NA | 0 | NA | NW
11312 | Mahasamund | Komakhan | PHC | OPD | ELECTRIC STERILIZER | 1 | LOCAL | NA | NA | 3000099754 | NA | 0 | NA | 0 | NA | NW
11313 | Mahasamund | Mahasamund | DH | Pathology Lab. | REFRIGERATOR | 1 | VIDEOCON | NA | NA | 3000103988 | 15/05/2007 | 0 | NA | 0 | NA | W
11314 | Mahasamund | Mahasamund | DH | Pathology Lab. | HOT AIR OVEN | 1 | MB Instrument | NA | NA | 3000103989 | 2009-12-06 | 0 | NA | 0 | NA | W
11315 | Mahasamund | Mahasamund | DH | Pathology Lab. | INCUBATOR | 1 | Acmeinstrument | NA | NA | 3000103990 | NA | 0 | NA | 0 | NA | W
11316 | Mahasamund | Mahasamund | DH | Pathology Lab. | MICROSCOPE (BINOCULAR) | 1 | Labomed | NA | NA | 3000103991 | 24/09/2011 | 0 | NA | 0 | NA | W
11317 | Mahasamund | Mahasamund | DH | Pathology Lab. | CENTRIFUGE MACHINE (8 Tubes) | 1 | Anand | NA | NA | 3000103992 | 24/09/2011 | 0 | NA | 0 | NA | W
11318 | Mahasamund | Mahasamund | DH | Pathology Lab. | Urometer | 1 | Bayer Diagnostic | NA | 120207 260110407658 | 3000103993 | 24/7/2006 | 0 | NA | 0 | NA | W
11319 | Mahasamund | Mahasamund | DH | Pathology Lab. | MICROSCOPE (BINOCULAR) | 1 | Labomed | EBA8 | NA | 3000103994 | 24/9/2004 | 0 | NA | 0 | NA | W
11320 | Mahasamund | Mahasamund | DH | Pathology Lab. | REFRIGERATOR | 1 | VIDEOCON | Vchesm | AT0361211BEC | 3000103995 | 15/5/2007 | 0 | NA | 0 | NA | W
11321 | Mahasamund | Mahasamund | DH | Pathology Lab. | GLUCOMETER | 1 | Omron | HGM112 | 22135281A87 | 3000103996 | 2014-01-09 | 0 | NA | 0 | NA | W
11322 | Mahasamund | Mahasamund | DH | Pathology Lab. | GLUCOMETER | 1 | Omron | HGM112 | 22135281A98 | 3000103997 | 2014-01-09 | 0 | NA | 0 | NA | W
11323 | Mahasamund | Mahasamund | DH | Pathology Lab. | REFRIGERATOR | 1 | VIDEOCON | NA | 1.2021e+17 | 3000103998 | 15/5/2007 | 0 | NA | 0 | NA | W
11324 | Mahasamund | Mahasamund | DH | Pathology Lab. | CENTRIFUGE MACHINE (8 Tubes) | 1 | Unicef | EBA8 | NA | 3000103999 | 20/05/06 | 0 | NA | 0 | NA | W
11325 | Mahasamund | Mahasamund | DH | Pathology Lab. | Semi Autoanalyzer | 1 | Vector | NA | AT0361211BEC | 300010400 | 25/6/2013 | 0 | NA | 0 | NA | W
11326 | Mahasamund | Mahasamund | DH | Pathology Lab. | GLUCOMETER | 1 | Omron | HGM112 | 22135281C45 | 3000099001 | 2014-01-09 | 0 | NA | 0 | NA | NI
11327 | Mahasamund | Mahasamund | DH | Pathology Lab. | GLUCOMETER | 1 | Omron | HGM112 | 22135281C44 | 3000099002 | 2014-01-09 | 0 | NA | 0 | NA | NI
11328 | Mahasamund | Mahasamund | DH | Pathology Lab. | GLUCOMETER | 1 | Omron | HGM112 | 2213281A82 | 3000099003 | 2014-01-09 | 0 | NA | 0 | NA | NI
11329 | Mahasamund | Mahasamund | DH | Pathology Lab. | GLUCOMETER | 1 | Omron | HGM112 | 22135281C42 | 3000099004 | 2014-01-09 | 0 | NA | 0 | NA | NI
11330 | Mahasamund | Mahasamund | DH | Pathology Lab. | GLUCOMETER | 1 | Omron | HGM112 | 221352881A10 | 3000099005 | 2014-01-09 | 0 | NA | 0 | NA | NI
11331 | Mahasamund | Mahasamund | DH | Pathology Lab. | Digital PHOTO COLORIMETER | 1 | simtronics | NA | NA | 3000099006 | 2007-08-08 | 0 | NA | 0 | NA | NW
11332 | Mahasamund | Mahasamund | DH | Pathology Lab. | MICROSCOPE (BINOCULAR) | 1 | olympus | CHSG | 5J03114 | 3000099007 | NA | 0 | NA | 0 | NA | NW
11333 | Mahasamund | Mahasamund | DH | Pathology Lab. | REFRIGERATOR | 1 | VIDEOCON | NA | 1.2021e+17 | 3000099008 | NA | 0 | NA | 0 | NA | NW
11334 | Mahasamund | Mahasamund | DH | Pathology Lab. | ADULT WEIGHING MACHINE | 1 | scale Tec | CWS602 | 201116040673 | 3000099009 | 2006-05-02 | 0 | NA | 0 | NA | W
11335 | Mahasamund | Mahasamund | DH | Pathology Lab. | Vortex Shaker | 1 | Local | NA | NA | 3000099010 | NA | 0 | NA | 0 | NA | NW
11336 | Mahasamund | Mahasamund | DH | Pathology Lab. | NEEDLE DESTROYER | 1 | Microsil | ND350 | 2792 | 3000099011 | 30/6/2011 | 0 | NA | 0 | NA | NW
11337 | Mahasamund | Mahasamund | DH | Pathology Lab. | ELECTRO PHORESIS MACHINE | 1 | Systemic | NA | NA | 3000099012 | 26/7/2007 | 0 | NA | 0 | NA | NW
11338 | Mahasamund | Mahasamund | DH | Pathology Lab. | INCUBATOR | 1 | The Indian Scientific Indust. | NA | NA | 3000099013 | NA | 0 | NA | 0 | NA | NW
11339 | Mahasamund | Mahasamund | DH | Pathology Lab. | INCUBATOR | 1 | The Indian Scientific Indust. | NA | NA | 3000099014 | NA | 0 | NA | 0 | NA | NW
11340 | Mahasamund | Mahasamund | DH | Pathology Lab. | HOT AIR OVEN | 1 | Acmeinstrument | NA | NA | 3000099015 | NA | 0 | NA | 0 | NA | NW
11341 | Mahasamund | Mahasamund | DH | Pathology Lab. | Serological WATER BATH | 1 | The Indian Scientific Indust. | NA | NA | 3000099016 | NA | 0 | NA | 0 | NA | NW
11342 | Mahasamund | Mahasamund | DH | Pathology Lab. | Rotary shaker | 1 | Local | NA | NA | 3000099017 | NA | 0 | NA | 0 | NA | W
11343 | Mahasamund | Mahasamund | DH | Pathology Lab. | pH METER (DIGITAL) | 1 | EI | NA | 709279 | 3000099018 | 2018-10-02 | 0 | NA | 0 | NA | NI
11344 | Mahasamund | Mahasamund | DH | Pathology Lab. | ELECTRO PHORESIS MACHINE | 1 | Systemic | (0-300)v(0-100 | NA | 3000099019 | 26/7/2007 | 0 | NA | 0 | NA | NW
11345 | Mahasamund | Mahasamund | DH | Pathology Lab. | Serological WATER BATH | 1 | Local | NA | NA | 3000099020 | NA | 0 | NA | 0 | NA | NW
11346 | Mahasamund | Mahasamund | DH | Pathology Lab. | Semi Autoanalyzer | 1 | Beacon | EUGEN4000 | AC0190506BEC | 3000099021 | 24/07/2006 | 0 | NA | 0 | NA | NW
11347 | Mahasamund | Mahasamund | DH | Pathology Lab. | CENTRIFUGE MACHINE (8 Tubes) | 1 | REMI | NA | NA | 3000099023 | 2006-05-04 | 0 | NA | 0 | NA | W
11348 | Mahasamund | Mahasamund | DH | Pathology Lab. | CENTRIFUGE MACHINE (8 Tubes) | 1 | REMI | NA | NA | 3000099024 | 15/10/2006 | 0 | NA | 0 | NA | W
11349 | Mahasamund | Mahasamund | DH | Pathology Lab. | CENTRIFUGE MACHINE (8 Tubes) | 1 | REMI | NA | NA | 3000099025 | 2007-01-06 | 0 | NA | 0 | NA | W
11350 | Mahasamund | Mahasamund | DH | Pathology Lab. | CENTRIFUGE MACHINE (8 Tubes) | 1 | REMI | NA | NA | 3000099026 | 15/5/2007 | 0 | NA | 0 | NA | W
11351 | Mahasamund | Mahasamund | DH | Pathology Lab. | ELECTRO PHORESIS MACHINE | 1 | Systemic | NA | NA | 3000099027 | 24/7/2009 | 0 | NA | 0 | NA | NW
11352 | Mahasamund | Mahasamund | DH | Pathology Lab. | ELECTRO PHORESIS MACHINE | 1 | Systemic | NA | NA | 3000099028 | NA | 0 | NA | 0 | NA | NW
11353 | Mahasamund | Mahasamund | DH | Pathology Lab. | MICROSCOPE (MONOCULAR) | 1 | Labomed | NA | NA | 3000099029 | 2006-05-04 | 0 | NA | 0 | NA | NW
11354 | Mahasamund | Mahasamund | DH | Pathology Lab. | MICROSCOPE (MONOCULAR) | 1 | Labomed | NA | NA | 3000099030 | 2007-11-07 | 0 | NA | 0 | NA | NW
11355 | Mahasamund | Mahasamund | DH | Pathology Lab. | MICROSCOPE (MONOCULAR) | 1 | Local | NA | NA | 3000099031 | NA | 0 | NA | 0 | NA | NW
11356 | Mahasamund | Mahasamund | DH | Pathology Lab. | CENTRIFUGE MACHINE (8 Tubes) | 1 | Local | NA | NA | 3000099032 | 15/6/2006 | 0 | NA | 0 | NA | NW
11357 | Mahasamund | Mahasamund | DH | Pathology Lab. | CENTRIFUGE MACHINE (8 Tubes) | 1 | Local | NA | NA | 3000099033 | NA | 0 | NA | 0 | NA | NW
11358 | Mahasamund | Mahasamund | DH | Pathology Lab. | MICROSCOPE (BINOCULAR) | 1 | Redical | 17639 | NA | 3000099034 | 20/7/2009 | 0 | NA | 0 | NA | NW
11359 | Mahasamund | Mahasamund | DH | Pathology Lab. | MICROSCOPE (BINOCULAR) | 1 | Local | 17639 | NA | 3000099035 | NA | 0 | NA | 0 | NA | NI
11360 | Mahasamund | Mahasamund | DH | Pathology Lab. | Centrifuge QBC | 1 | Local | HCF24 | NA | 3000099036 | 14/5/2013 | 0 | NA | 0 | NA | W
11361 | Mahasamund | Mahasamund | DH | Pathology Lab. | NEEDLE DESTROYER | 1 | Microsil | N350 | 2925 | 3000099037 | 19/3/2013 | 0 | NA | 0 | NA | W
11362 | Mahasamund | Mahasamund | DH | Pathology Lab. | GLUCOMETER | 1 | Roche | Accucheck Sensor | 81813791311 | 3000099038 | 2012-01-03 | 0 | NA | 0 | NA | NW
11363 | Mahasamund | Mahasamund | DH | Pathology Lab. | GLUCOMETER | 1 | Roche | Accucheck Sensor | 81813791317 | 3000099039 | 2012-01-03 | 0 | NA | 0 | NA | NW
11364 | Mahasamund | Mahasamund | DH | Pathology Lab. | Centrifuge QBC | 1 | Becton Dickinsion | 424740 | 3420053 | 3000099040 | 18/8/2007 | 0 | NA | 0 | NA | NW
11365 | Mahasamund | Mahasamund | DH | Pathology Lab. | ELECTRO PHORESIS MACHINE | 1 | Systemic | NA | 1367 | 3000099077 | NA | 0 | NA | 0 | NA | NI
11366 | Mahasamund | Mahasamund | DH | Pathology Lab. | GLUCOMETER | 1 | Omron | HGM112 | 22135281656 | 3000099136 | 2014-01-09 | 0 | NA | 0 | NA | NW
11367 | Mahasamund | Mahasamund | DH | BLOOD BANK | REFRIGERATOR | 1 | Akai | NA | NA | 3000099046 | 15/52007 | 0 | NA | 0 | NA | W
11368 | Mahasamund | Mahasamund | DH | BLOOD BANK | AUTO HAEMATOLOGY ANALYZER | 1 | Mind Ray | BC-2300 | RA711492 | 3000099047 | 24/7/2006 | 0 | NA | 0 | NA | NW
11369 | Mahasamund | Mahasamund | DH | BLOOD BANK | REFRIGERATOR | 1 | Godrej | R290/R600aBled | 32245 | 3000099048 | 2006-05-04 | 0 | NA | 0 | NA | W
11370 | Mahasamund | Mahasamund | DH | BLOOD BANK | ELISA Reader | 1 | Thermoelectron crop | 355 | 355-I-10347 | 3000099049 | 2005-07-04 | 0 | NA | 0 | NA | NW
11371 | Mahasamund | Mahasamund | DH | BLOOD BANK | ELISA Washer | 1 | NA | NA | NA | 3000099050 | 2005-07-04 | 0 | NA | 0 | NA | NW
11372 | Mahasamund | Tumgaon | CHC | Injection Room | ADULT WEIGHING MACHINE | 1 | pioneer | NA | NA | 3000099500 | 2013-08-04 | 0 | NA | 0 | NA | W
11373 | Mahasamund | Tumgaon | CHC | Injection Room | NEEDLE DESTROYER | 1 | saratech | S1R 100v/60v | NA | 3000099501 | 2015-12-01 | 0 | NA | 0 | NA | W
11374 | Mahasamund | Tumgaon | CHC | Pathology Lab. | REFRIGERATOR | 1 | samsung | RR1914BCASE | NA | 3000099502 | 30/5/2013 | 0 | NA | 0 | NA | W
11375 | Mahasamund | Tumgaon | CHC | Pathology Lab. | MICROSCOPE (BINOCULAR) | 1 | biocraft scientific | NA | NA | 3000099503 | 2013 | 0 | NA | 0 | NA | NW
11376 | Mahasamund | Tumgaon | CHC | Pathology Lab. | COLORIMETER | 1 | Beacon | octa1 plus | 16195 | 3000099504 | 2013-03-06 | 0 | NA | 0 | NA | W
11377 | Mahasamund | Tumgaon | CHC | Pathology Lab. | CENTRIFUGE MACHINE (4 Tubes) | 1 | Alpine | Hicare | NA | 3000099505 | 2013-03-06 | 0 | NA | 0 | NA | W
11378 | Mahasamund | Tumgaon | CHC | Pathology Lab. | NEEDLE DESTROYER | 1 | HLL | NA | NA | 3000099506 | 1905-07-05 | 0 | NA | 0 | NA | W
11379 | Mahasamund | Tumgaon | CHC | Pathology Lab. | GLUCOMETER | 1 | Roche | GC | GC16182456 | 3000099507 | 2013-03-06 | 0 | NA | 0 | NA | W
11380 | Mahasamund | Tumgaon | CHC | OPD | SPHYGMOMANOMETER (MERCURIAL) | 1 | diamond | Deluxe | 38937 | 3000099508 | 17/4/2015 | 0 | NA | 0 | NA | W
11381 | Mahasamund | Tumgaon | CHC | OPD | SPHYGMOMANOMETER (MERCURIAL) | 1 | supreme surgico | Gold supreme | 9813458 | 3000099509 | 17/4/2015 | 0 | NA | 0 | NA | W
11382 | Mahasamund | Tumgaon | CHC | OPD | SPHYGMOMANOMETER (MERCURIAL) | 1 | supreme surgico | top | NA | 3000099510 | 17/4/2015 | 0 | NA | 0 | NA | W
11383 | Mahasamund | Tumgaon | CHC | OPD | SPHYGMOMANOMETER (MERCURIAL) | 1 | supreme surgico | top | NA | 3000099511 | 17/4/2015 | 0 | NA | 0 | NA | W
11384 | Mahasamund | Tumgaon | CHC | DELIVERY ROOM | NEEDLE DESTROYER | 1 | saratech | S1R 100v/60v | NA | 3000099512 | NA | 0 | NA | 0 | NA | W
11385 | Mahasamund | Tumgaon | CHC | DELIVERY ROOM | BABY WEIGHING SCALE | 1 | ramon surgical | Crown | NA | 3000099513 | 2010-01-04 | 0 | NA | 0 | NA | W
11386 | Mahasamund | Tumgaon | CHC | DELIVERY ROOM | NEBULIZER | 1 | smart care | NA | NA | 3000099514 | 2004-05-04 | 0 | NA | 0 | NA | NW
11387 | Mahasamund | Tumgaon | CHC | DELIVERY ROOM | FOETAL DOPPLER | 1 | Medigold | SE-2500 | NA | 3000099515 | 2015-08-06 | 0 | NA | 0 | NA | W
11388 | Mahasamund | Tumgaon | CHC | Store Room | SPHYGMOMANOMETER (MERCURIAL) | 1 | diamond | Deluxe | 55038 | 3000099516 | 2014-08-01 | 0 | NA | 0 | NA | W
11389 | Mahasamund | Tumgaon | CHC | Store Room | SPHYGMOMANOMETER (MERCURIAL) | 1 | supreme surgico | NA | 98134515 | 3000099517 | 2014-08-08 | 0 | NA | 0 | NA | NW
11390 | Mahasamund | Tumgaon | CHC | Store Room | SPHYGMOMANOMETER (MERCURIAL) | 1 | diamond | Deluxe | 62109 | 3000099518 | 2015-08-06 | 0 | NA | 0 | NA | W
11391 | Mahasamund | Tumgaon | CHC | Store Room | SPHYGMOMANOMETER (MERCURIAL) | 1 | supreme surgico | top | NA | 3000099519 | 17/6/2015 | 0 | NA | 0 | NA | NW
11392 | Mahasamund | Tumgaon | CHC | Store Room | NEEDLE DESTROYER | 1 | saratech | S1R 100v/60v | NA | 3000099520 | NA | 0 | NA | 0 | NA | W
11393 | Mahasamund | Tumgaon | CHC | Store Room | NEBULIZER | 1 | Omron | NE-C802 | 20120803402UF | 3000099521 | 19/1/2015 | 1 | NA | 0 | NA | NI
11394 | Mahasamund | Tumgaon | CHC | Store Room | NEBULIZER | 1 | nulife global | Handy neb | NGM-27630L | 3000099522 | NA | 0 | NA | 0 | NA | NI
11395 | Mahasamund | Tumgaon | CHC | Store Room | FOETAL DOPPLER | 1 | Hiqua surgical e | NA | NA | 3000099523 | NA | 0 | NA | 0 | NA | NW
11396 | Mahasamund | Tumgaon | CHC | Store Room | FOETAL DOPPLER | 1 | Medigold | SE-2500 | NA | 3000099524 | 2015-08-06 | 1 | NA | 0 | NA | NI
11397 | Mahasamund | Tumgaon | CHC | Store Room | NEEDLE DESTROYER | 1 | HLL | Hicare | NA | 3000099525 | 17/1/2015 | 1 | NA | 0 | NA | NI
11398 | Mahasamund | Tumgaon | CHC | Store Room | NEEDLE DESTROYER | 1 | HLL | Hicare | NA | 3000099526 | 17/1/2015 | 0 | NA | 0 | NA | W
11399 | Mahasamund | Tumgaon | CHC | Store Room | SPHYGMOMANOMETER (MERCURIAL) | 1 | diamond | Regular | 13828 | 3000099527 | 2015-08-06 | 0 | NA | 0 | NA | W
11400 | Mahasamund | Tumgaon | CHC | Store Room | SPHYGMOMANOMETER (MERCURIAL) | 1 | diamond | Regular | 13827 | 3000099528 | 2015-08-06 | 0 | NA | 0 | NA | W
11401 | Mahasamund | Tumgaon | CHC | Store Room | SPHYGMOMANOMETER (MERCURIAL) | 1 | diamond | Regular | 13832 | 3000099529 | 2015-08-06 | 0 | NA | 0 | NA | W
11402 | Mahasamund | Tumgaon | CHC | Store Room | SPHYGMOMANOMETER (MERCURIAL) | 1 | diamond | Regular | 13840 | 3000099530 | 2015-08-06 | 0 | NA | 0 | NA | W
11403 | Mahasamund | Tumgaon | CHC | Store Room | SPHYGMOMANOMETER (MERCURIAL) | 1 | diamond | Regular | 13831 | 3000099531 | 2015-08-06 | 0 | NA | 0 | NA | W
11404 | Mahasamund | Tumgaon | CHC | Store Room | SPHYGMOMANOMETER (MERCURIAL) | 1 | local | NA | NA | 3000099532 | 2013-08-04 | 0 | NA | 0 | NA | NW
11405 | Mahasamund | Tumgaon | CHC | Store Room | SPHYGMOMANOMETER (MERCURIAL) | 1 | health care | NA | NA | 3000099533 | 2013-08-04 | 0 | NA | 0 | NA | W
11406 | Mahasamund | Tumgaon | CHC | Store Room | SPHYGMOMANOMETER (MERCURIAL) | 1 | NA | NA | NA | 3000099534 | 2013-08-04 | 0 | NA | 0 | NA | NW
11407 | Mahasamund | Tumgaon | CHC | Store Room | SPHYGMOMANOMETER (MERCURIAL) | 1 | NA | NA | NA | 3000099535 | 2013-08-04 | 0 | NA | 0 | NA | NW
11408 | Mahasamund | Tumgaon | CHC | Store Room | BABY WEIGHING SCALE | 1 | ramon surgical | Crown | NA | 3000099536 | 2010-08-08 | 0 | NA | 0 | NA | NW
11409 | Mahasamund | Tumgaon | CHC | Store Room | ELECTRIC STERILIZER | 1 | Atlas | NA | 0 9F9502 | 3000099592 | 26/2/2010 | 0 | NA | 0 | NA | NW
11410 | Mahasamund | Tumgaon | CHC | Store Room | ELECTRIC STERILIZER | 1 | local | NA | NA | 3000099593 | 26/2/2010 | 0 | NA | 0 | NA | NW
11411 | Mahasamund | Tumgaon | CHC | Store Room | ELECTRIC STERILIZER | 1 | local | NA | NA | 3000099594 | 2007-11-09 | 0 | NA | 0 | NA | NW
11412 | Mahasamund | Tumgaon | CHC | Store Room | ELECTRIC STERILIZER | 1 | local | NA | NA | 3000099595 | 26/2/2010 | 0 | NA | 0 | NA | NW
11413 | Mahasamund | Pithora | CHC | X-RAY DEPT | X-RAY MACHINE 300 mA | 1 | Adonis | NA | 0 90511 | 3000099763 | 2004-03-07 | 0 | NA | 0 | NA | W
11414 | Mahasamund | Pithora | CHC | X-RAY DEPT | X-RAY MACHINE | 1 | Atlas | NA | 0 9 F9498 | 3000099764 | 2008-01-02 | 0 | NA | 0 | NA | W
11415 | Mahasamund | Pithora | CHC | OPD | SPHYGMOMANOMETER (MERCURIAL) | 1 | SAI+LIFE | NA | NA | 3000266023 | 22/9/2006 | 0 | NA | 0 | NA | W
11416 | Mahasamund | Pithora | CHC | OPD | SPHYGMOMANOMETER (MERCURIAL) | 1 | SAI+LIFE | NA | NA | 3000266024 | 22/6/2006 | 0 | NA | 0 | NA | W
11417 | Mahasamund | Pithora | CHC | DELIVERY ROOM | SPHYGMOMANOMETER (MERCURIAL) | 1 | SAI+LIFE | TOP | NA | 3000099765 | 22/9/2006 | 0 | NA | 0 | NA | W
11418 | Mahasamund | Pithora | CHC | DELIVERY ROOM | SPHYGMOMANOMETER (MERCURIAL) | 1 | Anita Industry | NA | 384950 | 3000099766 | 22/9/2006 | 0 | NA | 0 | NA | W
11419 | Mahasamund | Pithora | CHC | DELIVERY ROOM | NEBULIZER | 1 | new life | Handy neb | NGM75374 | 3000099767 | NA | 0 | NA | 0 | NA | W
11420 | Mahasamund | Pithora | CHC | DELIVERY ROOM | DELIVERY TABLE | 1 | NA | NA | NA | 3000099768 | NA | 0 | NA | 0 | NA | W
11421 | Mahasamund | Pithora | CHC | DELIVERY ROOM | BABY WEIGHING SCALE | 1 | ramon surgical | Crown | NA | 3000099769 | 18/1/2008 | 0 | NA | 0 | NA | W
11422 | Mahasamund | Pithora | CHC | DELIVERY ROOM | SUCTION APPARATUS | 1 | Anand Industry | 7B | NA | 3000099770 | NA | 0 | NA | 0 | NA | W
11423 | Mahasamund | Pithora | CHC | DELIVERY ROOM | INFANT RADIANT WARMER | 1 | Phoenix | NA | 6323 | 3000099771 | NA | 0 | NA | 0 | NA | W
11424 | Mahasamund | Pithora | CHC | DELIVERY ROOM | BABY WEIGHING SCALE | 1 | essae | BS-250 | 2 50141317173 | 3000099772 | 2010-01-11 | 0 | NA | 0 | NA | W
11425 | Mahasamund | Pithora | CHC | DELIVERY ROOM | ELECTRIC STERILIZER | 1 | local | NA | NA | 3000099773 | 2009-01-02 | 0 | NA | 0 | NA | W
11426 | Mahasamund | Pithora | CHC | DELIVERY ROOM | SHADOWLESS OT LIGHT | 1 | local | NA | NA | 3000099774 | 22/9/2008 | 0 | NA | 0 | NA | NW
11427 | Mahasamund | Pithora | CHC | DELIVERY ROOM | DELIVERY TABLE | 1 | local | NA | NA | 3000099775 | NA | 0 | NA | 0 | NA | W
11428 | Mahasamund | Pithora | CHC | DELIVERY ROOM | BABY PHOTOTHERAPY UNIT | 1 | Phoenix | LEDTD 100 | 1683 | 3000099776 | NA | 0 | NA | 0 | NA | W
11429 | Mahasamund | Pithora | CHC | DELIVERY ROOM | REFRIGERATOR | 1 | videocon | NA | NA | 3000099777 | NA | 0 | NA | 0 | NA | W
11430 | Mahasamund | Pithora | CHC | Injection Room | NEEDLE DESTROYER | 1 | saratech | S1R 100v/60v | NA | 3000099778 | 23/2/2007 | 0 | NA | 0 | NA | W
11431 | Mahasamund | Pithora | CHC | Dressing Room | ELECTRIC STERILIZER | 1 | local | NA | NA | 3000099779 | 2009-01-02 | 0 | NA | 0 | NA | NW
11432 | Mahasamund | Pithora | CHC | Pathology Lab. | REFRIGERATOR | 1 | samsung | RA23/2008 | 039242A50/011N | 3000099780 | NA | 0 | NA | 0 | NA | W
11433 | Mahasamund | Pithora | CHC | Pathology Lab. | MICROSCOPE (BINOCULAR) | 1 | Labmed | vision 2000 | 0 959 | 3000099781 | 17/7/2009 | 0 | NA | 0 | NA | W
11434 | Mahasamund | Pithora | CHC | Pathology Lab. | CENTRIFUGE MACHINE (6 Tubes) | 1 | coslab | NA | NA | 3000099782 | 22/9/2006 | 0 | NA | 0 | NA | W
11435 | Mahasamund | Pithora | CHC | Pathology Lab. | ELECTRIC STERILIZER | 1 | local | NA | NA | 3000099783 | 2009-01-02 | 0 | NA | 0 | NA | NW
11436 | Mahasamund | Pithora | CHC | Pathology Lab. | MICROSCOPE (BINOCULAR) | 1 | carl zeiss | NA | 3116011724 | 3000099784 | 2010-01-04 | 0 | NA | 0 | NA | W
11437 | Mahasamund | Pithora | CHC | Pathology Lab. | MICROSCOPE (MONOCULAR) | 1 | micro measurements | NA | NA | 3000099785 | 27/7/2005 | 0 | NA | 0 | NA | NW
11438 | Mahasamund | Pithora | CHC | Pathology Lab. | MICROSCOPE (BINOCULAR) | 1 | absas | NA | NA | 3000099786 | 17/7/2009 | 0 | NA | 0 | NA | NW
11439 | Mahasamund | Pithora | CHC | Pathology Lab. | GLUCOMETER | 1 | NA | NA | NA | 3000099787 | 17/1/2006 | 0 | NA | 0 | NA | NW
11440 | Mahasamund | Pithora | CHC | Pathology Lab. | ELECTRIC STERILIZER | 1 | local | NA | NA | 3000099788 | 2009-01-02 | 0 | NA | 0 | NA | NW
11441 | Mahasamund | Pithora | CHC | BLOOD BANK | Blood Bank REFRIGERATOR | 1 | york scitific industries | NA | NA | 3000099790 | NA | 0 | NA | 0 | NA | W
11442 | Mahasamund | Pithora | CHC | BLOOD BANK | SPHYGMOMANOMETER (MERCURIAL) | 1 | NA | NA | NA | 3000099789 | NA | 0 | NA | 0 | NA | NW
11443 | Mahasamund | Pithora | CHC | Store Room | ADULT WEIGHING MACHINE | 1 | local | CK2003A | NA | 3000099791 | 2015 | 1 | NA | 0 | NA | NW
11444 | Mahasamund | Pithora | CHC | Store Room | ADULT WEIGHING MACHINE | 1 | local | CK2003A | NA | 3000099792 | 2015 | 1 | NA | 0 | NA | NW
11445 | Mahasamund | Pithora | CHC | Store Room | ADULT WEIGHING MACHINE | 1 | local | CK2003A | NA | 3000099793 | 2015-07-01 | 1 | NA | 0 | NA | NW
11446 | Mahasamund | Pithora | CHC | Store Room | SUCTION APPARATUS | 1 | shiva | NA | NA | 3000099794 | NA | 0 | NA | 0 | NA | NI
11447 | Mahasamund | Pithora | CHC | Store Room | Air ELECTRIC STERILIZER Machine | 1 | Reymold | REC 2203802A2 | NA | 3000099795 | NA | 0 | NA | 0 | NA | NI
11448 | Mahasamund | Pithora | CHC | Store Room | GLUCOMETER | 1 | Omron | GM112 | 22135281A05 | 3000099796 | 17/1/2006 | 0 | NA | 0 | NA | NI
11449 | Mahasamund | Pithora | CHC | Store Room | DENTAL CHAIR | 1 | chesa | Akash | NA | 3000099797 | NA | 0 | NA | 0 | NA | NI
11450 | Mahasamund | Pithora | CHC | Store Room | NEEDLE DESTROYER | 1 | HLL | NA | NA | 3000099798 | 23/2/2007 | 0 | NA | 0 | NA | NI
11451 | Mahasamund | Pithora | CHC | Store Room | NEEDLE DESTROYER | 1 | HLL | NA | NA | 3000099799 | 23/7/2007 | 0 | NA | 0 | NA | NI
11452 | Mahasamund | Pithora | CHC | Store Room | INFANT RADIANT WARMER | 1 | ramon surgical | Crown | NA | 3000099800 | 2010-01-04 | 0 | NA | 0 | NA | NI
11453 | Mahasamund | Pithora | CHC | Store Room | INFANT RADIANT WARMER | 1 | ramon surgical | Crown | NA | 3000099801 | 2010-01-04 | 0 | NA | 0 | NA | NI
11454 | Mahasamund | Pithora | CHC | Store Room | BABY WEIGHING SCALE | 1 | ramon surgical | Crown | NA | 3000099802 | 2010-01-04 | 0 | NA | 0 | NA | NI
11455 | Mahasamund | Pithora | CHC | Store Room | BABY WEIGHING SCALE | 1 | ramon surgical | Crown | NA | 3000099803 | 2010-01-04 | 0 | NA | 0 | NA | NI
11456 | Mahasamund | Pithora | CHC | Store Room | BABY WEIGHING SCALE | 1 | ramon surgical | Crown | NA | 3000099804 | 2010-01-04 | 0 | NA | 0 | NA | NI
11457 | Mahasamund | Pithora | CHC | Store Room | SPHYGMOMANOMETER (MERCURIAL) | 1 | supreme surgico | premier | 87100425 | 3000099805 | NA | 0 | NA | 0 | NA | NW
11458 | Mahasamund | Pithora | CHC | Store Room | BABY WEIGHING SCALE | 1 | ramon surgical | Crown | NA | 3000099806 | 2010-01-04 | 0 | NA | 0 | NA | NI
11459 | Mahasamund | Pithora | CHC | Store Room | BABY WEIGHING SCALE | 1 | ramon surgical | Crown | NA | 3000099807 | 2010-01-04 | 0 | NA | 0 | NA | NI
11460 | Mahasamund | Pithora | CHC | Store Room | BABY WEIGHING SCALE | 1 | ramon surgical | Crown | NA | 3000099808 | 2010-01-04 | 0 | NA | 0 | NA | NI
11461 | Mahasamund | Pithora | CHC | Store Room | BABY WEIGHING SCALE | 1 | ramon surgical | Crown | NA | 3000099809 | 23/2/2007 | 0 | NA | 0 | NA | NI
11462 | Mahasamund | Pithora | CHC | Store Room | NEEDLE DESTROYER | 1 | HLL | NA | NA | 3000099810 | 23/2/2007 | 0 | NA | 0 | NA | NI
11463 | Mahasamund | Pithora | CHC | Store Room | ELECTRIC STERILIZER | 1 | local | NA | NA | 3000099811 | 2009-01-01 | 0 | NA | 0 | NA | NW
11464 | Mahasamund | Pithora | CHC | Store Room | ELECTRIC STERILIZER | 1 | local | NA | NA | 3000099812 | 2009-01-01 | 0 | NA | 0 | NA | NW
11465 | Mahasamund | Pithora | CHC | Store Room | Vacuum Extractor | 1 | local | NA | NA | 3000099813 | 2010-01-03 | 0 | NA | 0 | NA | NI
11466 | Mahasamund | Pithora | CHC | Store Room | ECG RECORDER | 1 | philips | Amalon FM200 | DE53012127 | 3000099814 | 2009-02-09 | 0 | NA | 0 | NA | NI
11467 | Mahasamund | Pithora | CHC | Store Room | NEEDLE DESTROYER | 1 | saratech | S1R 100v/60v | NA | 3000099815 | 23/2/2009 | 0 | NA | 0 | NA | NI
11468 | Mahasamund | Pithora | CHC | Store Room | SURGICAL DIATHERMY MACHINE | 1 | Xcel lance | Shalay easy | EPOTE01C | 3000099816 | NA | 0 | NA | 0 | NA | NI
11469 | Mahasamund | Pithora | CHC | Store Room | NEBULIZER | 1 | new life | Handy neb | NGM333730 | 3000099817 | NA | 0 | NA | 0 | NA | NI
11470 | Mahasamund | Pithora | CHC | Store Room | NEBULIZER | 1 | new life | Handy neb | NGM333730 | 3000099818 | NA | 0 | NA | 0 | NA | NI
11471 | Mahasamund | Pithora | CHC | Store Room | NEBULIZER | 1 | new life | Handy neb | NGM333795 | 3000099819 | NA | 0 | NA | 0 | NA | NI
11472 | Mahasamund | Pithora | CHC | Store Room | NEBULIZER | 1 | new life | Handy neb | NGM333728 | 3000099820 | NA | 0 | NA | 0 | NA | NI
11473 | Mahasamund | Pithora | CHC | Store Room | IR LAMP | 1 | Nipun cable | NA | NA | 3000099821 | NA | 0 | NA | 0 | NA | NI
11474 | Mahasamund | Pithora | CHC | Store Room | IR LAMP | 1 | Nipun cable | NA | NA | 3000099822 | NA | 0 | NA | 0 | NA | NI
11475 | Mahasamund | Pithora | CHC | Store Room | IR LAMP | 1 | Nipun cable | NA | NA | 3000099823 | NA | 0 | NA | 0 | NA | NI
11476 | Mahasamund | Pithora | CHC | Store Room | IR LAMP | 1 | Nipun cable | NA | NA | 3000099824 | NA | 0 | NA | 0 | NA | NI
11477 | Mahasamund | Pithora | CHC | Store Room | SUCTION APPARATUS | 1 | shiva | NA | NA | 3000099825 | NA | 0 | NA | 0 | NA | NI
11478 | Mahasamund | Pithora | CHC | Store Room | ADULT WEIGHING MACHINE | 1 | Omega electronics | class3 OTW2012 | 74032 | 3000099826 | NA | 0 | NA | 0 | NA | NI
11479 | Mahasamund | Pithora | CHC | Store Room | LARYNGOSCOPE | 1 | NA | NA | NA | 3000099827 | NA | 0 | NA | 0 | NA | W
11480 | Mahasamund | Pithora | CHC | Store Room | SPHYGMOMANOMETER (MERCURIAL) | 1 | Ats | NA | NA | 3000099828 | NA | 0 | NA | 0 | NA | NW
11481 | Mahasamund | Pithora | CHC | OT | AUTOCLAVE | 1 | local | NA | NA | 3000099829 | 2006-03-11 | 0 | NA | 0 | NA | NW
11482 | Mahasamund | Pithora | CHC | OT | AUTOCLAVE | 1 | local | NA | NA | 3000099830 | NA | 0 | NA | 0 | NA | NW
11483 | Mahasamund | Pithora | CHC | OT | AUTOCLAVE | 1 | local | NA | NA | 3000099831 | NA | 0 | NA | 0 | NA | W
11484 | Mahasamund | Pithora | CHC | OT | AUTOCLAVE | 1 | local | NA | NA | 3000099832 | NA | 0 | NA | 0 | NA | NW
11485 | Mahasamund | Pithora | CHC | OT | SUCTION APPARATUS | 1 | local | NA | NA | 3000099833 | NA | 0 | NA | 0 | NA | W
11486 | Mahasamund | Pithora | CHC | OT | ELECTRIC STERILIZER | 1 | local | NA | NA | 3000099834 | 23/2/2003 | 0 | NA | 0 | NA | NW
11487 | Mahasamund | Pithora | CHC | OT | ELECTRIC STERILIZER | 1 | sterimax | NA | NA | 3000099835 | 20/8/2009 | 0 | NA | 0 | NA | NW
11488 | Mahasamund | Pithora | CHC | OT | INFANT RADIANT WARMER | 1 | Meditrin | NA | NA | 3000099836 | NA | 0 | NA | 0 | NA | NW
11489 | Mahasamund | Pithora | CHC | OT | SUCTION APPARATUS | 1 | shiva | NA | NA | 3000099837 | NA | 0 | NA | 0 | NA | NW
11490 | Mahasamund | Pithora | CHC | OT | SUCTION APPARATUS | 1 | shiva | NA | NA | 3000099838 | NA | 0 | NA | 0 | NA | NW
11491 | Mahasamund | Pithora | CHC | OT | AUTOCLAVE | 1 | local | NA | NA | 3000099839 | NA | 0 | NA | 0 | NA | NW
11492 | Mahasamund | Pithora | CHC | OT | SUCTION APPARATUS | 1 | philips | philux M70 | NA | 3000099840 | 2006-03-11 | 0 | NA | 0 | NA | NW
11493 | Mahasamund | Pithora | CHC | OT | Air ELECTRIC STERILIZER Machine | 1 | Inertial electro medical system | tropo | NA | 3000099841 | NA | 0 | NA | 0 | NA | W
11494 | Mahasamund | Pithora | CHC | OT | SPHYGMOMANOMETER (MERCURIAL) | 1 | Anita Industry | NA | 385396 | 3000099842 | NA | 0 | NA | 0 | NA | W
11495 | Mahasamund | Pithora | CHC | OT | MULTIPARA PATIENT MONITOR | 1 | philips | Intalbie | NA | 3000099843 | NA | 0 | NA | 0 | NA | W
11496 | Mahasamund | Pithora | CHC | OT | BOYLE'S APPARATUS | 1 | local | NA | NA | 3000099844 | 2010-10-05 | 0 | NA | 0 | NA | W
11497 | Mahasamund | Pithora | CHC | OT | SPHYGMOMANOMETER (MERCURIAL) | 1 | Anita Industry | NA | 385397 | 3000099845 | NA | 0 | NA | 0 | NA | W
11498 | Mahasamund | Pithora | CHC | OT | FUMIGATION MACHINE | 1 | local | NA | NA | 3000099846 | NA | 0 | NA | 0 | NA | W
11499 | Mahasamund | Pithora | CHC | OT | SUCTION APPARATUS | 1 | shiva | NA | NA | 3000099847 | NA | 0 | NA | 0 | NA | W
11500 | Mahasamund | Pithora | CHC | Opthalmology Dept. | OPHTHALMOSCOPE | 1 | kulu | NA | NA | 3000099848 | NA | 0 | NA | 0 | NA | NW
11501 | Mahasamund | Pithora | CHC | Opthalmology Dept. | OPHTHALMOSCOPE | 1 | HEIne | mini 2000 | NA | 3000099849 | NA | 0 | NA | 0 | NA | W
11502 | Mahasamund | Pithora | CHC | OPD | SPHYGMOMANOMETER (MERCURIAL) | 1 | SAI+LIFE | NA | NA | 3000103059 | 2015-12-02 | 1 | NA | 0 | NA | W
11503 | Mahasamund | Pithora | CHC | OPD | SPHYGMOMANOMETER (MERCURIAL) | 1 | supreme surgico | Gold supreme | 98134535 | 3000103082 | 2015-12-02 | 1 | NA | 0 | NA | W
11504 | Mahasamund | Basna | CHC | Injection Room | NEEDLE DESTROYER | 1 | microsil | ND-360 | 1062/03 | 3000103081 | 2015-03-10 | 1 | NA | 0 | NA | W
11505 | Mahasamund | Basna | CHC | Injection Room | REFRIGERATOR | 1 | videocon | NA | NA | 3000103080 | NA | 0 | NA | 0 | NA | NW
11506 | Mahasamund | Basna | CHC | Pathology Lab. | GLUCOMETER | 1 | Omron | HGM-112 | 22131161705 | 3000103079 | 20/11/2014 | 0 | NA | 0 | NA | W
11507 | Mahasamund | Basna | CHC | Pathology Lab. | MICROSCOPE (BINOCULAR) | 1 | olympus | Magnus MLX | NA | 3000103078 | NA | 0 | NA | 0 | NA | NW
11508 | Mahasamund | Basna | CHC | Pathology Lab. | MICROSCOPE (BINOCULAR) | 1 | Blisco | NA | NA | 3000103077 | NA | 0 | NA | 0 | NA | W
11509 | Mahasamund | Basna | CHC | Pathology Lab. | CENTRIFUGE MACHINE (6 Tubes) | 1 | remi | NA | NA | 3000103076 | 2006-12-02 | 0 | NA | 0 | NA | W
11510 | Mahasamund | Basna | CHC | Pathology Lab. | CENTRIFUGE MACHINE (6 Tubes) | 1 | microsil | NA | NA | 3000103075 | 2006-12-02 | 0 | NA | 0 | NA | NI
11511 | Mahasamund | Basna | CHC | ICTC | CENTRIFUGE MACHINE (6 Tubes) | 1 | remi | NA | NA | 3000103074 | NA | 0 | NA | 0 | NA | NW
11512 | Mahasamund | Basna | CHC | ICTC | NEEDLE DESTROYER | 1 | yark | NA | NA | 3000103073 | NA | 0 | NA | 0 | NA | NW
11513 | Mahasamund | Basna | CHC | ICTC | REFRIGERATOR | 1 | videocon | NA | NA | 3000103072 | NA | 0 | NA | 0 | NA | NW
11514 | Mahasamund | Basna | CHC | DELIVERY ROOM | SPHYGMOMANOMETER (MERCURIAL) | 1 | diamond | Regular | 21942 | 3000103071 | 25/7/2014 | 0 | NA | 0 | NA | W
11515 | Mahasamund | Basna | CHC | DELIVERY ROOM | ADULT WEIGHING MACHINE | 1 | local | NA | NA | 3000103070 | 2014-11-02 | 0 | NA | 0 | NA | W
11516 | Mahasamund | Basna | CHC | DELIVERY ROOM | REFRIGERATOR | 1 | videocon | NA | NA | 3000103069 | NA | 0 | NA | 0 | NA | W
11517 | Mahasamund | Basna | CHC | DELIVERY ROOM | BABY WEIGHING SCALE | 1 | essae | BS-250 | 25014131707 | 3000103068 | 21/3/2014 | 0 | NA | 0 | NA | W
11518 | Mahasamund | Basna | CHC | DELIVERY ROOM | SUCTION APPARATUS | 1 | shiva | NA | NA | 3000103067 | 2014-01-03 | 0 | NA | 0 | NA | W
11519 | Mahasamund | Basna | CHC | DELIVERY ROOM | DELIVERY TABLE | 1 | local | NA | NA | 3000103066 | 2013-06-12 | 0 | NA | 0 | NA | W
11520 | Mahasamund | Basna | CHC | DELIVERY ROOM | BABY PHOTOTHERAPY UNIT | 1 | Phoenix | LED PT | 1892 | 3000103065 | 25/11/2014 | 0 | NA | 0 | NA | W
11521 | Mahasamund | Basna | CHC | DELIVERY ROOM | INFANT RADIANT WARMER | 1 | Meditrin | OCW 100 | NA | 3000103064 | 25/11/2014 | 0 | NA | 0 | NA | W
11522 | Mahasamund | Basna | CHC | DELIVERY ROOM | INFANT RADIANT WARMER | 1 | Phoenix | OCW 100 | 6320 | 3000103063 | 25/11/2014 | 0 | NA | 0 | NA | W
11523 | Mahasamund | Basna | CHC | DELIVERY ROOM | INFANT RADIANT WARMER | 1 | Phoenix | OCW 100 | 6319 | 3000103062 | 25/11/2014 | 0 | NA | 0 | NA | W
11524 | Mahasamund | Basna | CHC | DELIVERY ROOM | INFANT RADIANT WARMER | 1 | Phoenix | OCW 100 | 6318 | 3000103061 | 25/11/2014 | 0 | NA | 0 | NA | W
11525 | Mahasamund | Basna | CHC | DELIVERY ROOM | SUCTION APPARATUS | 1 | shiva | NA | NA | 3000103060 | 26/7/2014 | 0 | NA | 0 | NA | W
11526 | Mahasamund | Basna | CHC | DELIVERY ROOM | SpSHADOWLESS OT LIGHT | 1 | local | NA | NA | 3000103058 | NA | 0 | NA | 0 | NA | W
11527 | Mahasamund | Basna | CHC | X-RAY DEPT | X-RAY MACHINE 100mA | 1 | meditronics | Diagnox 100R | 5D017 | 3000266058 | NA | 0 | NA | 0 | NA | W
11528 | Mahasamund | Basna | CHC | Store Room | GLUCOMETER | 1 | Omron | HGM-112 | 22131161103 | 3000103052 | 2015-12-02 | 1 | NA | 0 | NA | NI
11529 | Mahasamund | Basna | CHC | Store Room | GLUCOMETER | 1 | Omron | HGM-112 | 22131161109 | 3000103051 | 2015-12-02 | 1 | NA | 0 | NA | NI
11530 | Mahasamund | Basna | CHC | Store Room | GLUCOMETER | 1 | Omron | HGM-112 | 22131161117 | 3000103050 | 2015-12-02 | 1 | NA | 0 | NA | NI
11531 | Mahasamund | Basna | CHC | Store Room | GLUCOMETER | 1 | Omron | HGM-112 | 22135281300 | 3000103049 | 2015-12-02 | 1 | NA | 0 | NA | NI
11532 | Mahasamund | Basna | CHC | Store Room | GLUCOMETER | 1 | Morepen industry | BG-02 | NA | 3000103048 | 31/10/2004 | 0 | NA | 0 | NA | NI
11533 | Mahasamund | Basna | CHC | Store Room | NEBULIZER | 1 | Omron | NE-C802 | 20120806700UF | 3000103047 | 2014-03-04 | 0 | NA | 0 | NA | NI
11534 | Mahasamund | Basna | CHC | Store Room | NEBULIZER | 1 | Omron | NE-C802 | 201208053100UF | 3000103046 | 2014-03-04 | 0 | NA | 0 | NA | NI
11535 | Mahasamund | Basna | CHC | Store Room | NEBULIZER | 1 | Omron | NE-C802 | 20120805305UF | 3000103045 | 2014-03-04 | 0 | NA | 0 | NA | NI
11536 | Mahasamund | Basna | CHC | Store Room | NEBULIZER | 1 | Omron | NE-C802 | 20120806695UF | 3000103044 | 2014-03-04 | 0 | NA | 0 | NA | NI
11537 | Mahasamund | Basna | CHC | Store Room | GLUCOMETER | 1 | SD | NA | m01B23HEAA1700 | 3000103043 | 31/10/2014 | 0 | NA | 0 | NA | NI
11538 | Mahasamund | Basna | CHC | Store Room | GLUCOMETER | 1 | Morepen industry | BG-02 | NA | 3000103042 | 31/10/2014 | 0 | NA | 0 | NA | NI
11539 | Mahasamund | Basna | CHC | Store Room | GLUCOMETER | 1 | Omron | HGM-112 | 22131161110 | 3000103041 | 2015-12-02 | 0 | NA | 0 | NA | NI
11540 | Mahasamund | Basna | CHC | Store Room | GLUCOMETER | 1 | Omron | HGM-112 | 22131161110 | 3000103040 | 31/10/2014 | 0 | NA | 0 | NA | NI
11541 | Mahasamund | Basna | CHC | Store Room | NEBULIZER | 1 | nulife global | Handy neb | NGM75371 | 3000103039 | 30/11/2012 | 0 | NA | 0 | NA | NI
11542 | Mahasamund | Basna | CHC | Store Room | NEBULIZER | 1 | nulife global | Handy neb | NGM-75372 | 3000103038 | 30/11/2012 | 0 | NA | 0 | NA | NI
11543 | Mahasamund | Basna | CHC | Store Room | NEBULIZER | 1 | nulife global | Handy neb | NGM-75368 | 3000103037 | 27/6/2014 | 0 | NA | 0 | NA | NI
11544 | Mahasamund | Basna | CHC | Store Room | NEBULIZER | 1 | electromedical | Atonizer | L30638392/03 | 3000103036 | 27/6/2014 | 0 | NA | 0 | NA | W
11545 | Mahasamund | Basna | CHC | Store Room | Digital PHOTO COLORIMETER | 1 | Simtronics | NA | NA | 3000103035 | 22/9/2006 | 0 | NA | 0 | NA | W
11546 | Mahasamund | Basna | CHC | Store Room | ELECTRO PHORESIS MACHINE | 1 | systrinics | NA | 1535 | 3000103034 | 27/4/2014 | 0 | NA | 0 | NA | W
11547 | Mahasamund | Basna | CHC | Store Room | SURGICAL DIATHERMY MACHINE | 1 | ramtech .tech | Laser trion | NA | 3000103033 | 22/9/2006 | 0 | NA | 0 | NA | W
11548 | Mahasamund | Basna | CHC | Store Room | Digital PHOTO COLORIMETER | 1 | Simtronics | NA | NA | 3000103032 | NA | 0 | NA | 0 | NA | W
11549 | Mahasamund | Basna | CHC | Store Room | SURGICAL DIATHERMY MACHINE | 1 | decent | export | NA | 3000103031 | 22/9/2006 | 0 | NA | 0 | NA | NI
11550 | Mahasamund | Basna | CHC | Store Room | BABY WEIGHING SCALE | 1 | Docbel | NA | NA | 3000103030 | 27/6/2014 | 0 | NA | 0 | NA | NI
11551 | Mahasamund | Basna | CHC | Store Room | BABY WEIGHING SCALE | 1 | ramon surgical | Crown | NA | 3000103029 | 27/6/2014 | 0 | NA | 0 | NA | NI
11552 | Mahasamund | Basna | CHC | Store Room | ADULT WEIGHING MACHINE | 1 | local | NA | NA | 3000103028 | 27/6/2014 | 0 | NA | 0 | NA | NI
11553 | Mahasamund | Basna | CHC | Store Room | ADULT WEIGHING MACHINE | 1 | prestige | NA | NA | 3000103027 | 27/6/2014 | 0 | NA | 0 | NA | NI
11554 | Mahasamund | Basna | CHC | Store Room | ADULT WEIGHING MACHINE | 1 | prestige | NA | NA | 3000103026 | 27/6/2014 | 0 | NA | 0 | NA | NI
11555 | Mahasamund | Basna | CHC | Store Room | ADULT WEIGHING MACHINE | 1 | prestige | NA | NA | 3000103025 | 27/6/2014 | 0 | NA | 0 | NA | NI
11556 | Mahasamund | Basna | CHC | Store Room | ADULT WEIGHING MACHINE | 1 | prestige | NA | NA | 3000103024 | 14/8/2013 | 0 | NA | 0 | NA | NI
11557 | Mahasamund | Basna | CHC | Store Room | ADULT WEIGHING MACHINE | 1 | prestige | NA | NA | 3000103023 | 14/8/2013 | 0 | NA | 0 | NA | NI
11558 | Mahasamund | Basna | CHC | Store Room | ADULT WEIGHING MACHINE | 1 | prestige | NA | NA | 3000103022 | 2013-12-02 | 0 | NA | 0 | NA | NI
11559 | Mahasamund | Basna | CHC | Store Room | ADULT WEIGHING MACHINE | 1 | local | NA | NA | 3000103021 | 16/6/2013 | 0 | NA | 0 | NA | NI
11560 | Mahasamund | Basna | CHC | Store Room | ADULT WEIGHING MACHINE | 1 | local | NA | NA | 3000103020 | 16/6/2013 | 0 | NA | 0 | NA | NI
11561 | Mahasamund | Basna | CHC | Store Room | Air ELECTRIC STERILIZER Machine | 1 | local | NA | NA | 3000103019 | 25/8/2012 | 0 | NA | 0 | NA | NI
11562 | Mahasamund | Basna | CHC | Store Room | SURGICAL DIATHERMY MACHINE | 1 | S.S technomed | EV-250 | NA | 3000103018 | NA | 0 | NA | 0 | NA | NI
11563 | Mahasamund | Basna | CHC | Store Room | NEEDLE DESTROYER | 1 | pioneer | NA | NA | 3000103017 | 27/6/2014 | 0 | NA | 0 | NA | NI
11564 | Mahasamund | Basna | CHC | Store Room | ADULT WEIGHING MACHINE | 1 | Omega electronics | NA | NA | 3000103016 | NA | 0 | NA | 0 | NA | W
11565 | Mahasamund | Basna | CHC | Store Room | BABY WEIGHING SCALE | 1 | ramon surgical | Crown | NA | 3000103015 | 27/6/2014 | 0 | NA | 0 | NA | W
11566 | Mahasamund | Basna | CHC | Store Room | BABY WEIGHING SCALE | 1 | ramon surgical | Crown | NA | 3000103014 | 27/6/2014 | 0 | NA | 0 | NA | W
11567 | Mahasamund | Basna | CHC | Store Room | BABY WEIGHING SCALE | 1 | ramon surgical | Crown | NA | 3000103013 | 27/6/2014 | 0 | NA | 0 | NA | W
11568 | Mahasamund | Basna | CHC | Store Room | BABY WEIGHING SCALE | 1 | ramon surgical | Crown | NA | 3000103012 | 2015-12-08 | 1 | NA | 0 | NA | W
11569 | Mahasamund | Basna | CHC | Store Room | NEEDLE DESTROYER | 1 | microsil | ND-380 | NA | 3000103011 | 27/6/2014 | 0 | NA | 0 | NA | W
11570 | Mahasamund | Basna | CHC | Store Room | NEEDLE DESTROYER | 1 | saratech | S1R 100v/60v | NA | 3000103010 | 19/7/2014 | 0 | NA | 0 | NA | NI
11571 | Mahasamund | Basna | CHC | Store Room | ECG RECORDER | 1 | philips | Irim1 | US30713906 | 3000103009 | 2007 | 0 | NA | 0 | NA | NI
11572 | Mahasamund | Basna | CHC | Store Room | Tissue WATER BATH | 1 | inosati | NA | NA | 3000103008 | 2008-11-05 | 0 | NA | 0 | NA | NW
11573 | Mahasamund | Basna | CHC | Store Room | BABY WEIGHING SCALE | 1 | local | NA | NA | 3000103007 | 23/11/2012 | 0 | NA | 0 | NA | W
11574 | Mahasamund | Basna | CHC | Store Room | Air ELECTRIC STERILIZER Machine | 1 | Inertial electro medical system | NA | NA | 3000103006 | 25/8/2012 | 0 | NA | 0 | NA | NI
11575 | Mahasamund | Basna | CHC | Store Room | BABY WEIGHING SCALE | 1 | ramon surgical | Crown | NA | 3000103005 | 23/11/2012 | 0 | NA | 0 | NA | W
11576 | Mahasamund | Basna | CHC | Store Room | INCUBATOR | 1 | local | NA | NA | 3000103004 | 2004 | 0 | NA | 0 | NA | NW
11577 | Mahasamund | Basna | CHC | Store Room | INCUBATOR | 1 | local | NA | NA | 3000103003 | 2004 | 0 | NA | 0 | NA | NW
11578 | Mahasamund | Basna | CHC | Store Room | INCUBATOR | 1 | local | NA | NA | 3000103002 | 2004 | 0 | NA | 0 | NA | NW
11579 | Mahasamund | Basna | CHC | Store Room | INCUBATOR | 1 | local | NA | NA | 3000103001 | 2005 | 0 | NA | 0 | NA | NI
11580 | Mahasamund | Basna | CHC | Store Room | INCUBATOR | 1 | local | NA | NA | 3000266041 | 2005 | 0 | NA | 0 | NA | NI
11581 | Mahasamund | Basna | CHC | Store Room | BABY WEIGHING SCALE | 1 | ramon surgical | NA | NA | 3000266042 | 23/11/2002 | 0 | NA | 0 | NA | NI
11582 | Mahasamund | Basna | CHC | Store Room | BABY WEIGHING SCALE | 1 | ramon surgical | NA | NA | 3000266043 | 23/11/2005 | 0 | NA | 0 | NA | NI
11583 | Mahasamund | Basna | CHC | Store Room | BABY WEIGHING SCALE | 1 | ramon surgical | NA | NA | 3000266044 | 23/11/2012 | 0 | NA | 0 | NA | NI
11584 | Mahasamund | Basna | CHC | Store Room | NEEDLE DESTROYER | 1 | HLL | NA | NA | 3000266045 | 27/6/2014 | 0 | NA | 0 | NA | NI
11585 | Mahasamund | Basna | CHC | Store Room | NEEDLE DESTROYER | 1 | HLL | NA | NA | 3000266046 | 2012-05-12 | 0 | NA | 0 | NA | NI
11586 | Mahasamund | Basna | CHC | Store Room | NEEDLE DESTROYER | 1 | HLL | NA | NA | 3000266047 | 31/10/2012 | 0 | NA | 0 | NA | NI
11587 | Mahasamund | Basna | CHC | Store Room | NEEDLE DESTROYER | 1 | HLL | NA | NA | 3000266048 | 31/10/2012 | 0 | NA | 0 | NA | NI
11588 | Mahasamund | Basna | CHC | Store Room | ELECTRIC STERILIZER | 1 | HLL | NA | NA | 3000266049 | 19/7/2014 | 0 | NA | 0 | NA | NW
11589 | Mahasamund | Basna | CHC | Store Room | CENTRIFUGE MACHINE (4 Tubes) | 1 | HLL | NA | NA | 3000266050 | 22/9/2006 | 0 | NA | 0 | NA | NW
11590 | Mahasamund | Basna | CHC | Store Room | CENTRIFUGE MACHINE (4 Tubes) | 1 | local | NA | NA | 3000266051 | 22/9/2006 | 0 | NA | 0 | NA | NW
11591 | Mahasamund | Basna | CHC | Store Room | CENTRIFUGE MACHINE (4 Tubes) | 1 | local | NA | NA | 3000266052 | 22/9/2006 | 0 | NA | 0 | NA | NW
11592 | Mahasamund | Basna | CHC | Store Room | CENTRIFUGE MACHINE (4 Tubes) | 1 | local | NA | NA | 3000266053 | 22/9/2006 | 0 | NA | 0 | NA | NW
11593 | Mahasamund | Basna | CHC | Store Room | SPHYGMOMANOMETER (MERCURIAL) | 1 | elicles | NA | NA | 3000266056 | 15/7/2014 | 0 | NA | 0 | NA | NW
11594 | Mahasamund | Basna | CHC | OT | FUMIGATION MACHINE | 1 | local | NA | NA | 3000266054 | 24/7/2013 | 0 | NA | 0 | NA | W
11595 | Mahasamund | Basna | CHC | OT | Hydraulic OT TABLE | 1 | local | NA | NA | 3000266055 | NA | 0 | NA | 0 | NA | W
11596 | Mahasamund | Basna | CHC | Opthalmology Dept. | OPHTHALMOSCOPE | 1 | HEIne | mini 2000 | NA | 3000266057 | NA | 0 | NA | 0 | NA | NW
11597 | Mahasamund | Bagbahara | CHC | OPD | OPHTHALMOSCOPE | 1 | Haier | NA | NA | 3000099627 | NA | 0 | NA | 0 | NA | W
11598 | Mahasamund | Bagbahara | CHC | OPD | REFRIGERATOR | 1 | Samsung | Freshtech | N | 3000099628 | NA | 0 | NA | 0 | NA | W
11599 | Mahasamund | Bagbahara | CHC | OPD | MICROSCOPE (BINOCULAR) | 1 | Labomed | Vision2000 | 1294 | 3000099629 | NA | 0 | NA | 0 | NA | W
11600 | Mahasamund | Bagbahara | CHC | OPD | GLUCOMETER | 1 | Bayer Health Care | Countour TS | 4218909 | 3000099630 | NA | 0 | NA | 0 | NA | W
11601 | Mahasamund | Bagbahara | CHC | OPD | NEEDLE DESTROYER | 1 | HLL | NA | NA | 3000099631 | NA | 0 | NA | 0 | NA | W
11602 | Mahasamund | Bagbahara | CHC | OPD | CENTRIFUGE MACHINE (6 Tubes) | 1 | Microline | R-8C | DHLL-8641 | 3000099632 | 29/03/14 | 0 | NA | 0 | NA | W
11603 | Mahasamund | Bagbahara | CHC | Pathology Lab. | MICROSCOPE (BINOCULAR) | 1 | PHOTOPLAN | NA | HLL 55/66 | 3000099633 | 29/03/14 | 0 | NA | 0 | NA | W
11604 | Mahasamund | Bagbahara | CHC | Pathology Lab. | MICROSCOPE (BINOCULAR) | 1 | BLISCO | NA | NA | 3000099634 | NA | 0 | NA | 0 | NA | W
11605 | Mahasamund | Bagbahara | CHC | Pathology Lab. | MICROSCOPE (MONOCULAR) | 1 | OLYMPUS | Magnus | NA | 3000099636 | NA | 0 | NA | 0 | NA | NW
11606 | Mahasamund | Bagbahara | CHC | Pathology Lab. | MICROSCOPE (MONOCULAR) | 1 | P20 | NA | NA | 3000099637 | NA | 0 | NA | 0 | NA | NW
11607 | Mahasamund | Bagbahara | CHC | Pathology Lab. | MICROSCOPE (BINOCULAR) | 1 | NA | BMP-3 | 92752 | 3000099638 | NA | 0 | NA | 0 | NA | NW
11608 | Mahasamund | Bagbahara | CHC | Pathology Lab. | MICROSCOPE (MONOCULAR) | 1 | Falen | NA | 1725 | 3000099639 | NA | 0 | NA | 0 | NA | NW
11609 | Mahasamund | Bagbahara | CHC | Pathology Lab. | MICROSCOPE (MONOCULAR) | 1 | P20 | NA | NA | 3000099640 | NA | 0 | NA | 0 | NA | NW
11610 | Mahasamund | Bagbahara | CHC | Pathology Lab. | MICROSCOPE (BINOCULAR) | 1 | NA | Primo Star | NA | 3000099641 | NA | 0 | NA | 0 | NA | NW
11611 | Mahasamund | Bagbahara | CHC | Pathology Lab. | Digital PHOTO COLORIMETER | 1 | Simtrmies | NA | NA | 3000099642 | NA | 0 | NA | 0 | NA | NW
11612 | Mahasamund | Bagbahara | CHC | Pathology Lab. | Digital PHOTO COLORIMETER | 1 | Simtrmies | NA | NA | 3000099643 | NA | 0 | NA | 0 | NA | NW
11613 | Mahasamund | Bagbahara | CHC | Pathology Lab. | ELECTRO PHORESIS MACHINE | 1 | Symtrimes | NA | 1521 | 3000099644 | NA | 0 | NA | 0 | NA | NW
11614 | Mahasamund | Bagbahara | CHC | Pathology Lab. | GLUCOMETER | 1 | SD Standard dig | NA | MO1B23HEAA1408 | 3000099645 | NA | 0 | NA | 0 | NA | W
11615 | Mahasamund | Bagbahara | CHC | Pathology Lab. | GLUCOMETER | 1 | Life Scan | One touch Horizon | VQP9CE3A2 | 3000099646 | NA | 0 | NA | 0 | NA | W
11616 | Mahasamund | Bagbahara | CHC | Pathology Lab. | GLUCOMETER | 1 | Life Scan | One touch Horizon | VQP9CE3A2 | 3000099647 | NA | 0 | NA | 0 | NA | NW
11617 | Mahasamund | Bagbahara | CHC | Pathology Lab. | GLUCOMETER | 1 | ACON LAB | On-call Now | 102Aoo1A67C | 3000099648 | NA | 0 | NA | 0 | NA | W
11618 | Mahasamund | Bagbahara | CHC | BLOOD BANK | Blood Bank REFRIGERATOR | 1 | MEDITECH | MTPF01 | M786525342 | 3000099649 | 2014-02-08 | 0 | NA | 0 | NA | W
11619 | Mahasamund | Bagbahara | CHC | BLOOD BANK | NEEDLE DESTROYER | 1 | York Scientific | YSI158 | NA | 3000099650 | NA | 0 | NA | 0 | NA | W
11620 | Mahasamund | Bagbahara | CHC | BLOOD BANK | CENTRIFUGE MACHINE (16 Tubes) | 1 | Remi | R-8C | DHLC-5784 | 3000099651 | NA | 0 | NA | 0 | NA | W
11621 | Mahasamund | Bagbahara | CHC | Store Room | DENTAL CHAIR | 1 | chesa Instru. | NA | E310061060 | 3000099652 | 15/5/15 | 1 | 2020-01-01 | 0 | NA | NI
11622 | Mahasamund | Bagbahara | CHC | Store Room | BABY PHOTOTHERAPY UNIT | 1 | Phoenix | LEDPT100 | 1891 | 3000099653 | 14/5/15 | 0 | NA | 0 | NA | NI
11623 | Mahasamund | Bagbahara | CHC | Store Room | BABY PHOTOTHERAPY UNIT | 1 | Phoenix | LEDPT100 | NA | 3000099654 | 14/5/15 | 0 | NA | 0 | NA | NI
11624 | Mahasamund | Bagbahara | CHC | Store Room | BABY PHOTOTHERAPY UNIT | 1 | Phoenix | LEDPT100 | NA | 3000099655 | 14/5/15 | 0 | NA | 0 | NA | NI
11625 | Mahasamund | Bagbahara | CHC | Store Room | NEBULIZER | 1 | Nulife Global | Handymed | NGM333729 | 3000099596 | 2015-08-04 | 1 | 2015-09-15 | 0 | NA | NI
11626 | Mahasamund | Bagbahara | CHC | Store Room | NEBULIZER | 1 | Nulife Global | Handymed | NGM333734 | 3000099597 | 2015-08-04 | 0 | NA | 0 | NA | NI
11627 | Mahasamund | Bagbahara | CHC | Store Room | NEBULIZER | 1 | Nulife Global | Handymed | NGM333727 | 3000099598 | 2015-08-04 | 0 | NA | 0 | NA | NI
11628 | Mahasamund | Bagbahara | CHC | Store Room | NEBULIZER | 1 | Nulife Global | Handymed | NGM333737 | 3000099599 | 2015-08-04 | 0 | NA | 0 | NA | NI
11629 | Mahasamund | Bagbahara | CHC | Store Room | NEBULIZER | 1 | Nulife Global | Handymed | NGM333736 | 3000099601 | 2015-08-04 | 0 | NA | 0 | NA | NI
11630 | Mahasamund | Bagbahara | CHC | Store Room | NEBULIZER | 1 | Nulife Global | Handymed | NGM333733 | 3000099600 | 2015-08-04 | 0 | NA | 0 | NA | NI
11631 | Mahasamund | Bagbahara | CHC | Store Room | NEBULIZER | 1 | Nulife Global | Handymed | NGM333735 | 3000099602 | 2015-08-04 | 0 | NA | 0 | NA | NI
11632 | Mahasamund | Bagbahara | CHC | Store Room | NEBULIZER | 1 | Nulife Global | Handymed | NGM333732 | 3000099603 | 2015-08-04 | 0 | NA | 0 | NA | NI
11633 | Mahasamund | Bagbahara | CHC | Store Room | NEBULIZER | 1 | Nulife Global | Handymed | NGM276354 | 3000099604 | 2015-08-04 | 0 | NA | 0 | NA | NI
11634 | Mahasamund | Bagbahara | CHC | Store Room | NEBULIZER | 1 | Nulife Global | Handymed | NGM75379 | 3000099605 | 2015-08-04 | 0 | NA | 0 | NA | NI
11635 | Mahasamund | Bagbahara | CHC | Store Room | NEBULIZER | 1 | Nulife Global | Handymed | NA | 3000099606 | 2015-08-04 | 0 | NA | 0 | NA | NI
11636 | Mahasamund | Bagbahara | CHC | Store Room | FOETAL DOPPLER | 1 | LCP | NA | NA | 3000099607 | 2015-09-06 | 0 | NA | 0 | NA | NI
11637 | Mahasamund | Bagbahara | CHC | Store Room | NEBULIZER | 1 | Medicare | NEWS PEED NEB | 63009534 | 3000099658 | 27/6/14 | 0 | NA | 0 | NA | NI
11638 | Mahasamund | Bagbahara | CHC | Store Room | NEBULIZER | 1 | Medicare | NEWS PEED NEB | NA | 3000099659 | 27/6/14 | 0 | NA | 0 | NA | NI
11639 | Mahasamund | Bagbahara | CHC | Store Room | GLUCOMETER | 1 | Onzon | HMG-112-AP | 22135281A92 | 3000099660 | 2015-08-04 | 0 | NA | 0 | NA | NI
11640 | Mahasamund | Bagbahara | CHC | Store Room | GLUCOMETER | 1 | Onzon | HMG-112-AP | 22135281379 | 3000099661 | 2015-08-04 | 0 | NA | 0 | NA | NI
11641 | Mahasamund | Bagbahara | CHC | Store Room | GLUCOMETER | 1 | Omron | HMG-112-AP | 22135281A14 | 3000099662 | 2015-08-04 | 0 | NA | 0 | NA | NI
11642 | Mahasamund | Bagbahara | CHC | Store Room | GLUCOMETER | 1 | Omron | HMG-112-AP | 22135281A06 | 3000099663 | 2015-08-04 | 0 | NA | 0 | NA | NI
11643 | Mahasamund | Bagbahara | CHC | Store Room | GLUCOMETER | 1 | Omron | HMG-112-AP | 22136061715 | 3000099664 | 2015-08-04 | 0 | NA | 0 | NA | NI
11644 | Mahasamund | Bagbahara | CHC | Store Room | GLUCOMETER | 1 | Omron | HMG-112-AP | 22135281A86 | 3000099665 | 2015-08-04 | 0 | NA | 0 | NA | NI
11645 | Mahasamund | Bagbahara | CHC | Store Room | GLUCOMETER | 1 | Omron | HMG-112-AP | 22135281A11 | 3000099666 | 2015-08-04 | 0 | NA | 0 | NA | NI
11646 | Mahasamund | Bagbahara | CHC | Store Room | GLUCOMETER | 1 | ACON LAB | Oncall NOW | NA | 3000099667 | 2015-08-04 | 0 | NA | 0 | NA | NI
11647 | Mahasamund | Bagbahara | CHC | Store Room | GLUCOMETER | 1 | ACON LAB | Oncall NOW | NA | 3000099668 | 2015-08-04 | 0 | NA | 0 | NA | NI
11648 | Mahasamund | Bagbahara | CHC | Store Room | SPHYGMOMANOMETER (MERCURIAL) | 1 | Supreme Surgico | Gold Supreme | 98127207 | 3000099669 | 2015-08-04 | 0 | NA | 0 | NA | NI
11649 | Mahasamund | Bagbahara | CHC | Store Room | SPHYGMOMANOMETER (MERCURIAL) | 1 | DIAMOND | Regular | 13835 | 3000099670 | 2015-08-04 | 0 | NA | 0 | NA | NI
11650 | Mahasamund | Bagbahara | CHC | Store Room | SPHYGMOMANOMETER (MERCURIAL) | 1 | DIAMOND | Regular | 13823 | 3000099671 | 2015-08-04 | 0 | NA | 0 | NA | NI
11651 | Mahasamund | Bagbahara | CHC | Store Room | SPHYGMOMANOMETER (MERCURIAL) | 1 | Sai Surgicab | NA | NA | 3000099672 | 2015-08-04 | 0 | NA | 0 | NA | NI
11652 | Mahasamund | Bagbahara | CHC | Store Room | SPHYGMOMANOMETER (MERCURIAL) | 1 | Sai Surgicab | NA | NA | 3000099673 | 2015-08-04 | 0 | NA | 0 | NA | NI
11653 | Mahasamund | Bagbahara | CHC | Store Room | SPHYGMOMANOMETER (MERCURIAL) | 1 | Sai Surgicab | NA | NA | 3000099674 | 2015-08-04 | 0 | NA | 0 | NA | NI
11654 | Mahasamund | Bagbahara | CHC | Store Room | ADULT WEIGHING MACHINE | 1 | Personal Scale | NA | NA | 3000099675 | 2015-09-06 | 0 | NA | 0 | NA | NI
11655 | Mahasamund | Bagbahara | CHC | Store Room | ADULT WEIGHING MACHINE | 1 | Personal Scale | NA | NA | 3000099676 | 2015-09-06 | 0 | NA | 0 | NA | NI
11656 | Mahasamund | Bagbahara | CHC | Store Room | ADULT WEIGHING MACHINE | 1 | Personal Scale | NA | NA | 3000099677 | 2015-09-06 | 0 | NA | 0 | NA | NI
11657 | Mahasamund | Bagbahara | CHC | Store Room | PULSE OXIMETER | 1 | EMCO MEDITEK | Oxisat610 | 509435 | 3000099678 | 25/6/09 | 0 | NA | 0 | NA | NI
11658 | Mahasamund | Bagbahara | CHC | Store Room | Vacuum Extractor | 1 | Local | NA | NA | 3000099679 | 2014-01-04 | 0 | NA | 0 | NA | NI
11659 | Mahasamund | Bagbahara | CHC | Store Room | SURGICAL DIATHERMY MACHINE | 1 | Decent | NA | NA | 3000099680 | 2009-08-06 | 0 | NA | 0 | NA | NI
11660 | Mahasamund | Bagbahara | CHC | Store Room | Vacuum Extractor | 1 | NA | NA | NA | 3000099681 | 2014-01-04 | 0 | NA | 0 | NA | NI
11661 | Mahasamund | Bagbahara | CHC | Store Room | Vacuum Extractor | 1 | NA | NA | NA | 3000099682 | 27/6/14 | 0 | NA | 0 | NA | W
11662 | Mahasamund | Bagbahara | CHC | Store Room | NEBULIZER | 1 | NA | Atonizer | NA | 3000099683 | 27/6/14 | 0 | NA | 0 | NA | W
11663 | Mahasamund | Bagbahara | CHC | Store Room | NEBULIZER | 1 | NA | Atonizer | NA | 3000099684 | 27/6/14 | 0 | NA | 0 | NA | W
11664 | Mahasamund | Bagbahara | CHC | Store Room | SURGICAL DIATHERMY MACHINE | 1 | Ramtech | Super Delux | NA | 3000099685 | 14/6/08 | 0 | NA | 0 | NA | W
11665 | Mahasamund | Bagbahara | CHC | Store Room | FOETAL DOPPLER | 1 | NA | MWI99 | NA | 3000099686 | 2009-01-09 | 0 | NA | 0 | NA | W
11666 | Mahasamund | Bagbahara | CHC | Store Room | Vacuum Extractor | 1 | NA | NA | NA | 3000099687 | 2013-01-04 | 0 | NA | 0 | NA | NI
11667 | Mahasamund | Bagbahara | CHC | Store Room | Vacuum Extractor | 1 | NA | NA | NA | 3000099688 | 2013-01-04 | 0 | NA | 0 | NA | NI
11668 | Mahasamund | Bagbahara | CHC | Store Room | LARYNGOSCOPE | 1 | NA | NA | NA | 3000099689 | 2013-01-04 | 0 | NA | 0 | NA | NI
11669 | Mahasamund | Bagbahara | CHC | Store Room | LARYNGOSCOPE | 1 | NA | NA | NA | 30000996890 | 16/11/10 | 0 | NA | 0 | NA | NI
11670 | Mahasamund | Bagbahara | CHC | Store Room | LARYNGOSCOPE | 1 | NA | NA | NA | 3000099691 | 16/11/10 | 0 | NA | 0 | NA | NI
11671 | Mahasamund | Bagbahara | CHC | Store Room | OPHTHALMOSCOPE | 1 | Haier | Nino2000 | NA | 3000099692 | 2007-01-04 | 0 | NA | 0 | NA | NI
11672 | Mahasamund | Bagbahara | CHC | Store Room | OPHTHALMOSCOPE | 1 | Haier | Nino2000 | NA | 3000099693 | 2007-01-04 | 0 | NA | 0 | NA | NI
11673 | Mahasamund | Bagbahara | CHC | Store Room | OPHTHALMOSCOPE | 1 | Haier | Nino2000 | NA | 3000099694 | 2007-01-04 | 0 | NA | 0 | NA | NI
11674 | Mahasamund | Bagbahara | CHC | Store Room | Plaster Cutter | 1 | Local | NA | NA | 3000099695 | 2007-01-04 | 0 | NA | 0 | NA | NI
11675 | Mahasamund | Bagbahara | CHC | Store Room | Plaster Cutter | 1 | Local | NA | NA | 3000099696 | 2007-01-04 | 0 | NA | 0 | NA | NI
11676 | Mahasamund | Bagbahara | CHC | Store Room | ECG RECORDER | 1 | NASAN | NA | NA | 3000099697 | 21/7/07 | 0 | NA | 0 | NA | NW
11677 | Mahasamund | Bagbahara | CHC | Store Room | ECG RECORDER | 1 | Maestros mediline | NRSA20 | 70557052 | 3000099698 | 18/5/07 | 0 | NA | 0 | NA | NI
11678 | Mahasamund | Bagbahara | CHC | Store Room | ECG RECORDER | 1 | BPL Limited | Cardiart 108T | JBH16298 | 3000099699 | 16/7/07 | 0 | NA | 0 | NA | NI
11679 | Mahasamund | Bagbahara | CHC | Store Room | ECG RECORDER 12 channel | 1 | PHILIPHS | NA | US30713904 | 3000099700 | 2007-01-04 | 0 | NA | 0 | NA | NI
11680 | Mahasamund | Bagbahara | CHC | Store Room | ECG RECORDER | 1 | Clarity MedicalDevice | ECG50 | ICHA030700656 | 3000099703 | 23/3/2007 | 0 | NA | 0 | NA | NI
11681 | Mahasamund | Bagbahara | CHC | Store Room | CENTRIFUGE MACHINE (4 Tubes) | 1 | Remi | NA | NA | 3000099701 | 2007-01-04 | 0 | NA | 0 | NA | NW
11682 | Mahasamund | Bagbahara | CHC | Store Room | CENTRIFUGE MACHINE | 1 | Remi | NA | NA | 3000099702 | 23/5/14 | 0 | NA | 0 | NA | NW
11683 | Mahasamund | Bagbahara | CHC | Store Room | SpSHADOWLESS OT LIGHT | 1 | KAPL | NA | NA | 3000099704 | NA | 0 | NA | 0 | NA | NI
11684 | Mahasamund | Bagbahara | CHC | Store Room | SpSHADOWLESS OT LIGHT | 1 | KAPL | NA | NA | 3000099705 | NA | 0 | NA | 0 | NA | NI
11685 | Mahasamund | Bagbahara | CHC | Store Room | Air ELECTRIC STERILIZER Machine | 1 | S .S Technomed | NA | NA | 3000099706 | 22/9/14 | 0 | NA | 0 | NA | NI
11686 | Mahasamund | Bagbahara | CHC | Store Room | SpSHADOWLESS OT LIGHT | 1 | Local | NA | NA | 3000099707 | NA | 0 | NA | 0 | NA | NI
11687 | Mahasamund | Bagbahara | CHC | Store Room | FOETAL DOPPLER | 1 | PHILIPHS | M2702A | DE53012125 | 3000099708 | 2009-01-09 | 0 | NA | 0 | NA | NI
11688 | Mahasamund | Bagbahara | CHC | Store Room | SURGICAL DIATHERMY MACHINE | 1 | NA | FX-250 | NA | 3000099709 | 2009-08-06 | 0 | NA | 0 | NA | NI
11689 | Mahasamund | Bagbahara | CHC | Store Room | MULTIPARA PATIENT MONITOR | 1 | PHILIPHS | NA | Intelli vwe MP20/30 | 3000099710 | 2009-01-09 | 0 | NA | 0 | NA | NI
11690 | Mahasamund | Bagbahara | CHC | Store Room | HOT AIR OVEN | 1 | Local | NA | NA | 3000099711 | 2009-07-07 | 0 | NA | 0 | NA | NW
11691 | Mahasamund | Bagbahara | CHC | Store Room | OT TABLE (Hydraulic) | 1 | Local | NA | NA | 3000099712 | 2010-01-04 | 0 | NA | 0 | NA | NI
11692 | Mahasamund | Bagbahara | CHC | Store Room | OT TABLE (Hydraulic) | 1 | Local | NA | NA | 3000099713 | 2010-01-04 | 0 | NA | 0 | NA | NI
11693 | Mahasamund | Bagbahara | CHC | Store Room | HOT AIR OVEN | 1 | Local | NA | NA | 3000099714 | 2009-12-01 | 0 | NA | 0 | NA | NW
11694 | Mahasamund | Bagbahara | CHC | Store Room | REFRIGERATOR | 1 | Videocon | NA | NA | 3000099715 | NA | 0 | NA | 0 | NA | W
11695 | Mahasamund | Bagbahara | CHC | Injection Room | NEEDLE DESTROYER | 1 | Saratech | SIR 100V/60V | NA | 3000099716 | NA | 0 | NA | 0 | NA | W
11696 | Mahasamund | Bagbahara | CHC | OPD | SPHYGMOMANOMETER (MERCURIAL) | 1 | DIAMOND | Regular | 28723 | 3000099717 | 2015-11-04 | 0 | NA | 0 | NA | W
11697 | Mahasamund | Bagbahara | CHC | OPD | ADULT WEIGHING MACHINE | 1 | Local | NA | NA | 3000099718 | NA | 0 | NA | 0 | NA | W
11698 | Mahasamund | Bagbahara | CHC | OPD | SPHYGMOMANOMETER (MERCURIAL) | 1 | DIAMOND | Wopile | NA | 3000099719 | NA | 0 | NA | 0 | NA | W
11699 | Mahasamund | Saraipali | CHC | X-RAY DEPT | X-RAY MACHINE 100mA | 1 | meditronics | Diagnox 100R | 5D018 | 3000266092 | NA | 0 | NA | 0 | NA | W
11700 | Mahasamund | Saraipali | CHC | X-RAY DEPT | X-RAY MACHINE 300 mA | 1 | siemens | 5305 | 0 13000 | 3000266093 | NA | 0 | NA | 0 | NA | NW
11701 | Mahasamund | Saraipali | CHC | OPD | BABY WEIGHING SCALE | 1 | ramon surgical | Crown | NA | 3000266094 | NA | 0 | NA | 0 | NA | W
11702 | Mahasamund | Saraipali | CHC | OPD | BABY WEIGHING SCALE | 1 | local | NA | NA | 3000266095 | NA | 0 | NA | 0 | NA | W
11703 | Mahasamund | Saraipali | CHC | OPD | SPHYGMOMANOMETER (MERCURIAL) | 1 | Anita Industry | NA | 385986 | 3000266096 | NA | 0 | NA | 0 | NA | W
11704 | Mahasamund | Saraipali | CHC | Major OT | SPHYGMOMANOMETER (MERCURIAL) | 1 | supreme surgico | premier | 98135628 | 3000266097 | NA | 0 | NA | 0 | NA | W
11705 | Mahasamund | Saraipali | CHC | Major OT | SpSHADOWLESS OT LIGHT | 1 | local | NA | NA | 3000266098 | NA | 0 | NA | 0 | NA | W
11706 | Mahasamund | Saraipali | CHC | Major OT | ELECTRIC STERILIZER | 1 | local | NA | NA | 3000266099 | NA | 0 | NA | 0 | NA | NW
11707 | Mahasamund | Saraipali | CHC | Major OT | ELECTRIC STERILIZER | 1 | Atlas | NA | 0 9F7512 | 3000266100 | NA | 0 | NA | 0 | NA | W
11708 | Mahasamund | Saraipali | CHC | OT | AUTOCLAVE | 1 | local | NA | NA | 3000266101 | NA | 0 | NA | 0 | NA | W
11709 | Mahasamund | Saraipali | CHC | OT | AUTOCLAVE | 1 | local | NA | NA | 3000266102 | NA | 0 | NA | 0 | NA | W
11710 | Mahasamund | Saraipali | CHC | OT | FUMIGATION MACHINE | 1 | local | NA | NA | 3000266103 | NA | 0 | NA | 0 | NA | W
11711 | Mahasamund | Saraipali | CHC | OT | FUMIGATION MACHINE | 1 | local | NA | NA | 3000266104 | NA | 0 | NA | 0 | NA | W
11712 | Mahasamund | Saraipali | CHC | OT | ELECTRIC STERILIZER | 1 | local | NA | NA | 3000266105 | NA | 0 | NA | 0 | NA | W
11713 | Mahasamund | Saraipali | CHC | OT | SHADOWLESS OT LIGHT | 1 | local | NA | NA | 3000266106 | NA | 0 | NA | 0 | NA | NW
11714 | Mahasamund | Saraipali | CHC | OT | SpSHADOWLESS OT LIGHT | 1 | local | NA | NA | 3000266107 | NA | 0 | NA | 0 | NA | W
11715 | Mahasamund | Saraipali | CHC | OT | SpSHADOWLESS OT LIGHT | 1 | local | NA | NA | 3000266108 | NA | 0 | NA | 0 | NA | W
11716 | Mahasamund | Saraipali | CHC | OT | Hydraulic OT TABLE | 1 | local | NA | NA | 3000266109 | NA | 0 | NA | 0 | NA | W
11717 | Mahasamund | Saraipali | CHC | OT | Hydraulic OT TABLE | 1 | local | NA | NA | 3000266110 | NA | 0 | NA | 0 | NA | W
11718 | Mahasamund | Saraipali | CHC | OT | Hydraulic OT TABLE | 1 | local | NA | NA | 3000266111 | NA | 0 | NA | 0 | NA | W
11719 | Mahasamund | Saraipali | CHC | OT | SURGICAL DIATHERMY MACHINE | 1 | ramtech .tech | super deluxe | NA | 3000266112 | NA | 0 | NA | 0 | NA | W
11720 | Mahasamund | Saraipali | CHC | OT | BOYLE'S APPARATUS | 1 | Medical engineers | NA | NA | 3000266113 | NA | 0 | NA | 0 | NA | W
11721 | Mahasamund | Saraipali | CHC | OT | BOYLE'S APPARATUS | 1 | Medical engineers | NA | NA | 3000266114 | NA | 0 | NA | 0 | NA | W
11722 | Mahasamund | Saraipali | CHC | OT | SUCTION APPARATUS | 1 | shiva | NA | NA | 3000266115 | NA | 0 | NA | 0 | NA | W
11723 | Mahasamund | Saraipali | CHC | OT | NEEDLE DESTROYER | 1 | saratech | S1R 100v/60v | NA | 3000266116 | NA | 0 | NA | 0 | NA | W
11724 | Mahasamund | Saraipali | CHC | DELIVERY ROOM | INFANT RADIANT WARMER | 1 | local | NA | NA | 3000277117 | NA | 0 | NA | 0 | NA | W
11725 | Mahasamund | Saraipali | CHC | DELIVERY ROOM | SUCTION APPARATUS | 1 | shiva | NA | NA | 3000266118 | NA | 0 | NA | 0 | NA | W
11726 | Mahasamund | Saraipali | CHC | DELIVERY ROOM | BABY WEIGHING SCALE | 1 | ramon surgical | Crown | NA | 3000266119 | NA | 0 | NA | 0 | NA | W
11727 | Mahasamund | Saraipali | CHC | DELIVERY ROOM | INFANT RADIANT WARMER | 1 | meditronics | NA | NA | 3000266120 | NA | 0 | NA | 0 | NA | W
11728 | Mahasamund | Saraipali | CHC | DELIVERY ROOM | SUCTION APPARATUS | 1 | local | NA | NA | 3000266121 | NA | 0 | NA | 0 | NA | W
11729 | Mahasamund | Saraipali | CHC | DELIVERY ROOM | DELIVERY TABLE | 1 | local | NA | NA | 3000266122 | NA | 0 | NA | 0 | NA | W
11730 | Mahasamund | Saraipali | CHC | DELIVERY ROOM | SPHYGMOMANOMETER (MERCURIAL) | 1 | mediline | Gold supreme | NA | 3000266123 | NA | 0 | NA | 0 | NA | W
11731 | Mahasamund | Saraipali | CHC | DELIVERY ROOM | SPHYGMOMANOMETER (MERCURIAL) | 1 | supreme surgico | NA | 9813454 | 3000266124 | NA | 0 | NA | 0 | NA | W
11732 | Mahasamund | Saraipali | CHC | DELIVERY ROOM | AUTOCLAVE | 1 | SNI | NA | NA | 3000266125 | NA | 0 | NA | 0 | NA | W
11733 | Mahasamund | Saraipali | CHC | DELIVERY ROOM | NEEDLE DESTROYER | 1 | HLL | NA | NA | 3000266126 | NA | 0 | NA | 0 | NA | W
11734 | Mahasamund | Saraipali | CHC | DELIVERY ROOM | FOETAL DOPPLER | 1 | Medigold | SE-2500 | 2014FQ1519 | 3000266127 | NA | 0 | NA | 0 | NA | W
11735 | Mahasamund | Saraipali | CHC | DELIVERY ROOM | FOETAL DOPPLER | 1 | local | MWI 99 | NA | 3000166128 | NA | 0 | NA | 0 | NA | W
11736 | Mahasamund | Saraipali | CHC | Injection Room | NEEDLE DESTROYER | 1 | HLL | NA | NA | 3000266129 | NA | 0 | NA | 0 | NA | W
11737 | Mahasamund | Saraipali | CHC | Pathology Lab. | GLUCOMETER | 1 | Omron | HGM-112 | 22131161707 | 3000266130 | NA | 0 | NA | 0 | NA | W
11738 | Mahasamund | Saraipali | CHC | Pathology Lab. | GLUCOMETER | 1 | dr.morepen | BG-02 | NA | 3000266131 | NA | 0 | NA | 0 | NA | W
11739 | Mahasamund | Saraipali | CHC | Pathology Lab. | ADULT WEIGHING MACHINE | 1 | local | NA | NA | 3000266132 | NA | 0 | NA | 0 | NA | W
11740 | Mahasamund | Saraipali | CHC | Pathology Lab. | REFRIGERATOR | 1 | videocon | NA | NA | 3000266133 | NA | 0 | NA | 0 | NA | W
11741 | Mahasamund | Saraipali | CHC | Pathology Lab. | MICROSCOPE (BINOCULAR) | 1 | Labmed | vision 2000 | 0 909 | 3000266134 | NA | 0 | NA | 0 | NA | W
11742 | Mahasamund | Saraipali | CHC | Pathology Lab. | ADULT WEIGHING MACHINE | 1 | roy electronics | LCB E3 | 12172 | 3000266135 | NA | 0 | NA | 0 | NA | W
11743 | Mahasamund | Saraipali | CHC | Pathology Lab. | NEEDLE DESTROYER | 1 | HLL | NA | NA | 3000266136 | NA | 0 | NA | 0 | NA | W
11744 | Mahasamund | Saraipali | CHC | Pathology Lab. | CENTRIFUGE MACHINE (8 Tubes) | 1 | Hitech | NA | NA | 3000266137 | NA | 0 | NA | 0 | NA | W
11745 | Mahasamund | Saraipali | CHC | Pathology Lab. | VDRL ROTATOR | 1 | remi | NA | NA | 3000266138 | NA | 0 | NA | 0 | NA | NW
11746 | Mahasamund | Saraipali | CHC | Pathology Lab. | INCUBATOR | 1 | local | NA | NA | 3000266139 | NA | 0 | NA | 0 | NA | W
11747 | Mahasamund | Saraipali | CHC | Pathology Lab. | CENTRIFUGE MACHINE (6 Tubes) | 1 | remi | R-8C | NA | 3000266140 | NA | 0 | NA | 0 | NA | W
11748 | Mahasamund | Saraipali | CHC | Pathology Lab. | Analyzer | 1 | Sanco | Ds1-903B | 0 6940203 | 3000266141 | NA | 0 | NA | 0 | NA | NW
11749 | Mahasamund | Saraipali | CHC | Pathology Lab. | WATER BATH | 1 | local | NA | NA | 3000266142 | NA | 0 | NA | 0 | NA | NW
11750 | Mahasamund | Saraipali | CHC | Pathology Lab. | VDRL ROTATOR | 1 | indosati | NA | NA | 3000266143 | NA | 0 | NA | 0 | NA | NW
11751 | Mahasamund | Saraipali | CHC | Pathology Lab. | Hydraulic OT TABLE | 1 | indosati | NA | NA | 3000266144 | NA | 0 | NA | 0 | NA | W
11752 | Mahasamund | Saraipali | CHC | Pathology Lab. | CENTRIFUGE MACHINE (6 Tubes) | 1 | remi | NA | NA | 3000266145 | NA | 0 | NA | 0 | NA | NW
11753 | Mahasamund | Saraipali | CHC | Pathology Lab. | Digital PHOTO COLORIMETER | 1 | Simtronics | NA | NA | 3000266146 | NA | 0 | NA | 0 | NA | NW
11754 | Mahasamund | Saraipali | CHC | Pathology Lab. | VDRL ROTATOR | 1 | coslab | NA | NA | 3000266147 | NA | 0 | NA | 0 | NA | W
11755 | Mahasamund | Saraipali | CHC | Pathology Lab. | VDRL ROTATOR | 1 | coslab | NA | NA | 3000266148 | NA | 0 | NA | 0 | NA | W
11756 | Mahasamund | Saraipali | CHC | Pathology Lab. | WATER BATH | 1 | local | NA | NA | 3000266149 | NA | 0 | NA | 0 | NA | W
11757 | Mahasamund | Saraipali | CHC | Pathology Lab. | ELECTRO PHORESIS MACHINE | 1 | systrinics | NA | 1523 | 3000266150 | NA | 0 | NA | 0 | NA | NW
11758 | Mahasamund | Saraipali | CHC | Pathology Lab. | ELECTRO PHORESIS MACHINE | 1 | systrinics | NA | NA | 3000266151 | NA | 0 | NA | 0 | NA | NW
11759 | Mahasamund | Saraipali | CHC | Pathology Lab. | MICROSCOPE (BINOCULAR) | 1 | Jainco | NA | NA | 3000266152 | NA | 0 | NA | 0 | NA | NW
11760 | Mahasamund | Saraipali | CHC | Pathology Lab. | MICROSCOPE (BINOCULAR) | 1 | Blisco | NA | NA | 3000266154 | NA | 0 | NA | 0 | NA | NW
11761 | Mahasamund | Saraipali | CHC | Pathology Lab. | MICROSCOPE (BINOCULAR) | 1 | weswox optic | HL-55/66 | NA | 3000266153 | NA | 0 | NA | 0 | NA | W
11762 | Mahasamund | Saraipali | CHC | Store Room | SUCTION APPARATUS | 1 | shiva | NA | NA | 3000266155 | NA | 0 | NA | 0 | NA | NW
11763 | Mahasamund | Saraipali | CHC | Store Room | BABY WEIGHING SCALE | 1 | Docbel | NA | NA | 3000266156 | 2012-03-10 | 0 | NA | 0 | NA | NI
11764 | Mahasamund | Saraipali | CHC | Store Room | BABY WEIGHING SCALE | 1 | ramon surgical | NA | NA | 3000266157 | 2012-03-10 | 0 | NA | 0 | NA | NI
11765 | Mahasamund | Saraipali | CHC | Store Room | BABY WEIGHING SCALE | 1 | ramon surgical | NA | NA | 3000266158 | 2012-03-10 | 0 | NA | 0 | NA | NI
11766 | Mahasamund | Saraipali | CHC | Store Room | BABY WEIGHING SCALE | 1 | ramon surgical | NA | NA | 3000266159 | 2012-03-10 | 0 | NA | 0 | NA | NI
11767 | Mahasamund | Saraipali | CHC | Store Room | BABY WEIGHING SCALE | 1 | ramon surgical | NA | NA | 3000266160 | 2012-03-10 | 0 | NA | 0 | NA | NI
11768 | Mahasamund | Saraipali | CHC | Store Room | BABY WEIGHING SCALE | 1 | ramon surgical | Crown | NA | 3000266161 | 2012-03-10 | 0 | NA | 0 | NA | NI
11769 | Mahasamund | Saraipali | CHC | Store Room | BABY WEIGHING SCALE | 1 | ramon surgical | Crown | NA | 3000266162 | 2000-03-10 | 0 | NA | 0 | NA | NI
11770 | Mahasamund | Saraipali | CHC | Store Room | BABY WEIGHING SCALE | 1 | ramon surgical | Crown | NA | 3000266163 | 2012-03-10 | 0 | NA | 0 | NA | NI
11771 | Mahasamund | Saraipali | CHC | Store Room | BABY WEIGHING SCALE | 1 | ramon surgical | Crown | NA | 3000266164 | 2012-03-10 | 0 | NA | 0 | NA | NI
11772 | Mahasamund | Saraipali | CHC | Store Room | BABY WEIGHING SCALE | 1 | ramon surgical | Crown | NA | 3000266165 | 2012-03-10 | 0 | NA | 0 | NA | NI
11773 | Mahasamund | Saraipali | CHC | Store Room | BABY WEIGHING SCALE | 1 | ramon surgical | Crown | NA | 3000266166 | 2012-03-10 | 0 | NA | 0 | NA | NI
11774 | Mahasamund | Saraipali | CHC | Store Room | BABY WEIGHING SCALE | 1 | ramon surgical | Crown | NA | 3000266167 | 2012-03-10 | 0 | NA | 0 | NA | NI
11775 | Mahasamund | Saraipali | CHC | Store Room | BABY WEIGHING SCALE | 1 | ramon surgical | Crown | NA | 3000266168 | 2012-03-10 | 0 | NA | 0 | NA | NI
11776 | Mahasamund | Saraipali | CHC | Store Room | BABY WEIGHING SCALE | 1 | ramon surgical | Crown | NA | 3000266169 | 2012-03-10 | 0 | NA | 0 | NA | NI
11777 | Mahasamund | Saraipali | CHC | Store Room | BABY WEIGHING SCALE | 1 | ramon surgical | Crown | NA | 3000266170 | 2012-03-10 | 0 | NA | 0 | NA | NI
11778 | Mahasamund | Saraipali | CHC | Store Room | BABY WEIGHING SCALE | 1 | ramon surgical | Crown | NA | 3000266171 | 2012-03-10 | 0 | NA | 0 | NA | NI
11779 | Mahasamund | Saraipali | CHC | Store Room | BABY WEIGHING SCALE | 1 | ramon surgical | Crown | NA | 3000266172 | 2012-03-10 | 0 | NA | 0 | NA | NI
11780 | Mahasamund | Saraipali | CHC | Store Room | BABY WEIGHING SCALE | 1 | ramon surgical | Crown | NA | 3000266173 | 2012-03-10 | 0 | NA | 0 | NA | NI
11781 | Mahasamund | Saraipali | CHC | Store Room | BABY WEIGHING SCALE | 1 | ramon surgical | Crown | NA | 3000266174 | 2012-03-10 | 0 | NA | 0 | NA | NI
11782 | Mahasamund | Saraipali | CHC | Store Room | BABY WEIGHING SCALE | 1 | ramon surgical | Crown | NA | 3000266175 | 2012-03-10 | 0 | NA | 0 | NA | NI
11783 | Mahasamund | Saraipali | CHC | Store Room | BABY WEIGHING SCALE | 1 | ramon surgical | Crown | NA | 3000266176 | 2012-03-10 | 0 | NA | 0 | NA | NI
11784 | Mahasamund | Saraipali | CHC | Store Room | BABY WEIGHING SCALE | 1 | ramon surgical | Crown | NA | 3000266177 | 2012-03-10 | 0 | NA | 0 | NA | NI
11785 | Mahasamund | Saraipali | CHC | Store Room | BABY WEIGHING SCALE | 1 | ramon surgical | Crown | NA | 3000266178 | 17/4/2013 | 0 | NA | 0 | NA | NI
11786 | Mahasamund | Saraipali | CHC | Store Room | BABY WEIGHING SCALE | 1 | ramon surgical | Crown | NA | 3000266179 | 17/4/2013 | 0 | NA | 0 | NA | NI
11787 | Mahasamund | Saraipali | CHC | Store Room | BABY WEIGHING SCALE | 1 | ramon surgical | Crown | NA | 3000266180 | 17/4/2013 | 0 | NA | 0 | NA | NI
11788 | Mahasamund | Saraipali | CHC | Store Room | BABY WEIGHING SCALE | 1 | ramon surgical | Crown | NA | 3000266181 | 26/4/2014 | 0 | NA | 0 | NA | NI
11789 | Mahasamund | Saraipali | CHC | Store Room | BABY WEIGHING SCALE | 1 | ramon surgical | Crown | NA | 3000266182 | 26/4/2014 | 0 | NA | 0 | NA | NI
11790 | Mahasamund | Saraipali | CHC | Store Room | BABY WEIGHING SCALE | 1 | ramon surgical | Crown | NA | 3000266183 | 26/4/2014 | 0 | NA | 0 | NA | NI
11791 | Mahasamund | Saraipali | CHC | Store Room | BABY WEIGHING SCALE | 1 | ramon surgical | Crown | NA | 3000266184 | 26/4/2014 | 0 | NA | 0 | NA | NI
11792 | Mahasamund | Saraipali | CHC | Store Room | BABY WEIGHING SCALE | 1 | ramon surgical | Crown | NA | 3000266185 | 26/4/2014 | 0 | NA | 0 | NA | NI
11793 | Mahasamund | Saraipali | CHC | Store Room | BABY WEIGHING SCALE | 1 | ramon surgical | Crown | NA | 3000266186 | 30/8/2008 | 0 | NA | 0 | NA | NI
11794 | Mahasamund | Saraipali | CHC | Store Room | BABY WEIGHING SCALE | 1 | ramon surgical | Crown | NA | 3000266187 | 2008-03-08 | 0 | NA | 0 | NA | NI
11795 | Mahasamund | Saraipali | CHC | Store Room | BABY WEIGHING SCALE | 1 | ramon surgical | Crown | NA | 3000266188 | 23/11/2012 | 0 | NA | 0 | NA | NI
11796 | Mahasamund | Saraipali | CHC | Store Room | BABY WEIGHING SCALE | 1 | ramon surgical | Crown | NA | 3000266189 | 23/11/2012 | 0 | NA | 0 | NA | NI
11797 | Mahasamund | Saraipali | CHC | Store Room | BABY WEIGHING SCALE | 1 | ramon surgical | Crown | NA | 3000266190 | 23/11/2012 | 0 | NA | 0 | NA | NI
11798 | Mahasamund | Saraipali | CHC | Store Room | BABY WEIGHING SCALE | 1 | ramon surgical | Crown | NA | 3000266191 | 23/11/2012 | 0 | NA | 0 | NA | NI
11799 | Mahasamund | Saraipali | CHC | Store Room | BABY WEIGHING SCALE | 1 | ramon surgical | Crown | NA | 3000266192 | 23/11/2012 | 0 | NA | 0 | NA | NI
11800 | Mahasamund | Saraipali | CHC | Store Room | BABY WEIGHING SCALE | 1 | ramon surgical | Crown | NA | 3000266193 | NA | 0 | NA | 0 | NA | NI
11801 | Mahasamund | Saraipali | CHC | Store Room | NEEDLE DESTROYER | 1 | microsil | ND-360 | NA | 3000266205 | NA | 0 | NA | 0 | NA | NI
11802 | Mahasamund | Saraipali | CHC | Store Room | BABY WEIGHING SCALE | 1 | ramon surgical | Crown | NA | 3000266194 | NA | 0 | NA | 0 | NA | NI
11803 | Mahasamund | Saraipali | CHC | Store Room | BABY WEIGHING SCALE | 1 | ramon surgical | Crown | NA | 3000266195 | NA | 0 | NA | 0 | NA | NI
11804 | Mahasamund | Saraipali | CHC | Store Room | BABY WEIGHING SCALE | 1 | ramon surgical | Crown | NA | 3000266196 | NA | 0 | NA | 0 | NA | NI
11805 | Mahasamund | Saraipali | CHC | Store Room | BABY WEIGHING SCALE | 1 | ramon surgical | Crown | NA | 3000266197 | NA | 0 | NA | 0 | NA | NI
11806 | Mahasamund | Saraipali | CHC | Store Room | BABY WEIGHING SCALE | 1 | ramon surgical | Crown | NA | 3000266198 | NA | 0 | NA | 0 | NA | NI
11807 | Mahasamund | Saraipali | CHC | Store Room | NEEDLE DESTROYER | 1 | saratech | S1R 100v/60v | NA | 3000266199 | 2009-04-07 | 0 | NA | 0 | NA | NI
11808 | Mahasamund | Saraipali | CHC | Store Room | NEEDLE DESTROYER | 1 | saratech | S1R 100v/60v | NA | 3000266200 | 2009-04-07 | 0 | NA | 0 | NA | NI
11809 | Mahasamund | Saraipali | CHC | Store Room | NEEDLE DESTROYER | 1 | saratech | S1R 100v/60v | NA | 3000266201 | 2009-04-07 | 0 | NA | 0 | NA | NI
11810 | Mahasamund | Saraipali | CHC | Store Room | NEEDLE DESTROYER | 1 | saratech | S1R 100v/60v | NA | 3000266202 | 2009-04-07 | 0 | NA | 0 | NA | NI
11811 | Mahasamund | Saraipali | CHC | Store Room | NEEDLE DESTROYER | 1 | saratech | S1R 100v/60v | NA | 3000266203 | 2009-04-07 | 0 | NA | 0 | NA | NI
11812 | Mahasamund | Saraipali | CHC | Store Room | NEEDLE DESTROYER | 1 | saratech | S1R 100v/60v | NA | 3000266206 | 2009-04-07 | 0 | NA | 0 | NA | NI
11813 | Mahasamund | Saraipali | CHC | Store Room | NEEDLE DESTROYER | 1 | saratech | S1R 100v/60v | NA | 3000266209 | 2009-04-07 | 0 | NA | 0 | NA | NI
11814 | Mahasamund | Saraipali | CHC | Store Room | NEEDLE DESTROYER | 1 | saratech | S1R 100v/60v | NA | 3000266210 | 2009-04-07 | 0 | NA | 0 | NA | NI
11815 | Mahasamund | Saraipali | CHC | Store Room | NEEDLE DESTROYER | 1 | saratech | S1R 100v/60v | NA | 3000266211 | 2009-04-07 | 0 | NA | 0 | NA | NI
11816 | Mahasamund | Saraipali | CHC | Store Room | NEEDLE DESTROYER | 1 | saratech | S1R 100v/60v | NA | 3000266212 | 2009-04-07 | 0 | NA | 0 | NA | NI
11817 | Mahasamund | Saraipali | CHC | Store Room | NEEDLE DESTROYER | 1 | saratech | S1R 100v/60v | NA | 3000266213 | 2009-04-07 | 0 | NA | 0 | NA | NI
11818 | Mahasamund | Saraipali | CHC | Store Room | NEEDLE DESTROYER | 1 | microsil | ND-360 | NA | 3000266207 | 29/11/2012 | 0 | NA | 0 | NA | NI
11819 | Mahasamund | Saraipali | CHC | Store Room | NEEDLE DESTROYER | 1 | microsil | ND-360 | NA | 3000266208 | 29/11/2012 | 0 | NA | 0 | NA | NI
11820 | Mahasamund | Saraipali | CHC | Store Room | IR LAMP | 1 | Ayesha international | NA | NA | 3000266248 | 15/6/2008 | 0 | NA | 0 | NA | NI
11821 | Mahasamund | Saraipali | CHC | Store Room | IR LAMP | 1 | Ayesha international | NA | NA | 3000266249 | 15/6/2008 | 0 | NA | 0 | NA | NI
11822 | Mahasamund | Saraipali | CHC | Store Room | IR LAMP | 1 | Ayesha international | NA | NA | 3000266250 | 2009-09-02 | 0 | NA | 0 | NA | NI
11823 | Mahasamund | Saraipali | CHC | Store Room | IR LAMP | 1 | Ayesha international | NA | NA | 3000266251 | 2009-09-02 | 0 | NA | 0 | NA | NI
11824 | Mahasamund | Saraipali | CHC | Store Room | IR LAMP | 1 | Ayesha international | NA | NA | 3000266204 | 2009-09-02 | 0 | NA | 0 | NA | NI
11825 | Mahasamund | Saraipali | CHC | Store Room | IR LAMP | 1 | Ayesha international | NA | NA | 3000266214 | 2009-09-02 | 0 | NA | 0 | NA | NI
11826 | Mahasamund | Saraipali | CHC | Store Room | IR LAMP | 1 | Ayesha international | NA | NA | 3000266215 | 2009-09-02 | 0 | NA | 0 | NA | NI
11827 | Mahasamund | Saraipali | CHC | Store Room | IR LAMP | 1 | Ayesha international | NA | NA | 3000266216 | 27/1/2010 | 0 | NA | 0 | NA | NI
11828 | Mahasamund | Saraipali | CHC | Store Room | IR LAMP | 1 | Ayesha international | NA | NA | 3000266217 | 27/1/2010 | 0 | NA | 0 | NA | NI
11829 | Mahasamund | Saraipali | CHC | Store Room | IR LAMP | 1 | Ayesha international | NA | NA | 3000266218 | 27/1/2010 | 0 | NA | 0 | NA | NI
11830 | Mahasamund | Saraipali | CHC | Store Room | ADULT WEIGHING MACHINE | 1 | local | NA | NA | 3000266229 | 2011-01-04 | 0 | NA | 0 | NA | NI
11831 | Mahasamund | Saraipali | CHC | Store Room | ADULT WEIGHING MACHINE | 1 | local | NA | NA | 3000266219 | 2012-03-07 | 0 | NA | 0 | NA | NI
11832 | Mahasamund | Saraipali | CHC | Store Room | ADULT WEIGHING MACHINE | 1 | local | NA | NA | 3000266220 | 2012-03-07 | 0 | NA | 0 | NA | NI
11833 | Mahasamund | Saraipali | CHC | Store Room | ADULT WEIGHING MACHINE | 1 | local | NA | NA | 3000266221 | 2012-03-07 | 0 | NA | 0 | NA | NI
11834 | Mahasamund | Saraipali | CHC | Store Room | ADULT WEIGHING MACHINE | 1 | local | NA | NA | 3000266222 | 2012-03-07 | 0 | NA | 0 | NA | NI
11835 | Mahasamund | Saraipali | CHC | Store Room | ADULT WEIGHING MACHINE | 1 | local | NA | NA | 3000266223 | 2012-03-07 | 0 | NA | 0 | NA | NI
11836 | Mahasamund | Saraipali | CHC | Store Room | ADULT WEIGHING MACHINE | 1 | local | NA | NA | 3000266224 | 17/4/2013 | 0 | NA | 0 | NA | NI
11837 | Mahasamund | Saraipali | CHC | Store Room | ADULT WEIGHING MACHINE | 1 | local | NA | NA | 3000266225 | 17/4/2013 | 0 | NA | 0 | NA | NI
11838 | Mahasamund | Saraipali | CHC | Store Room | ADULT WEIGHING MACHINE | 1 | local | NA | NA | 3000266226 | 17/4/2013 | 0 | NA | 0 | NA | NI
11839 | Mahasamund | Saraipali | CHC | Store Room | ADULT WEIGHING MACHINE | 1 | local | NA | NA | 3000266227 | 17/4/2013 | 0 | NA | 0 | NA | NI
11840 | Mahasamund | Saraipali | CHC | Store Room | ADULT WEIGHING MACHINE | 1 | local | NA | NA | 3000266228 | 17/4/2013 | 0 | NA | 0 | NA | NI
11841 | Mahasamund | Saraipali | CHC | Store Room | ELECTRIC STERILIZER | 1 | local | NA | NA | 3000266230 | 28/8/2012 | 0 | NA | 0 | NA | NW
11842 | Mahasamund | Saraipali | CHC | Store Room | ELECTRIC STERILIZER | 1 | local | NA | NA | 3000266231 | 28/8/2012 | 0 | NA | 0 | NA | NW
11843 | Mahasamund | Saraipali | CHC | Store Room | ELECTRIC STERILIZER | 1 | local | NA | NA | 3000266232 | 23/8/2014 | 0 | NA | 0 | NA | NW
11844 | Mahasamund | Saraipali | CHC | Store Room | ELECTRIC STERILIZER | 1 | local | NA | NA | 3000266233 | 23/8/2014 | 0 | NA | 0 | NA | NW
11845 | Mahasamund | Saraipali | CHC | Store Room | ELECTRIC STERILIZER | 1 | local | NA | NA | 3000266234 | 2010-03-02 | 0 | NA | 0 | NA | NW
11846 | Mahasamund | Saraipali | CHC | Store Room | ELECTRIC STERILIZER | 1 | local | NA | NA | 3000266235 | 2010-03-02 | 0 | NA | 0 | NA | NW
11847 | Mahasamund | Saraipali | CHC | Store Room | ELECTRIC STERILIZER | 1 | local | NA | NA | 3000266236 | 2010-03-02 | 0 | NA | 0 | NA | NW
11848 | Mahasamund | Saraipali | CHC | Store Room | ELECTRIC STERILIZER | 1 | local | NA | NA | 3000266237 | 2010-03-02 | 0 | NA | 0 | NA | NW
11849 | Mahasamund | Saraipali | CHC | Store Room | ELECTRIC STERILIZER | 1 | local | NA | NA | 3000266238 | 2010-03-02 | 0 | NA | 0 | NA | NW
11850 | Mahasamund | Saraipali | CHC | Store Room | ELECTRIC STERILIZER | 1 | local | NA | NA | 3000266239 | 2010-03-02 | 0 | NA | 0 | NA | NW
11851 | Mahasamund | Saraipali | CHC | Store Room | ELECTRIC STERILIZER | 1 | local | NA | NA | 3000266240 | 2010-03-02 | 0 | NA | 0 | NA | NW
11852 | Mahasamund | Saraipali | CHC | Store Room | ELECTRIC STERILIZER | 1 | local | NA | NA | 3000266241 | 2014-06-04 | 0 | NA | 0 | NA | NI
11853 | Mahasamund | Saraipali | CHC | Store Room | ELECTRIC STERILIZER | 1 | local | NA | NA | 3000266242 | NA | 0 | NA | 0 | NA | NI
11854 | Mahasamund | Saraipali | CHC | Store Room | ELECTRIC STERILIZER | 1 | local | NA | NA | 3000266243 | NA | 0 | NA | 0 | NA | NI
11855 | Mahasamund | Saraipali | CHC | Store Room | ELECTRIC STERILIZER | 1 | local | NA | NA | 3000266244 | NA | 0 | NA | 0 | NA | NI
11856 | Mahasamund | Saraipali | CHC | Store Room | ELECTRIC STERILIZER | 1 | local | NA | NA | 3000266245 | NA | 0 | NA | 0 | NA | NI
11857 | Mahasamund | Saraipali | CHC | Store Room | ELECTRIC STERILIZER | 1 | local | NA | NA | 3000266246 | NA | 0 | NA | 0 | NA | NI
11858 | Mahasamund | Saraipali | CHC | Store Room | DENTAL X-RAY MACHINE | 1 | NA | NA | NA | 3000266247 | NA | 0 | NA | 0 | NA | NI
11859 | Mahasamund | Saraipali | CHC | Store Room | SLIT LAMP | 1 | deepak enterprises | DEE-1220 | 2015-39 | 3000103301 | 1ug/2015 | 1 | NA | 1 | NA | NI
11860 | Mahasamund | Saraipali | CHC | Store Room | OPHTHALMOSCOPE | 1 | Riester | Ri-scope | 3410008 | 3000103302 | augaust/2015 | 1 | NA | 1 | NA | NI
11861 | Mahasamund | Saraipali | CHC | Store Room | OPHTHALMOSCOPE | 1 | Rudolf reistor | Ri-scope | 3722 | 3000103303 | augaust/2015 | 1 | NA | 0 | NA | NI
11862 | Mungeli | Lormi | CHC | X-RAY DEPT | X-Ray Stand | 1 | SIEMRNS | NA | NA | 3000105115 | 1998-03-01 | 0 | NA | 0 | NA | NW
11863 | Mungeli | Lormi | CHC | X-RAY DEPT | X-RAY MACHINE | 1 | SIEMRNS | NA | NA | 3000105116 | 1998-03-01 | 0 | NA | 0 | NA | NW
11864 | Mungeli | Lormi | CHC | OT | AUTOCLAVE | 1 | NA | NA | NA | 3000105117 | 2008-04-01 | 0 | NA | 0 | NA | W
11865 | Mungeli | Lormi | CHC | OT | AUTOCLAVE | 1 | NA | NA | NA | 3000105118 | 2008-04-01 | 0 | NA | 0 | NA | W
11866 | Mungeli | Lormi | CHC | OT | AUTOCLAVE | 1 | NA | NA | NA | 3000105119 | 2008-04-01 | 0 | NA | 0 | NA | W
11867 | Mungeli | Lormi | CHC | DELIVERY ROOM | REFRIGERATOR | 1 | NA | GL-185 | NA | 3000105120 | NA | 0 | NA | 0 | NA | W
11868 | Mungeli | Lormi | CHC | DELIVERY ROOM | Blood Bank REFRIGERATOR | 1 | MEDI TECH | MTPF01 251313 | N786522313 | 3000105121 | NA | 0 | NA | 0 | NA | W
11869 | Mungeli | Lormi | CHC | DELIVERY ROOM | HOT AIR OVEN | 1 | NA | NA | NA | 3000105122 | NA | 0 | NA | 0 | NA | W
11870 | Mungeli | Lormi | CHC | DELIVERY ROOM | CENTRIFUGE MACHINE (6 Tubes) | 1 | NA | NA | NA | 3000105123 | NA | 0 | NA | 0 | NA | NW
11871 | Mungeli | Lormi | CHC | DELIVERY ROOM | CENTRIFUGE MACHINE (16 Tubes) | 1 | REMI | R-8C | DHLC-6561 | 3000105124 | NA | 0 | NA | 0 | NA | W
11872 | Mungeli | Lormi | CHC | DELIVERY ROOM | NEEDLE DESTROYER | 1 | Sai+Life | 220V-240V | NA | 3000105125 | NA | 0 | NA | 0 | NA | NW
11873 | Mungeli | Lormi | CHC | DELIVERY ROOM | MICROSCOPE (BINOCULAR) | 1 | Weswox optik | HL-55/66 | 63694 | 3000105126 | NA | 0 | NA | 0 | NA | W
11874 | Mungeli | Lormi | CHC | DELIVERY ROOM | MICROSCOPE (BINOCULAR) | 1 | MEGNUS | MLXB | 518894 | 3000105127 | NA | 0 | NA | 0 | NA | W
11875 | Mungeli | Lormi | CHC | DELIVERY ROOM | MICROSCOPE (BINOCULAR) | 1 | Weswox optik | 10XWF | 880987 | 3000105128 | NA | 0 | NA | 0 | NA | W
11876 | Mungeli | Lormi | CHC | DELIVERY ROOM | ADULT WEIGHING MACHINE | 1 | Smart Care | NA | NA | 3000105129 | NA | 0 | NA | 0 | NA | W
11877 | Mungeli | Lormi | CHC | Store Room | ADULT WEIGHING MACHINE | 1 | NA | NA | NA | 3000105130 | NA | 0 | NA | 0 | NA | NW
11878 | Mungeli | Lormi | CHC | Store Room | ADULT WEIGHING MACHINE | 1 | NA | NA | NA | 3000105131 | NA | 0 | NA | 0 | NA | NW
11879 | Mungeli | Lormi | CHC | Store Room | CENTRIFUGE MACHINE (4 Tubes) | 1 | NA | NA | NA | 3000105132 | NA | 0 | NA | 0 | NA | NW
11880 | Mungeli | Lormi | CHC | Store Room | CENTRIFUGE MACHINE (4 Tubes) | 1 | NA | NA | NA | 3000105133 | NA | 0 | NA | 0 | NA | NW
11881 | Mungeli | Lormi | CHC | Store Room | MICROSCOPE (BINOCULAR) | 1 | MEGNUS | NA | NA | 3000105134 | NA | 0 | NA | 0 | NA | NW
11882 | Mungeli | Lormi | CHC | Store Room | BOYLE'S APPARATUS | 1 | Medical Engineens | NA | NA | 3000105135 | NA | 0 | NA | 0 | NA | NW
11883 | Mungeli | Lormi | CHC | Store Room | AUTOCLAVE | 1 | NA | NA | NA | 3000105136 | 2014-10-01 | 0 | NA | 0 | NA | NW
11884 | Mungeli | Lormi | CHC | Store Room | AUTOCLAVE | 1 | NA | NA | NA | 3000105137 | 2003-08-01 | 0 | NA | 0 | NA | W
11885 | Mungeli | Lormi | CHC | Store Room | AUTOCLAVE | 1 | NA | NA | NA | 3000105138 | 2003-08-01 | 0 | NA | 0 | NA | W
11886 | Mungeli | Lormi | CHC | Store Room | SHADOWLESS OT LIGHT | 1 | NA | Single Dowb | NA | 3000105139 | 2008-04-01 | 0 | NA | 0 | NA | NW
11887 | Mungeli | Lormi | CHC | Store Room | AUTOCLAVE | 1 | NA | NA | NA | 3000105140 | 2013-07-01 | 0 | NA | 0 | NA | NW
11888 | Mungeli | Lormi | CHC | IR ROOM | SPHYGMOMANOMETER (MERCURIAL) | 1 | DIAMOND | Delux | CM/L 0186043 | 3000105141 | NA | 0 | NA | 0 | NA | NW
11889 | Mungeli | Lormi | CHC | IR ROOM | NEEDLE DESTROYER | 1 | SARA-TECH | S1R (100 VA) | 6513 | 3000105142 | NA | 0 | NA | 0 | NA | W
11890 | Mungeli | Lormi | CHC | IR ROOM | SPHYGMOMANOMETER (MERCURIAL) | 1 | DIAMOND | Regular | 3390 | 3000105143 | NA | 0 | NA | 0 | NA | W
11891 | Mungeli | Lormi | CHC | OT | SHADOWLESS OT LIGHT | 1 | NA | NA | NA | 3000105144 | 2008-04-01 | 0 | NA | 0 | NA | W
11892 | Mungeli | Lormi | CHC | OT | SHADOWLESS OT LIGHT | 1 | NA | NA | NA | 3000105145 | 2008-04-01 | 0 | NA | 0 | NA | NW
11893 | Mungeli | Lormi | CHC | OT | OT TABLE (Hydraulic) | 1 | NA | NA | NA | 3000105146 | NA | 0 | NA | 0 | NA | W
11894 | Mungeli | Lormi | CHC | OT | ELECTRIC STERILIZER | 1 | ATLAS | NA | NA | 3000105147 | NA | 0 | NA | 0 | NA | W
11895 | Mungeli | Lormi | CHC | OT | ELECTRIC STERILIZER | 1 | ATLAS | NA | 09F10136 | 3000105148 | NA | 0 | NA | 0 | NA | NW
11896 | Mungeli | Lormi | CHC | OT | AUTOCLAVE | 1 | NA | NA | NA | 3000105149 | NA | 0 | NA | 0 | NA | NW
11897 | Mungeli | Lormi | CHC | OT | AUTOCLAVE | 1 | NA | NA | NA | 3000105150 | NA | 0 | NA | 0 | NA | NW
11898 | Mungeli | Lormi | CHC | OT | AUTOCLAVE | 1 | NA | NA | NA | 3000105151 | NA | 0 | NA | 0 | NA | NW
11899 | Mungeli | Lormi | CHC | OT | ELECTRIC STERILIZER | 1 | TROPO | NA | NA | 3000105152 | NA | 0 | NA | 0 | NA | NW
11900 | Mungeli | Lormi | CHC | DELIVERY ROOM | SUCTION APPARATUS | 1 | MEDEK | NUVOLite | 11208818 | 3000105153 | NA | 0 | NA | 0 | NA | NW
11901 | Mungeli | Lormi | CHC | DELIVERY ROOM | INFANT RADIANT WARMER | 1 | MEDITECH | CE0470 | NA | 3000105154 | 2011-06-01 | 0 | NA | 0 | NA | W
11902 | Mungeli | Lormi | CHC | DELIVERY ROOM | BABY PHOTOTHERAPY UNIT | 1 | MEDITECH | Ce1023 | BM/CPT/135/0910 | 3000105155 | 2009-11-01 | 0 | NA | 0 | NA | W
11903 | Mungeli | Lormi | CHC | DELIVERY ROOM | SHADOWLESS OT LIGHT | 1 | NA | Single Dowb | NA | 3000105156 | 2008-04-01 | 0 | NA | 0 | NA | W
11904 | Mungeli | Lormi | CHC | DELIVERY ROOM | BABY WEIGHING SCALE | 1 | NA | NA | NA | 3000105157 | NA | 0 | NA | 0 | NA | W
11905 | Mungeli | Lormi | CHC | DELIVERY ROOM | ELECTRIC STERILIZER | 1 | NA | NA | NA | 3000105158 | NA | 0 | NA | 0 | NA | W
11906 | Mungeli | Lormi | CHC | DELIVERY ROOM | INFANT RADIANT WARMER | 1 | DELTA | NA | NA | 3000105159 | NA | 0 | NA | 0 | NA | NW
11907 | Mungeli | Lormi | CHC | DELIVERY ROOM | BOYLE'S APPARATUS | 1 | NA | NA | NA | 3000105160 | NA | 0 | NA | 0 | NA | NI
11908 | Mungeli | Lormi | CHC | Dressing Room | ELECTRIC STERILIZER | 1 | NA | NA | NA | 3000105161 | NA | 0 | NA | 0 | NA | W
11909 | Mungeli | Lormi | CHC | Dressing Room | ELECTRIC STERILIZER | 1 | NA | NA | NA | 3000105162 | NA | 0 | NA | 0 | NA | NW
11910 | Mungeli | Sargaon | CHC | OPD | SPHYGMOMANOMETER (MERCURIAL) | 1 |  | NA | NA | 3000105163 | 2013-06-01 | 0 | NA | 0 | NA | W
11911 | Mungeli | Sargaon | CHC | OPD | SPHYGMOMANOMETER (MERCURIAL) | 1 | DIAMOND | Delux | NA | 3000105164 | 2013-06-01 | 0 | NA | 0 | NA | W
11912 | Mungeli | Sargaon | CHC | OPD | REFRIGERATOR | 1 | SAMSUNG | RT2534BACRR | NA | 3000105165 | 2013-06-01 | 0 | NA | 0 | NA | W
11913 | Mungeli | Sargaon | CHC | OPD | Trail Set | 1 | NA | NA | NA | 3000105166 | NA | 0 | NA | 0 | NA | W
11914 | Mungeli | Sargaon | CHC | Pathology Lab. | MICROSCOPE (BINOCULAR) | 1 | LABOMED | VISION 2000 | NA | 3000105168 | NA | 0 | NA | 0 | NA | W
11915 | Mungeli | Sargaon | CHC | Pathology Lab. | CENTRIFUGE MACHINE (6 Tubes) | 1 | NA | NA | NA | 3000105167 | NA | 0 | NA | 0 | NA | W
11916 | Mungeli | Sargaon | CHC | Pathology Lab. | GLUCOMETER | 1 | Accu Check | CE 0088 | GU 03817889 | 3000105169 | NA | 0 | NA | 0 | NA | W
11917 | Mungeli | Sargaon | CHC | Pathology Lab. | ADULT WEIGHING MACHINE | 1 | Victoria DX | NA | NA | 3000105171 | NA | 0 | NA | 0 | NA | NW
11918 | Mungeli | Sargaon | CHC | GENERAL WARD | NEEDLE DESTROYER | 1 | Sara TECH | 100VA/60 VT | NA | 3000105172 | NA | 0 | NA | 0 | NA | W
11919 | Mungeli | Sargaon | CHC | OT | INFANT RADIANT WARMER | 1 | MEDI TECH | CE 0470 | NA | 3000105173 | NA | 0 | NA | 0 | NA | W
11920 | Mungeli | Sargaon | CHC |  | SPHYGMOMANOMETER (MERCURIAL) | 1 | DIAMOND | Delux |  | 3000105174 | NA | 0 | NA | 0 | NA | W
11921 | Mungeli | Sargaon | CHC |  | BABY WEIGHING SCALE | 1 | Crown |  |  | 3000105175 | NA | 0 | NA | 0 | NA | W
11922 | Mungeli | Sargaon | CHC |  | SUCTION APPARATUS | 1 | Master Care | ARON |  | 3000105176 | NA | 0 | NA | 0 | NA | W
11923 | Mungeli | Sargaon | CHC |  | X-RAY MACHINE | 1 |  |  |  | 3000105178 | NA | 0 | NA | 0 | NA | NI
11924 | Mungeli | Sargaon | CHC |  | ELECTRIC STERILIZER | 1 | ATLAS |  | 09F8813 | 3000105177 | NA | 0 | NA | 0 | NA | W
11925 | Mungeli | Sargaon | CHC |  | AUTOCLAVE | 1 |  |  |  | 3000105179 | NA | 0 | NA | 0 | NA | W
11926 | Mungeli | Sargaon | CHC | Store Room | ELECTRIC STERILIZER | 1 |  |  |  | 3000105180 | NA | 0 | NA | 0 | NA | W
11927 | Mungeli | Sargaon | CHC |  | NEBULIZER | 1 | DIAMOND | MCN - 5600 A | 13120402 | 3000105181 | NA | 0 | NA | 0 | NA | W
11928 | Mungeli | Sargaon | CHC |  | SPHYGMOMANOMETER (MERCURIAL) | 1 | DIAMOND | Delux |  | 3000105182 | NA | 0 | NA | 0 | NA | W
11929 | Mungeli | Sargaon | CHC | Doctor's Room | SPHYGMOMANOMETER (MERCURIAL) | 1 | DIAMOND | Delux |  | 3000105170 | NA | 0 | NA | 0 | NA | W
11930 | Mungeli | Sargaon | CHC |  | VISION DRUM | 1 | NA | NA | NA | 3000105183 | NA | 0 | NA | 0 | NA | W
11931 | Mungeli | Semarsal | PHC | IR ROOM | ADULT WEIGHING MACHINE | 1 | LIBRA | NA | NA | 3000105546 | NA | 0 | NA | 0 | NA | W
11932 | Mungeli | Semarsal | PHC | IR ROOM | NEEDLE DESTROYER | 1 | Sara TECH | SIR | 6514 | 3000105547 | NA | 0 | NA | 0 | NA | W
11933 | Mungeli | Semarsal | PHC | Doctor's Room | SPHYGMOMANOMETER (MERCURIAL) | 1 | PIONEER | NA | 322302 | 3000105548 | NA | 0 | NA | 0 | NA | W
11934 | Mungeli | Semarsal | PHC | Doctor's Room | NEBULIZER | 1 | Di 92 | HEMOWEB | IN 03031 31202215 | 3000105549 | NA | 0 | NA | 0 | NA | W
11935 | Mungeli | Semarsal | PHC | Doctor's Room | ELECTRIC STERILIZER | 1 | NA | NA | NA | 3000105550 | NA | 0 | NA | 0 | NA | W
11936 | Mungeli | Semarsal | PHC | DELIVERY ROOM | ELECTRIC STERILIZER | 1 | ATLAS | NA | 09 F10957 | 3000105551 | NA | 0 | NA | 0 | NA | W
11937 | Mungeli | Semarsal | PHC | DELIVERY ROOM | BABY WEIGHING SCALE | 1 | CROWN | NA | NA | 3000105552 | NA | 0 | NA | 0 | NA | W
11938 | Mungeli | Semarsal | PHC | DELIVERY ROOM | INFANT RADIANT WARMER | 1 | NA | CE9470 | NA | 3000105553 | NA | 0 | NA | 0 | NA | W
11939 | Mungeli | Semarsal | PHC | DELIVERY ROOM | FOETAL DOPPLER | 1 | NA | Ready Dopp CEO197Mark II | 09/2013 FQ 084 | 3000105554 | NA | 0 | NA | 0 | NA | W
11940 | Mungeli | Semarsal | PHC | DELIVERY ROOM | SPHYGMOMANOMETER (MERCURIAL) | 1 | NAMATT | NA | 65740 | 3000105555 | NA | 0 | NA | 0 | NA | W
11941 | Mungeli | Semarsal | PHC | DELIVERY ROOM | SUCTION APPARATUS | 1 | EASY CARE | EC PSU - 307 | NA | 3000105556 | NA | 0 | NA | 0 | NA | W
11942 | Mungeli | Semarsal | PHC | Mediclave Room | GLUCOMETER | 1 | Contourrs | 1811 | 4034930 | 3000105557 | NA | 0 | NA | 0 | NA | W
11943 | Mungeli | Semarsal | PHC | WARD | AUTOCLAVE | 1 | NA | NA | NA | 3000105558 | NA | 0 | NA | 0 | NA | W
11944 | Mungeli | Semarsal | PHC | Opthalmology Dept. | Trail Set | 1 | NA | NA | NA | 3000105559 | NA | 0 | NA | 0 | NA | W
11945 | Mungeli | Semarsal | PHC | Opthalmology Dept. | VISION DRUM | 1 | NA | NA | NA | 3000105560 | NA | 0 | NA | 0 | NA | W
11946 | Mungeli | Semarsal | PHC | Opthalmology Dept. | REFRIGERATOR | 1 | LG | GL - 1955 L 4/2011 | NA | 3000105561 | NA | 0 | NA | 0 | NA | W
11947 | Mungeli | Semarsal | PHC | Opthalmology Dept. | Trail Set | 1 | NA | NA | NA | 3000105423 | NA | 0 | NA | 0 | NA | W
11948 | Mungeli | Jagtakapa | PHC | OPD | SPHYGMOMANOMETER (MERCURIAL) | 1 | DIAMOND | Regular | 24150 | 3000105593 | NA | 0 | NA | 0 | NA | W
11949 | Mungeli | Jagtakapa | PHC | OPD | SPHYGMOMANOMETER (MERCURIAL) | 1 | DIAMOND | Delux | 65993 | 3000105594 | NA | 0 | NA | 0 | NA | W
11950 | Mungeli | Jagtakapa | PHC | OPD | ADULT WEIGHING MACHINE | 1 | HAIER | NA | NA | 3000105595 | NA | 0 | NA | 0 | NA | W
11951 | Mungeli | Jagtakapa | PHC | OPD | FOETAL DOPPLER | 1 | EASY CARE | ECFDT - 106 | NA | 3000105596 | NA | 0 | NA | 0 | NA | W
11952 | Mungeli | Jagtakapa | PHC | DELIVERY ROOM | BABY WEIGHING SCALE | 1 | CROWN | NA | NA | 3000105597 | NA | 0 | NA | 0 | NA | W
11953 | Mungeli | Jagtakapa | PHC | DELIVERY ROOM | NEEDLE DESTROYER | 1 | MICRO-SIL | ND 100 | 266/05-06 | 3000105598 | 2009-06-01 | 0 | NA | 0 | NA | W
11954 | Mungeli | Jagtakapa | PHC | DELIVERY ROOM | REFRIGERATOR | 1 | GODREJ | GDE 23 CM4/2011 | 110970197 | 3000105599 | 2013-04-01 | 0 | NA | 0 | NA | W
11955 | Mungeli | Jagtakapa | PHC | DELIVERY ROOM | MICROSCOPE (BINOCULAR) | 1 | LABOMED | Vision 20000 | 141275997 | 3000105600 | NA | 0 | NA | 0 | NA | W
11956 | Mungeli | Jagtakapa | PHC | DELIVERY ROOM | GLUCOMETER | 1 | TRUE CARE | NIPRO CE 0197 | MO 6310798 | 3000105601 | NA | 0 | NA | 0 | NA | W
11957 | Mungeli | Jagtakapa | PHC | DELIVERY ROOM | Trail Set | 1 | NA | NA | NA | 3000105602 | NA | 0 | NA | 0 | NA | W
11958 | Mungeli | Jagtakapa | PHC | DELIVERY ROOM | VISION DRUM | 1 | NA | NA | NA | 3000105603 | NA | 0 | NA | 0 | NA | W
11959 | Mungeli | Jagtakapa | PHC | DELIVERY ROOM | BABY WEIGHING SCALE | 1 | CROWN | NA | NA | 3000105604 | 2009-06-01 | 0 | NA | 0 | NA | NW
11960 | Mungeli | Jagtakapa | PHC | DELIVERY ROOM | ADULT WEIGHING MACHINE | 1 | NA | NA | NA | 3000105605 | 2009-06-01 | 0 | NA | 0 | NA | NW
11961 | Mungeli | Ghorpura | PHC |  | ADULT WEIGHING MACHINE | 1 | NA | NA | NA | 3000105356 | NA | 0 | NA | 0 | NA | W
11962 | Mungeli | Ghorpura | PHC |  | SPHYGMOMANOMETER (MERCURIAL) | 1 | DIAMOND | NA | NA | 3000105357 | NA | 0 | NA | 0 | NA | NW
11963 | Mungeli | Rambode | PHC | OPD | NEEDLE DESTROYER | 1 | MICROSIL | ND - 360 | 5401/03 | 3000105317 | 2007-08-01 | 0 | NA | 0 | NA | W
11964 | Mungeli | Rambode | PHC | OPD | ELECTRIC STERILIZER | 1 | NA | NA | NA | 3000105318 | NA | 0 | NA | 0 | NA | W
11965 | Mungeli | Rambode | PHC | OPD | SPHYGMOMANOMETER (MERCURIAL) | 1 | Infi | NA | NA | 3000105319 | 2007-08-01 | 0 | NA | 0 | NA | W
11966 | Mungeli | Rambode | PHC | OPD | ADULT WEIGHING MACHINE | 1 | VICRORIA | DX | NA | 3000105320 | 2007-08-01 | 0 | NA | 0 | NA | W
11967 | Mungeli | Rambode | PHC | OPD | ADULT WEIGHING MACHINE | 1 | NA | NA | NA | 3000105321 | 2011-07-01 | 0 | NA | 0 | NA | NW
11968 | Mungeli | Rambode | PHC | OPD | ADULT WEIGHING MACHINE | 1 | CROWN | VICTORIYA | NA | 3000105322 | 2008-01-01 | 0 | NA | 0 | NA | NW
11969 | Mungeli | Rambode | PHC | OPD | ADULT WEIGHING MACHINE | 1 | EAGLE | NA | NA | 3000105323 | 2007-07-01 | 0 | NA | 0 | NA | NW
11970 | Mungeli | Rambode | PHC | OPD | ADULT WEIGHING MACHINE | 1 | NA | NA | NA | 3000105324 | 2007-07-01 | 0 | NA | 0 | NA | NW
11971 | Mungeli | Rambode | PHC | OPD | ELECTRIC STERILIZER | 1 | NA | NA | NA | 3000105325 | NA | 0 | NA | 0 | NA | W
11972 | Mungeli | Rambode | PHC | OPD | Trail Set | 1 | NA | NA | NA | 3000105326 | NA | 0 | NA | 0 | NA | W
11973 | Mungeli | Rambode | PHC | OPD | ELECTRIC STERILIZER | 1 | NA | NA | NA | 3000105327 | NA | 0 | NA | 0 | NA | W
11974 | Mungeli | Rambode | PHC | OPD | ELECTRIC STERILIZER | 1 | ATLAS | NA | 09 F9119 | 3000105328 | NA | 0 | NA | 0 | NA | W
11975 | Mungeli | Rambode | PHC | OPD | ELECTRIC STERILIZER | 1 | NA | NA | NA | 3000105329 | NA | 0 | NA | 0 | NA | W
11976 | Mungeli | Rambode | PHC | OPD | ELECTRIC STERILIZER | 1 | NA | NA | NA | 3000105330 | NA | 0 | NA | 0 | NA | W
11977 | Mungeli | Rambode | PHC | OPD | BABY WEIGHING SCALE | 1 | SUVEMA | NA | NA | 3000105331 | 2007-08-01 | 0 | NA | 0 | NA | W
11978 | Mungeli | Rambode | PHC | OPD | BABY WEIGHING SCALE | 1 | CROWN | NA | NA | 3000105332 | 2011-07-01 | 0 | NA | 0 | NA | W
11979 | Mungeli | Rambode | PHC | OPD | BABY WEIGHING SCALE | 1 | CROWN | NA | NA | 3000105333 | 2011-07-01 | 0 | NA | 0 | NA | W
11980 | Mungeli | Rambode | PHC | OPD | BABY WEIGHING SCALE | 1 | CROWN | NA | NA | 3000105334 | 2011-07-01 | 0 | NA | 0 | NA | W
11981 | Mungeli | Rambode | PHC | OPD | NEEDLE DESTROYER | 1 | MICROSIL | ND - 360 | 2295 | 3000105335 | 2007-08-01 | 0 | NA | 0 | NA | W
11982 | Mungeli | Rambode | PHC | OPD | AUTOCLAVE | 1 | NA | NA | NA | 3000105336 | 2007-08-01 | 0 | NA | 0 | NA | NW
11983 | Mungeli | Rambode | PHC | IPD | REFRIGERATOR | 1 | GODREJ | GDE 23 CM4/2011 | NA | 3000105337 | 2013-03-01 | 0 | NA | 0 | NA | W
11984 | Mungeli | Rambode | PHC | IPD | BABY WEIGHING SCALE | 1 | MEDITECH | CE 0470 | BM/RW/69/0910 | 3000105338 | 2011-07-01 | 0 | NA | 0 | NA | NW
11985 | Mungeli | Rambode | PHC | IPD | SUCTION APPARATUS | 1 | NA | CM/L 8112556 | NA | 3000105339 | NA | 0 | NA | 0 | NA | NW
11986 | Mungeli | Rambode | PHC | IPD | BABY WEIGHING SCALE | 1 | CROWN | NA | NA | 3000105340 | NA | 0 | NA | 0 | NA | W
11987 | Mungeli | Rambode | PHC | IPD | SUCTION APPARATUS | 1 | NA | NA | NA | 3000105341 | NA | 0 | NA | 0 | NA | W
11988 | Mungeli | Rambode | PHC |  | AUTOCLAVE | 1 | NA | NA | NA | 3000105342 | 2007-08-01 | 0 | NA | 0 | NA | NW
11989 | Mungeli | Rambode | PHC |  | SPHYGMOMANOMETER (MERCURIAL) | 1 | Infi | DELUX | NA | 3000105343 | 2011-11-01 | 0 | NA | 0 | NA | NI
11990 | Mungeli | Rambode | PHC |  | SPHYGMOMANOMETER (MERCURIAL) | 1 | Infi | DELUX | NA | 3000105344 | 2011-11-01 | 0 | NA | 0 | NA | NI
11991 | Mungeli | Rambode | PHC |  | SPHYGMOMANOMETER (MERCURIAL) | 1 | TRVE CHECK | BP - 1318 | NA | 3000105345 | 2011-11-01 | 0 | NA | 0 | NA | W
11992 | Mungeli | Rambode | PHC |  | MICROSCOPE (BINOCULAR) | 1 | MICRO | NA | NA | 3000105346 | 2011-11-01 | 0 | NA | 0 | NA | W
11993 | Mungeli | Rambode | PHC |  | GLUCOMETER | 1 | PURA X | CE0197 | 3550NEC4613 | 3000105347 | 2011-11-01 | 0 | NA | 0 | NA | W
11994 | Mungeli | Rambode | PHC |  | NEBULIZER | 1 | Dr DIAZ | HEMOWEB | IN 030313060 | 3000105348 | 2011-11-01 | 0 | NA | 0 | NA | W
11995 | Mungeli | Rambode | PHC |  | PULSE OXIMETER | 1 | GIB SON | CE 0123 | 801130728996 | 3000105349 | 2011-11-01 | 0 | NA | 0 | NA | W
11996 | Mungeli | Belkhuri | PHC |  | SPHYGMOMANOMETER (MERCURIAL) | 1 | DOCTOR | NA | NA | 3000105350 | 2014-06-01 | 0 | NA | 0 | NA | NW
11997 | Mungeli | Belkhuri | PHC |  | ADULT WEIGHING MACHINE | 1 | ACURA | NA | NA | 3000105351 | 2014-06-01 | 0 | NA | 0 | NA | W
11998 | Mungeli | Belkhuri | PHC |  | NEEDLE DESTROYER | 1 | MICROSIL | NA | NA | 3000105352 | 2014-06-01 | 0 | NA | 0 | NA | W
11999 | Mungeli | Belkhuri | PHC |  | BABY WEIGHING SCALE | 1 | CROWN | NA | NA | 3000105353 | 2014-06-01 | 0 | NA | 0 | NA | W
12000 | Mungeli | Belkhuri | PHC |  | ELECTRIC STERILIZER | 1 | ATLAS | NA | NA | 3000105354 | 2014-06-01 | 0 | NA | 0 | NA | W
12001 | Mungeli | Belkhuri | PHC |  | ELECTRIC STERILIZER | 1 | NA | NA | NA | 3000105355 | 2014-06-01 | 0 | NA | 0 | NA | W
12002 | Mungeli | Sildaha | PHC |  | ADULT WEIGHING MACHINE | 1 | CROWN | NA | NA | 3000105413 | 2013 | 0 | NA | 0 | NA | W
12003 | Mungeli | Sildaha | PHC |  | BABY WEIGHING SCALE | 1 | CROWN | NA | NA | 3000105414 | 2013 | 0 | NA | 0 | NA | W
12004 | Mungeli | Sildaha | PHC |  | ELECTRIC STERILIZER | 1 | Local Made | NA | NA | 3000105415 | NA | 0 | NA | 0 | NA | W
12005 | Mungeli | Sildaha | PHC |  | SPHYGMOMANOMETER (MERCURIAL) | 1 | DIAMOND | DELUX | 2427 | 3000105416 | 2013-06-01 | 0 | NA | 0 | NA | W
12006 | Mungeli | Sildaha | PHC |  | SPHYGMOMANOMETER (MERCURIAL) | 1 | DIAMOND | DELUX | 65989 | 3000105417 | Aor-15 | 0 | NA | 0 | NA | W
12007 | Mungeli | Sildaha | PHC |  | GLUCOMETER | 1 | TRUE Result | DC - 19/2014 | MO 6310790 | 3000105418 | 2015-04-01 | 0 | NA | 0 | NA | W
12008 | Mungeli | Sildaha | PHC |  | REFRIGERATOR | 1 | Whirlpool | NA | NA | 3000105419 | 2015-03-01 | 0 | NA | 0 | NA | W
12009 | Mungeli | Sildaha | PHC |  | ADULT WEIGHING MACHINE | 1 | DRAGON | NA | NA | 3000105420 | NA | 0 | NA | 0 | NA | W
12010 | Mungeli | Sildaha | PHC |  | BABY WEIGHING SCALE | 1 | SUVARNA | NA | NA | 3000105421 | NA | 0 | NA | 0 | NA | W
12011 | Mungeli | Sildaha | PHC |  | SPHYGMOMANOMETER (MERCURIAL) | 1 | NA | NA | NA | 3000105422 | 2015-03-01 | 0 | NA | 0 | NA | W
12012 | Mungeli | Salheghori | PHC | Mediclave Room | SPHYGMOMANOMETER (MERCURIAL) | 1 | DIAMOND | Super Delux | NA | 3000105184 | 2009-07-01 | 0 | NA | 0 | NA | W
12013 | Mungeli | Salheghori | PHC |  | NEBULIZER | 1 | Infi-Neb | CE - 0120 | 989382 | 3000105185 | 2011-11-01 | 0 | NA | 0 | NA | W
12014 | Mungeli | Salheghori | PHC |  | REFRIGERATOR | 1 | VIDIOCON | VK 203 | NA | 3000105186 | 2015-05-01 | 0 | NA | 0 | NA | W
12015 | Mungeli | Salheghori | PHC |  | ELECTRIC STERILIZER | 1 | ATLAS | NA | 09 FB 0156 | 3000105187 | 2009-07-01 | 0 | NA | 0 | NA | W
12016 | Mungeli | Salheghori | PHC |  | NEEDLE DESTROYER | 1 | SARATECH | 100VA/60VA | NA | 3000105188 | 2014-11-01 | 0 | NA | 0 | NA | W
12017 | Mungeli | Salheghori | PHC | Pathology Lab. | MICROSCOPE (BINOCULAR) | 1 | MAGNUS | MLXB | 518975 | 3000105189 | NA | 0 | NA | 0 | NA | W
12018 | Mungeli | Salheghori | PHC |  | NEEDLE DESTROYER | 1 | Sai+Life | NA | NA | 3000105190 | 2014-11-01 | 0 | NA | 0 | NA | NW
12019 | Mungeli | Salheghori | PHC |  | ADULT WEIGHING MACHINE | 1 | DOCTOR BELI | 120 kg | NA | 3000105191 | NA | 0 | NA | 0 | NA | W
12020 | Mungeli | Salheghori | PHC |  | VISION DRUM | 1 | NA | NA | NA | 3000105192 | NA | 0 | NA | 0 | NA | W
12021 | Mungeli | Salheghori | PHC | DELIVERY ROOM | SUCTION APPARATUS | 1 | V. GAUGE | NA | NA | 3000105193 | 2007-07-01 | 0 | NA | 0 | NA | NW
12022 | Mungeli | Salheghori | PHC |  | BABY WEIGHING SCALE | 1 | CROWN | NA | NA | 3000105194 | NA | 0 | NA | 0 | NA | NW
12023 | Mungeli | Bhatgaon | PHC | Doctor's Room | ADULT WEIGHING MACHINE | 1 | CROWN | VictORIYA DX | NA | 3000105584 | NA | 0 | NA | 0 | NA | W
12024 | Mungeli | Bhatgaon | PHC | Minor OT | BABY WEIGHING SCALE | 1 | CROWN | NA | NA | 3000105585 | NA | 0 | NA | 0 | NA | NW
12025 | Mungeli | Bhatgaon | PHC | Pathology Lab. | REFRIGERATOR | 1 | GODREJ | GOE 23 CM 4 | 110970199 | 3000105586 | NA | 0 | NA | 0 | NA | W
12026 | Mungeli | Bhatgaon | PHC | Dressing Room | SPHYGMOMANOMETER (MERCURIAL) | 1 | DOCTOR | Delux | NA | 3000105587 | NA | 0 | NA | 0 | NA | NW
12027 | Mungeli | Bhatgaon | PHC | Weye Test Dept | VISION DRUM | 1 | NA | NA | NA | 3000105588 | NA | 0 | NA | 0 | NA | W
12028 | Mungeli | Bhatgaon | PHC |  | SPHYGMOMANOMETER (MERCURIAL) | 1 | MEDITECH | NA | NA | 3000105589 | NA | 0 | NA | 0 | NA | NW
12029 | Mungeli | Bhatgaon | PHC | Doctor's Room | SPHYGMOMANOMETER (MERCURIAL) | 1 | DIAMOND | Regular | 16799 | 3000105590 | 2015-03-01 | 0 | NA | 0 | NA | W
12030 | Mungeli | Bhatgaon | PHC |  | GLUCOMETER | 1 | TRUF Result | CE 0197 | MO 6310782 | 3000105591 | 2015-03-01 | 0 | NA | 0 | NA | W
12031 | Mungeli | Bhatgaon | PHC |  | FOETAL DOPPLER | 1 | Medigold | SE - 2500 | 12/2014 FQ 1889 | 3000105592 | 2015-03-01 | 0 | NA | 0 | NA | W
12032 | Mungeli | Pandarbhattha | PHC | Doctor's Room | SPHYGMOMANOMETER (MERCURIAL) | 1 | Novaphone | NA | 2747284-09 | 3000105501 | 2011-08-01 | 0 | NA | 0 | NA | W
12033 | Mungeli | Pandarbhattha | PHC | Pathology Lab. | MICROSCOPE (BINOCULAR) | 1 | Labomed | Vision2000 | NA | 3000105502 | 2015-03-01 | 0 | NA | 0 | NA | W
12034 | Mungeli | Pandarbhattha | PHC | Pathology Lab. | NEEDLE DESTROYER | 1 | Saltlife | 220 V to 240 V | NA | 3000105503 | 2014-12-01 | 0 | NA | 0 | NA | W
12035 | Mungeli | Pandarbhattha | PHC | Nursing Duty Room | NEEDLE DESTROYER | 1 | HL Haemosafe | NA | HL-293 | 3000105504 | 2012-06-01 | 0 | NA | 0 | NA | W
12036 | Mungeli | Pandarbhattha | PHC | Nursing Duty Room | AUTOCLAVE | 1 | NA | NA | NA | 3000105505 | 2015-02-01 | 0 | NA | 0 | NA | W
12037 | Mungeli | Pandarbhattha | PHC | Doctor's Room | VISION DRUM | 1 | NA | NA | NA | 3000105506 | 2014-07-01 | 0 | NA | 0 | NA | W
12038 | Mungeli | Pandarbhattha | PHC | Doctor's Room | Trail Set | 1 | NA | NA | NA | 3000105507 | 2014-07-01 | 0 | NA | 0 | NA | W
12039 | Mungeli | Pandarbhattha | PHC | Doctor's Room | NEEDLE DESTROYER | 1 | Saitlife | NA | NA | 3000105508 | 2014-09-01 | 0 | NA | 0 | NA | NI
12040 | Mungeli | Pandarbhattha | PHC | Doctor's Room | BABY WEIGHING SCALE | 1 | Crown | NA | NA | 3000105509 | 2012-06-01 | 0 | NA | 0 | NA | NW
12041 | Mungeli | Pandarbhattha | PHC | Doctor's Room | AUTOCLAVE | 1 | Crown | NA | NA | 3000105510 | 2011-08-01 | 0 | NA | 0 | NA | NW
12042 | Mungeli | Pandarbhattha | PHC | Doctor's Room | SUCTION APPARATUS | 1 | NA | NA | NA | 3000105511 | 2012-08-01 | 0 | NA | 0 | NA | NW
12043 | Mungeli | Pandarbhattha | PHC | Doctor's Room | BABY WEIGHING SCALE | 1 | Crown | NA | NA | 3000105512 | 2014-12-01 | 0 | NA | 0 | NA | W
12044 | Mungeli | Ramhepur | PHC |  | REFRIGERATOR | 1 | LG | GL-1955 | NA | 3000105384 | 2012-02-01 | 0 | NA | 0 | NA | W
12045 | Mungeli | Ramhepur | PHC |  | NEBULIZER | 1 | Smartcare | AC-230 V50Hz | 542 | 3000105385 | NA | 0 | NA | 0 | NA | W
12046 | Mungeli | Ramhepur | PHC |  | SPHYGMOMANOMETER (MERCURIAL) | 1 | Dr.Morpen | NA | NA | 3000105386 | NA | 0 | NA | 0 | NA | W
12047 | Mungeli | Ramhepur | PHC |  | GLUCOMETER | 1 | Sagur Scan | NA | NA | 3000105387 | 2010-08-01 | 0 | NA | 0 | NA | W
12048 | Mungeli | Ramhepur | PHC |  | SPHYGMOMANOMETER (MERCURIAL) | 1 | Lifecare | SC-0 to 300mmhg | NA | 3000105388 | NA | 0 | NA | 0 | NA | W
12049 | Mungeli | Ramhepur | PHC |  | Autoscope | 1 | NA | NA | NA | 3000105389 | 2012-02-01 | 0 | NA | 0 | NA | W
12050 | Mungeli | Ramhepur | PHC |  | ADULT WEIGHING MACHINE | 1 | Supreme | NA | NA | 3000105390 | 2012-02-01 | 0 | NA | 0 | NA | W
12051 | Mungeli | Ramhepur | PHC |  | AUTOCLAVE | 1 | NA | NA | NA | 3000105391 | NA | 0 | NA | 0 | NA | W
12052 | Mungeli | Ramhepur | PHC |  | BABY WEIGHING SCALE | 1 | Crown | NA | NA | 3000105392 | NA | 0 | NA | 0 | NA | W
12053 | Mungeli | Ramhepur | PHC |  | ELECTRIC STERILIZER | 1 | NA | NA | NA | 3000105393 | NA | 0 | NA | 0 | NA | W
12054 | Mungeli | Ramhepur | PHC |  | NEEDLE DESTROYER | 1 | Mirosil | ND-360 | NA | 3000105394 | NA | 0 | NA | 0 | NA | W
12055 | Mungeli | Khari | PHC | OPD | SPHYGMOMANOMETER (MERCURIAL) | 1 | Life Line | NA | NA | 3000105358 | 2012-03-01 | 0 | NA | 0 | NA | W
12056 | Mungeli | Khari | PHC | OPD | REFRIGERATOR | 1 | LG | GL-195 RL412012 | 201NRSP007414 | 3000105359 | 2013-08-01 | 0 | NA | 0 | NA | W
12057 | Mungeli | Khari | PHC | OPD | GLUCOMETER | 1 | RMD | NA | RMD025873 | 3000105360 | 2015-01-01 | 1 | NA | 0 | NA | W
12058 | Mungeli | Khari | PHC | OPD | SPHYGMOMANOMETER (MERCURIAL) | 1 | Lifeline | NA | NA | 3000105361 | 2012-03-01 | 0 | NA | 0 | NA | W
12059 | Mungeli | Khari | PHC | OPD | SPHYGMOMANOMETER (MERCURIAL) | 1 | BIO Plus | NA | NA | 3000105362 | NA | 0 | NA | 0 | NA | W
12060 | Mungeli | Khari | PHC | OPD | ADULT WEIGHING MACHINE | 1 | Kohiwoor | NA | NA | 3000105363 | NA | 0 | NA | 0 | NA | W
12061 | Mungeli | Khari | PHC | OPD | NEBULIZER | 1 | Neb Plus | AP/APG | NA | 3000105364 | 2012-03-01 | 0 | NA | 0 | NA | W
12062 | Mungeli | Khari | PHC | OPD | SPHYGMOMANOMETER (MERCURIAL) | 1 | NA | NA | NA | 3000105365 | 2015-01-01 | 1 | NA | 0 | NA | NW
12063 | Mungeli | Khari | PHC | OPD | ADULT WEIGHING MACHINE | 1 | NA | NA | NA | 3000105366 | 2015-01-01 | 1 | NA | 0 | NA | NW
12064 | Mungeli | Khari | PHC | DELIVERY ROOM | ADULT WEIGHING MACHINE | 1 | Crown | NA | NA | 3000105367 | NA | 0 | NA | 0 | NA | W
12065 | Mungeli | Khari | PHC | DELIVERY ROOM | SUCTION APPARATUS | 1 | Shiva | NA | NA | 3000105368 | NA | 0 | NA | 0 | NA | W
12066 | Mungeli | Khari | PHC | DELIVERY ROOM | AUTOCLAVE | 1 | NA | NA | NA | 3000105369 | NA | 0 | NA | 0 | NA | W
12067 | Mungeli | Khari | PHC | DELIVERY ROOM | ELECTRIC STERILIZER | 1 | NA | NA | NA | 3000105372 | NA | 0 | NA | 0 | NA | NI
12068 | Mungeli | Khari | PHC | DELIVERY ROOM | ELECTRIC STERILIZER | 1 | NA | NA | NA | 3000105371 | NA | 0 | NA | 0 | NA | NI
12069 | Mungeli | Khari | PHC | DELIVERY ROOM | NEEDLE DESTROYER | 1 | Saratech | SIR | NA | 3000105370 | NA | 0 | NA | 0 | NA | NI
12070 | Mungeli | Khari | PHC | Store Room | ELECTRIC STERILIZER | 1 | NA | NA | NA | 3000105373 | NA | 0 | NA | 0 | NA | NW
12071 | Mungeli | Khudia | PHC | Store Room | AUTOCLAVE | 1 | NA | NA | NA | 3000105395 | 1995-02-01 | 0 | NA | 0 | NA | W
12072 | Mungeli | Khudia | PHC | Store Room | SUCTION APPARATUS | 1 | NA | NA | NA | 3000105396 | 1995-07-01 | 0 | NA | 0 | NA | NW
12073 | Mungeli | Khudia | PHC | Store Room | NEEDLE DESTROYER | 1 | Saratech | NA | NA | 3000105397 | 1995-07-01 | 0 | NA | 0 | NA | W
12074 | Mungeli | Khudia | PHC | Store Room | SPHYGMOMANOMETER (MERCURIAL) | 1 | Namatt | NA | NA | 3000105398 | 1995-07-01 | 0 | NA | 0 | NA | NW
12075 | Mungeli | Khudia | PHC | Store Room | SPHYGMOMANOMETER (MERCURIAL) | 1 | Namatt | NA | NA | 3000105399 | 1995-07-01 | 0 | NA | 0 | NA | NW
12076 | Mungeli | Khudia | PHC |  | BABY WEIGHING SCALE | 1 | Crown | NA | NA | 3000105400 | 1995-09-01 | 0 | NA | 0 | NA | W
12077 | Mungeli | Khudia | PHC |  | BABY WEIGHING SCALE | 1 | Crown | NA | NA | 3000105401 | 1995-09-01 | 0 | NA | 0 | NA | W
12078 | Mungeli | Khudia | PHC |  | SPHYGMOMANOMETER (MERCURIAL) | 1 | Dimond | Regular | NA | 3000105402 | 1995-07-01 | 0 | NA | 0 | NA | NW
12079 | Mungeli | Khudia | PHC |  | SPHYGMOMANOMETER (MERCURIAL) | 1 | Hicks | NA | NA | 3000105403 | NA | 0 | NA | 0 | NA | NW
12080 | Mungeli | Khudia | PHC |  | NEEDLE DESTROYER | 1 | Microsile | NA | NA | 3000105404 | 1995-07-01 | 0 | NA | 0 | NA | W
12081 | Mungeli | Khudia | PHC |  | ADULT WEIGHING MACHINE | 1 | Dragon | NA | NA | 3000105405 | NA | 0 | NA | 0 | NA | NW
12082 | Mungeli | Khudia | PHC |  | ELECTRIC STERILIZER | 1 | NA | NA | NA | 3000105406 | NA | 0 | NA | 0 | NA | NI
12083 | Mungeli | Khudia | PHC | Pathology Lab. | ELECTRIC STERILIZER | 1 | NA | NA | NA | 3000105407 | NA | 0 | NA | 0 | NA | W
12084 | Mungeli | Khudia | PHC | Pathology Lab. | BABY WEIGHING SCALE | 1 | Crown | NA | NA | 3000105408 | NA | 0 | NA | 0 | NA | W
12085 | Mungeli | Khudia | PHC | Pathology Lab. | NEBULIZER | 1 | BIO Plus | NA | NA | 3000105409 | NA | 0 | NA | 0 | NA | W
12086 | Mungeli | Khudia | PHC | Opthalmology Dept. | SPHYGMOMANOMETER (MERCURIAL) | 1 | Pioheer |  | 360939 | 3000105410 | NA | 0 | NA | 0 | NA | W
12087 | Mungeli | Khudia | PHC | Opthalmology Dept. | REFRIGERATOR | 1 | LG |  | 195CLGE4ARLZEBM | 3000105411 | 2015-05-01 | 0 | NA | 0 | NA | W
12088 | Mungeli | Khudia | PHC | Opthalmology Dept. | GLUCOMETER | 1 | Accuchek | CE0088 | GU045194-05 | 3000105412 | NA | 0 | NA | 0 | NA | W
12089 | Mungeli | Dashromgpur | PHC | Medicine Room | ADULT WEIGHING MACHINE | 1 | Krups | NA | NA | 3000105567 | NA | 0 | NA | 0 | NA | W
12090 | Mungeli | Dashromgpur | PHC | OT | SUCTION APPARATUS | 1 | Medik | NA | NA | 3000105568 | NA | 0 | NA | 0 | NA | W
12091 | Mungeli | Dashromgpur | PHC | OT | BABY WEIGHING SCALE | 1 | Essae | BS250 | NA | 3000105569 | NA | 0 | NA | 0 | NA | W
12092 | Mungeli | Dashromgpur | PHC | OT | BABY WEIGHING SCALE | 1 | Misahi | NA | NA | 3000105570 | NA | 0 | NA | 0 | NA | W
12093 | Mungeli | Dashromgpur | PHC | Store Room | SHADOWLESS OT LIGHT | 1 | NA | NA | NA | 3000105571 | NA | 0 | NA | 0 | NA | NW
12094 | Mungeli | Dashromgpur | PHC | IR ROOM | NEEDLE DESTROYER | 1 | Microsile | ND-350 | 1485 | 3000105562 | NA | 0 | NA | 0 | NA | W
12095 | Mungeli | Dashromgpur | PHC | Doctor's Room | SPHYGMOMANOMETER (MERCURIAL) | 1 | Diamond | Regular | 34286 | 3000105563 | NA | 0 | NA | 0 | NA | W
12096 | Mungeli | Dashromgpur | PHC | Pathology Lab. | MICROSCOPE (BINOCULAR) | 1 | Labomed | Vision2000 |  | 3000105564 | NA | 0 | NA | 0 | NA | W
12097 | Mungeli | Dashromgpur | PHC | Dressing Room | REFRIGERATOR | 1 | Whildpool | 10612 | INC073602843 | 3000105565 | NA | 0 | NA | 0 | NA | W
12098 | Mungeli | Dashromgpur | PHC | Dressing Room | AUTOCLAVE | 1 | Whildpool |  |  | 3000105566 | NA | 0 | NA | 0 | NA | W
12099 | Mungeli | Dashromgpur | PHC |  | SPHYGMOMANOMETER (MERCURIAL) | 1 | Microlife | NA | 90102025 | 3000105572 | NA | 0 | NA | 0 | NA | W
12100 | Mungeli | Khairwar(Khurd) | PHC | OPD | ADULT WEIGHING MACHINE | 1 | Victoria DX | NA | NA | 3000105374 | NA | 0 | NA | 0 | NA | W
12101 | Mungeli | Khairwar(Khurd) | PHC | DELIVERY ROOM | ELECTRIC STERILIZER | 1 | Atlas | NA | 98101110 | 3000105375 | NA | 0 | NA | 0 | NA | NW
12102 | Mungeli | Khairwar(Khurd) | PHC | DELIVERY ROOM | ADULT WEIGHING MACHINE | 1 | Crown | NA | NA | 3000105376 | NA | 0 | NA | 0 | NA | W
12103 | Mungeli | Khairwar(Khurd) | PHC | DELIVERY ROOM | SUCTION APPARATUS | 1 | Shiva | NA | NA | 3000105377 | NA | 0 | NA | 0 | NA | W
12104 | Mungeli | Khairwar(Khurd) | PHC |  | VISION DRUM | 1 | NA | NA | NA | 3000105378 | NA | 0 | NA | 0 | NA | W
12105 | Mungeli | Khairwar(Khurd) | PHC |  | SPHYGMOMANOMETER (MERCURIAL) | 1 | Dimond | Deluxe | NA | 3000105379 | NA | 0 | NA | 0 | NA | W
12106 | Mungeli | Khairwar(Khurd) | PHC |  | NEBULIZER | 1 | BIO Plus | NA | NA | 3000105380 | NA | 0 | NA | 0 | NA | W
12107 | Mungeli | Khairwar(Khurd) | PHC |  | NEEDLE DESTROYER | 1 | Saratech | SIR | NA | 3000105381 | NA | 0 | NA | 0 | NA | W
12108 | Mungeli | Khairwar(Khurd) | PHC |  | ELECTRIC STERILIZER | 1 | Atlas | NA | 9810117 | 3000105382 | NA | 0 | NA | 0 | NA | W
12109 | Mungeli | Khairwar(Khurd) | PHC |  | REFRIGERATOR | 1 | GL | GL-181/2007 | NA | 3000105383 | NA | 0 | NA | 0 | NA | W
12110 | Mungeli | Nawagon | PHC |  | SPHYGMOMANOMETER (DIGITAL) | 1 | Master Care | NA | 14Mo339 | 3000105236 | NA | 0 | NA | 0 | NA | W
12111 | Mungeli | Nawagon | PHC |  | SPHYGMOMANOMETER (DIGITAL) | 1 | Omron | CE00197 | 201111149-07VG | 3000105237 | NA | 0 | NA | 0 | NA | W
12112 | Mungeli | Nawagon | PHC |  | ADULT WEIGHING MACHINE | 1 | Crown |  | NA | 3000105238 | NA | 0 | NA | 0 | NA | W
12113 | Mungeli | Nawagon | PHC |  | ELECTRIC STERILIZER | 1 | Rexco | NA | NA | 3000105239 | 2008-09-01 | 0 | NA | 0 | NA | W
12114 | Mungeli | Nawagon | PHC |  | NEEDLE DESTROYER | 1 | Haemosafe | HL286 | NA | 3000105240 | 2012-06-01 | 0 | NA | 0 | NA | W
12115 | Mungeli | Nawagon | PHC | DELIVERY ROOM | BABY WEIGHING SCALE | 1 | Smartcare | NA | NA | 3000105241 | NA | 0 | NA | 0 | NA | W
12116 | Mungeli | Nawagon | PHC |  | SUCTION APPARATUS | 1 | Shiva | NA | NA | 3000105242 | 2008-09-01 | 0 | NA | 0 | NA | W
12117 | Mungeli | Nawagon | PHC |  | MICROSCOPE (BINOCULAR) | 1 | UABOMED | Vision2000 | 141174944 | 3000105243 | NA | 0 | NA | 0 | NA | W
12118 | Mungeli | Nawagon | PHC | Nursing Duty Room | REFRIGERATOR | 1 | LG | GL-195NL4/2011 | NA | 3000105244 | NA | 0 | NA | 0 | NA | W
12119 | Mungeli | Nawagon | PHC | Pathology Lab. | AUTOCLAVE | 1 | NA | NA | NA | 3000105245 | NA | 0 | NA | 0 | NA | W
12120 | Mungeli | Nawagon | PHC |  | ELECTRIC STERILIZER | 1 | NA | NA | NA | 3000105246 | 2008-09-01 | 0 | NA | 0 | NA | W
12121 | Mungeli | Khamharia | PHC |  | NEEDLE DESTROYER | 1 | Microsil | NA | NA | 3000105291 | 2013-09-01 | 0 | NA | 0 | NA | W
12122 | Mungeli | Khamharia | PHC |  | ELECTRIC STERILIZER | 1 | Atlas | NA | 09F10109 | 3000105292 | 2013-09-01 | 0 | NA | 0 | NA | W
12123 | Mungeli | Khamharia | PHC |  | SPHYGMOMANOMETER (DIGITAL) | 1 | Lifeline | NA | 73416 | 3000105293 | 2013-09-01 | 0 | NA | 0 | NA | W
12124 | Mungeli | Khamharia | PHC |  | MICROSCOPE (BINOCULAR) | 1 | Labomed | Vision2000 | 141174959 | 3000105294 | 2015-03-01 | 0 | NA | 0 | NA | W
12125 | Mungeli | Khamharia | PHC |  | ADULT WEIGHING MACHINE | 1 | NA | NA | NA | 3000105295 | 2013-09-01 | 0 | NA | 0 | NA | W
12126 | Mungeli | Khamharia | PHC | DELIVERY ROOM | SUCTION APPARATUS | 1 | NA | NA | NA | 3000105296 | 2013-09-01 | 0 | NA | 0 | NA | W
12127 | Mungeli | Khamharia | PHC | DELIVERY ROOM | BABY WEIGHING SCALE | 1 | Essae | BS250 | NA | 3000105297 | 2014-03-01 | 0 | NA | 0 | NA | W
12128 | Mungeli | Khamharia | PHC | DELIVERY ROOM | BABY WEIGHING SCALE | 1 | Crown | NA | NA | 3000105298 | 2013-09-01 | 0 | NA | 0 | NA | W
12129 | Mungeli | Khamharia | PHC | DELIVERY ROOM | CENTRIFUGE MACHINE (4 Tubes) | 1 | NA | NA | NA | 3000105299 | 2013-09-01 | 0 | NA | 0 | NA | W
12130 | Mungeli | Khamharia | PHC | DELIVERY ROOM | SHADOWLESS OT LIGHT | 1 | NA | NA | NA | 3000105300 | 2013-09-01 | 0 | NA | 0 | NA | W
12131 | Mungeli | Khamharia | PHC |  | REFRIGERATOR | 1 | Samsung | RT.29/2009 | NA | 3000105301 | 2010-10-01 | 0 | NA | 0 | NA | W
12132 | Mungeli | Khamharia | PHC |  | SHADOWLESS OT LIGHT | 1 | NA | NA | NA | 3000105302 | 2013-09-01 | 0 | NA | 0 | NA | W
12133 | Mungeli | Khamharia | PHC |  | AUTOCLAVE | 1 | NA | NA | NA | 3000105303 | 2013-09-01 | 0 | NA | 0 | NA | W
12134 | Mungeli | Khamharia | PHC |  | NEBULIZER | 1 | Hanbyneb Nulife | NA | NGM145187 | 3000105304 | 2013-09-01 | 0 | NA | 0 | NA | W
12135 | Mungeli | Khamharia | PHC |  | Trail Set | 1 | NA | NA | NA | 3000105305 | 2014-07-01 | 0 | NA | 0 | NA | W
12136 | Mungeli | Khamharia | PHC |  | SUCTION APPARATUS | 1 | NA | NA | NA | 3000105306 | 2013-09-01 | 0 | NA | 0 | NA | W
12137 | Mungeli | Khamharia | PHC |  | SPHYGMOMANOMETER (DIGITAL) | 1 | Hicks | NA | NA | 3000105307 | 2015-04-01 | 0 | NA | 0 | NA | NW
12138 | Mungeli | Khamharia | PHC |  | FOETAL DOPPLER | 1 | Neo Care | A100C | NA | 3000105308 | 2015-03-01 | 0 | NA | 0 | NA | W
12139 | Mungeli | Amora | PHC |  | SPHYGMOMANOMETER (MERCURIAL) | 1 | Mamta | NA | NA | 3000105309 | 2013-05-01 | 0 | NA | 0 | NA | NW
12140 | Mungeli | Amora | PHC |  | SPHYGMOMANOMETER (MERCURIAL) | 1 | Namatt | NA | OB6105 | 3000105310 | 2013-05-01 | 0 | NA | 0 | NA | NW
12141 | Mungeli | Amora | PHC |  | GLUCOMETER | 1 | True Result | NLPRO | M06310781 | 3000105311 | 2014-04-01 | 1 | NA | 0 | NA | NW
12142 | Mungeli | Amora | PHC |  | SPHYGMOMANOMETER (MERCURIAL) | 1 | Diomond | Regular | NA | 3000105312 | 2014-04-01 | 1 | NA | 0 | NA | W
12143 | Mungeli | Amora | PHC |  | NEEDLE DESTROYER | 1 | Microsil | ND-350 | 5575/03 | 3000105313 | 2013-05-01 | 0 | NA | 0 | NA | NW
12144 | Mungeli | Amora | PHC |  | BABY WEIGHING SCALE | 1 | Crown | NA | NA | 3000105314 | 2013-05-01 | 0 | NA | 0 | NA | W
12145 | Mungeli | Amora | PHC |  | ELECTRIC STERILIZER | 1 | NA | NA | NA | 3000105315 | NA | 0 | NA | 0 | NA | NW
12146 | Mungeli | Amora | PHC |  | REFRIGERATOR | 1 | Whildpool | DC-19/2014 | NA | 3000105316 | 2015-04-01 | 1 | NA | 0 | NA | W
12147 | Mungeli | Setganga | PHC | Doctor's Room | SPHYGMOMANOMETER (MERCURIAL) | 1 | Primier | NA | 9813616 | 3000105573 | 2014-05-01 | 0 | NA | 0 | NA | W
12148 | Mungeli | Setganga | PHC | Pathology Lab. | REFRIGERATOR | 1 | LG | GL-195NL4 | NA | 3000105574 | NA | 0 | NA | 0 | NA | W
12149 | Mungeli | Setganga | PHC | Opthalmology Dept. | Trail Set | 1 | NA | NA | NA | 3000105575 | NA | 0 | NA | 0 | NA | W
12150 | Mungeli | Setganga | PHC | Opthalmology Dept. | VISION DRUM | 1 | NA | NA | NA | 3000105576 | NA | 0 | NA | 0 | NA | W
12151 | Mungeli | Setganga | PHC | Opthalmology Dept. | MICROSCOPE (BINOCULAR) | 1 | NA | NA | NA | 3000105577 | NA | 0 | NA | 0 | NA | W
12152 | Mungeli | Setganga | PHC | Opthalmology Dept. | MICROSCOPE (BINOCULAR) | 1 | Labomed | Vision2000 | 141174924 | 3000105578 | 01/06/2012 | 0 | NA | 0 | NA | W
12153 | Mungeli | Setganga | PHC | Opthalmology Dept. | ELECTRIC STERILIZER | 1 | Atlas | NA | 09F10120 | 3000105579 | 01/06/2012 | 0 | NA | 0 | NA | W
12154 | Mungeli | Setganga | PHC | DELIVERY ROOM | NEEDLE DESTROYER | 1 | Microsil | ND 360 | 9837/03 | 3000105580 | 01/06/2012 | 0 | NA | 0 | NA | W
12155 | Mungeli | Setganga | PHC | DELIVERY ROOM | BABY WEIGHING SCALE | 1 | Crown | NA | NA | 3000105581 | 01/04/2015 | 0 | NA | 0 | NA | W
12156 | Mungeli | Setganga | PHC | DELIVERY ROOM | SUCTION APPARATUS | 1 | NA | NA | NA | 3000105582 | 2015-04-01 | 0 | NA | 0 | NA | NW
12157 | Mungeli | Setganga | PHC | DELIVERY ROOM | ADULT WEIGHING MACHINE | 1 | Smartcare | NA | NA | 3000105583 | 2012-06-01 | 0 | NA | 0 | NA | NW
12158 | Mungeli | Pathariya | CHC | OPD | SPHYGMOMANOMETER (MERCURIAL) | 1 | Diamond | CM/L Delux | 38786 | 3000105055 | NA | 0 | NA | 0 | NA | W
12159 | Mungeli | Pathariya | CHC | OPD | SPHYGMOMANOMETER (MERCURIAL) | 1 | Diamond | Regular | 311 | 3000105056 | NA | 0 | NA | 0 | NA | NW
12160 | Mungeli | Pathariya | CHC | OPD | ADULT WEIGHING MACHINE | 1 | NA | NA | NA | 3000105057 | NA | 0 | NA | 0 | NA | W
12161 | Mungeli | Pathariya | CHC | Opthalmology Dept. | VISION DRUM | 1 | NA | NA | NA | 3000105058 | NA | 0 | NA | 0 | NA | W
12162 | Mungeli | Pathariya | CHC | Opthalmology Dept. | TONOMETER Shiotz | 1 | NA | NA | NA | 3000105059 | NA | 0 | NA | 0 | NA | W
12163 | Mungeli | Pathariya | CHC | Opthalmology Dept. | OPHTHALMOSCOPE | 1 | welch Allyn | NA | NA | 3000105060 | NA | 0 | NA | 0 | NA | W
12164 | Mungeli | Pathariya | CHC | Pathology Lab. | NEEDLE DESTROYER | 1 | Microsil | ND360 | 9799/03 | 3000105061 | NA | 0 | NA | 0 | NA | W
12165 | Mungeli | Pathariya | CHC | Pathology Lab. | GLUCOMETER | 1 | Freestyle optium | XEGU00 | PL2E8 | 3000105062 | NA | 0 | NA | 0 | NA | W
12166 | Mungeli | Pathariya | CHC | Pathology Lab. | CENTRIFUGE MACHINE (6 Tubes) | 1 | REMI | C854/6 | BKLC-872 | 3000105063 | NA | 0 | NA | 0 | NA | W
12167 | Mungeli | Pathariya | CHC | Pathology Lab. | MICROSCOPE (BINOCULAR) | 1 | RADICAL | RMH4B | Modeol No024293 | 3000105064 | NA | 0 | NA | 0 | NA | W
12168 | Mungeli | Pathariya | CHC | Pathology Lab. | REFRIGERATOR | 1 | Whirlpool | DC19 | NA | 3000105065 | /15 | 0 | NA | 0 | NA | W
12169 | Mungeli | Pathariya | CHC | Pathology Lab. | CENTRIFUGE MACHINE (4 Tubes) | 1 | NA | NA | NA | 3000105066 | NA | 0 | NA | 0 | NA | NW
12170 | Mungeli | Pathariya | CHC | Pathology Lab. | MICROSCOPE (BINOCULAR) | 1 | MAGNUS | MLX | IND/R/3908 | 3000105067 | 1998-12-01 | 0 | NA | 0 | NA | NW
12171 | Mungeli | Pathariya | CHC | Pathology Lab. | COLORIMETER | 1 | ALPINE | NA | 84540205 | 3000105068 | NA | 0 | NA | 0 | NA | NW
12172 | Mungeli | Pathariya | CHC | Pathology Lab. | MICROSCOPE (BINOCULAR) | 1 | QUASMO | SP-22 | NA | 3000105069 | 1998-12-01 | 0 | NA | 0 | NA | NW
12173 | Mungeli | Pathariya | CHC | Pathology Lab. | MICROSCOPE (BINOCULAR) | 1 | QUASMO | SP-22 | NA | 3000105070 | 1998-12-01 | 0 | NA | 0 | NA | NW
12174 | Mungeli | Pathariya | CHC | Pathology Lab. | MICROSCOPE (BINOCULAR) | 1 | QUASMO | SP-22 | NA | 3000105071 | 1998-12-01 | 0 | NA | 0 | NA | NW
12175 | Mungeli | Pathariya | CHC | Pathology Lab. | ADULT WEIGHING MACHINE | 1 | CROWN | SP-22 | NA | 3000105072 | NA | 0 | NA | 0 | NA | NW
12176 | Mungeli | Pathariya | CHC | X-RAY DEPT | X-RAY MACHINE | 1 | SIEMENS | 5304 | 13085 | 3000105073 | 1998-11-01 | 0 | NA | 0 | NA | W
12177 | Mungeli | Pathariya | CHC | X-RAY DEPT | X-Ray Stand | 1 | SIEMENS | 5251 | 1744 | 3000105074 | 1998-11-01 | 0 | NA | 0 | NA | W
12178 | Mungeli | Pathariya | CHC | X-RAY DEPT | X-RAY MACHINE | 1 | SIEMENS | 5305 | 13083 | 3000105075 | 1998-11-01 | 0 | NA | 0 | NA | W
12179 | Mungeli | Pathariya | CHC | Store Room | SUCTION APPARATUS | 1 | SHIVA | NA | NA | No Bar Code | 2015-10-13 | 0 | NA | 0 | NA | W
12180 | Mungeli | Pathariya | CHC | Store Room | REFRIGERATOR | 1 | COLDCEL | XCEL | 5010071 | 3000105076 | NA | 0 | NA | 0 | NA | W
12181 | Mungeli | Pathariya | CHC | OT | OT TABLE (Hydraulic) | 1 | NA | NA | NA | 3000105077 | NA | 0 | NA | 0 | NA | W
12182 | Mungeli | Pathariya | CHC | OT | ELECTRIC STERILIZER | 1 | ATLAS | NA | 09F10163 | 3000105078 | NA | 0 | NA | 0 | NA | W
12183 | Mungeli | Pathariya | CHC | OT | OT TABLE | 1 | NA | NA | NA | 3000105079 | NA | 0 | NA | 0 | NA | W
12184 | Mungeli | Pathariya | CHC | OT | SHADOWLESS OT LIGHT | 1 | NA (shadowless) | NA | NA | 3000105080 | NA | 0 | NA | 0 | NA | NW
12185 | Mungeli | Pathariya | CHC | OT | FUMIGATION MACHINE | 1 | NA | NA | NA | 3000105081 | NA | 0 | NA | 0 | NA | W
12186 | Mungeli | Pathariya | CHC | OT | AUTOCLAVE | 1 | NA | NA | NA | 3000105082 | NA | 0 | NA | 0 | NA | W
12187 | Mungeli | Pathariya | CHC | OT | SUCTION APPARATUS | 1 | KABA SURGICAL | NA | NA | 3000105083 | NA | 0 | NA | 0 | NA | W
12188 | Mungeli | Pathariya | CHC | OT | ELECTRIC STERILIZER | 1 | ATLAS | NA | NA | 3000105084 | 2001-04-01 | 0 | NA | 0 | NA | NW
12189 | Mungeli | Pathariya | CHC | OT | ELECTRIC STERILIZER | 1 | NA | NA | NA | 3000105085 | 2015-04-01 | 0 | NA | 0 | NA | NW
12190 | Mungeli | Pathariya | CHC | OT | BOYLE'S APPARATUS | 1 | MEDICAL ENGINEERING | NA | NA | 3000105086 | NA | 0 | NA | 0 | NA | NI
12191 | Mungeli | Pathariya | CHC | OT | BOYLE'S APPARATUS | 1 | MEDICAL ENGINEERING | NA | NA | 3000105087 | NA | 0 | NA | 0 | NA | NI
12192 | Mungeli | Pathariya | CHC | OT | AUTOCLAVE | 1 | NA | NA | NA | 3000105088 | NA | 0 | NA | 0 | NA | W
12193 | Mungeli | Pathariya | CHC | IR ROOM | NEEDLE DESTROYER | 1 | MICROSIL | ND360 | 9932 | 3000105089 | NA | 0 | NA | 0 | NA | W
12194 | Mungeli | Pathariya | CHC | DELIVERY ROOM | ADULT WEIGHING MACHINE | 1 | ESSAE | BS-250 | 25014613165 | 3000105090 | NA | 0 | NA | 0 | NA | W
12195 | Mungeli | Pathariya | CHC | DELIVERY ROOM | ADULT WEIGHING MACHINE | 1 | CROWN | NA | NA | 3000105091 | 2015-01-05 | 0 | NA | 0 | NA | W
12196 | Mungeli | Pathariya | CHC | DELIVERY ROOM | INFANT RADIANT WARMER | 1 | MEDITECH | NA | NA | 3000105092 | NA | 0 | NA | 0 | NA | W
12197 | Mungeli | Pathariya | CHC | DELIVERY ROOM | NEEDLE DESTROYER | 1 |  | 220v-240v | frequncy60-100mhz | 3000105093 | NA | 0 | NA | 0 | NA | W
12198 | Mungeli | Pathariya | CHC | DELIVERY ROOM | ELECTRIC STERILIZER | 1 | ATLAS | Size300x150x125mm | 09F10138 | 3000105094 | NA | 0 | NA | 0 | NA | W
12199 | Mungeli | Pathariya | CHC | DELIVERY ROOM | SHADOWLESS OT LIGHT | 1 | NA | NA | NA | 3000105095 | NA | 0 | NA | 0 | NA | W
12200 | Mungeli | Pathariya | CHC | OT | AUTOCLAVE | 1 | NA | NA | NA | 3000105096 | NA | 0 | NA | 0 | NA | NI
12201 | Mungeli | Pathariya | CHC | Store Room | ECG RECORDER | 1 | NA | NA | NA | 3000105097 | NA | 0 | NA | 0 | NA | NI
12202 | Mungeli | Lalpur | PHC | OPD | ADULT WEIGHING MACHINE | 1 | SUVARNA | NA | NA | 3000105209 | NA | 0 | NA | 0 | NA | W
12203 | Mungeli | Lalpur | PHC | OPD | SPHYGMOMANOMETER (MERCURIAL) | 1 | Diamond | Delux | NA | 3000105210 | NA | 0 | NA | 0 | NA | W
12204 | Mungeli | Lalpur | PHC | DELIVERY ROOM | BABY WEIGHING SCALE | 1 | CROWN | NA | NA | 3000105211 | NA | 0 | NA | 0 | NA | W
12205 | Mungeli | Lalpur | PHC | DELIVERY ROOM | SUCTION APPARATUS | 1 | SHIVA | NA | NA | 3000105212 | NA | 0 | NA | 0 | NA | W
12206 | Mungeli | Lalpur | PHC | DELIVERY ROOM | ELECTRIC STERILIZER | 1 | ATLAS | NA | 09F1011 | 3000105213 | 2015-12-09 | 0 | NA | 0 | NA | W
12207 | Mungeli | Lalpur | PHC | DELIVERY ROOM | SPHYGMOMANOMETER (MERCURIAL) | 1 | NAMATT | NA | 3390 | 3000105214 | NA | 0 | NA | 0 | NA | W
12208 | Mungeli | Lalpur | PHC | Store Room | AUTOCLAVE | 1 | NA | NA | NA | 3000105215 | NA | 0 | NA | 0 | NA | NW
12209 | Mungeli | Lalpur | PHC | Store Room | NEEDLE DESTROYER | 1 | Saratech | SIR(100VA)MINI | NA | 3000105216 | NA | 0 | NA | 0 | NA | NW
12210 | Mungeli | Lalpur | PHC | Store Room | NEEDLE DESTROYER | 1 | Saratech | SIR(100VA)MINI | NA | 3000105217 | NA | 0 | NA | 0 | NA | NW
12211 | Mungeli | Lalpur | PHC | Store Room | ELECTRIC STERILIZER | 1 | NA | NA | NA | 3000105218 | 2015-12-09 | 0 | NA | 0 | NA | W
12212 | Mungeli | Lalpur | PHC | OPD | NEBULIZER | 1 | BIO+PLUS | CE0120 | 171107 | 3000105219 | NA | 0 | NA | 0 | NA | W
12213 | Mungeli | Lalpur | PHC | OPD | GLUCOMETER | 1 | ENTRUST | CE0088 | AE5000792464 | 3000105220 | NA | 0 | NA | 0 | NA | W
12214 | Mungeli | Palchua | PHC | OPD | SPHYGMOMANOMETER (MERCURIAL) | 1 | Life line | NA | NA | 3000105247 | 2015-04-15 | 0 | NA | 0 | NA | W
12215 | Mungeli | Palchua | PHC | OPD | SPHYGMOMANOMETER (DIGITAL) | 1 | Omron | NA | NA | 3000105249 | 2015-01-12 | 0 | NA | 0 | NA | W
12216 | Mungeli | Palchua | PHC | OPD | REFRIGERATOR | 1 | LG | GL195NL4/2011 | NA | 3000105248 | 2015-02-12 | 0 | NA | 0 | NA | W
12217 | Mungeli | Palchua | PHC | Store Room | AUTOCLAVE | 1 | NA | NA | NA | 3000105250 | 2015-04-15 | 0 | NA | 0 | NA | W
12218 | Mungeli | Palchua | PHC | Store Room | BABY WEIGHING SCALE | 1 | Smart care | NA | NA | 3000105251 | 2015-04-15 | 0 | NA | 0 | NA | W
12219 | Mungeli | Palchua | PHC | Store Room | SUCTION APPARATUS | 1 | NA | NA | NA | 3000105252 | 2015-03-15 | 0 | NA | 0 | NA | W
12220 | Mungeli | Palchua | PHC | Store Room | SUCTION APPARATUS | 1 | NA | NA | NA | 3000105253 | 2015-04-15 | 0 | NA | 0 | NA | W
12221 | Mungeli | Palchua | PHC | Store Room | ELECTRIC STERILIZER | 1 | VENUS | NA | NA | 3000105254 | 2015-01-10 | 0 | NA | 0 | NA | W
12222 | Mungeli | Palchua | PHC | Store Room | ADULT WEIGHING MACHINE | 1 | PRESTIGE | NA | NA | 3000105255 | 2015-04-15 | 0 | NA | 0 | NA | W
12223 | Mungeli | Palchua | PHC | Store Room | ADULT WEIGHING MACHINE | 1 | CROWN | NA | NA | 3000105256 | 2015-01-10 | 0 | NA | 0 | NA | NW
12224 | Mungeli | Palchua | PHC | Store Room | BABY WEIGHING SCALE | 1 | NA | NA | NA | 3000105257 | 2015-06-12 | 0 | NA | 0 | NA | NW
12225 | Mungeli | Palchua | PHC | Store Room | SPHYGMOMANOMETER (MERCURIAL) | 1 | NA | NA | NA | 3000105258 | 2015-01-10 | 0 | NA | 0 | NA | NW
12226 | Mungeli | Palchua | PHC | Store Room | SPHYGMOMANOMETER (MERCURIAL) | 1 | NA | NA | NA | 3000105259 | 2015-04-13 | 0 | NA | 0 | NA | NW
12227 | Mungeli | Palchua | PHC | Opthalmology Dept. | Trail Set | 1 | NA | NA | NA | 3000105260 | 2015-06-14 | 0 | NA | 0 | NA | W
12228 | Mungeli | Palchua | PHC | Opthalmology Dept. | VISION DRUM | 1 | Microsil | ND360 | NA9810/03 | 3000105261 | 2015-06-14 | 0 | NA | 0 | NA | W
12229 | Mungeli | Palchua | PHC | Nursing Duty Room | NEEDLE DESTROYER | 1 | AGOH | CE-0123A100C | NA | 3000105262 | 2015-06-12 | 0 | NA | 0 | NA | W
12230 | Mungeli | Palchua | PHC | Nursing Duty Room | FOETAL DOPPLER | 1 | krups | NA | NA | 3000105263 | 2015-03-15 | 0 | NA | 0 | NA | W
12231 | Mungeli | Palchua | PHC | OPD | ADULT WEIGHING MACHINE | 1 | LABOMED | VISIN2000 | 141174926 | 3000105264 | 2015-04-15 | 0 | NA | 0 | NA | W
12232 | Mungeli | Palchua | PHC | Pathology Lab. | MICROSCOPE (BINOCULAR) | 1 | NA | NA | NA | 3000105265 | 2015-03-15 | 0 | NA | 0 | NA | W
12233 | Mungeli | Palchua | PHC | DELIVERY ROOM | ELECTRIC STERILIZER | 1 | NA | NA | NA | 3000105266 | 2015-06-12 | 0 | NA | 0 | NA | W
12234 | Mungeli | Palchua | PHC | DELIVERY ROOM | BABY WEIGHING SCALE | 1 | CROWN | NA | NA | 3000105267 | 2015-06-14 | 0 | NA | 0 | NA | W
12235 | Mungeli | Jarhagaon | PHC | OPD | SPHYGMOMANOMETER (MERCURIAL) | 1 | Diamond | Regular | 13890 | 3000105525 | NA | 0 | NA | 0 | NA | W
12236 | Mungeli | Jarhagaon | PHC | OPD | ADULT WEIGHING MACHINE | 1 | CROWN | NA | NA | 3000105526 | NA | 0 | NA | 0 | NA | W
12237 | Mungeli | Jarhagaon | PHC | OPD | SPHYGMOMANOMETER (MERCURIAL) | 1 | Diamond | Regular | 24743 | 3000105527 | NA | 0 | NA | 0 | NA | NW
12238 | Mungeli | Jarhagaon | PHC | DELIVERY ROOM | SUCTION APPARATUS | 1 | SHIVA | NA | NA | 3000105528 | NA | 0 | NA | 0 | NA | NW
12239 | Mungeli | Jarhagaon | PHC | DELIVERY ROOM | SPHYGMOMANOMETER (MERCURIAL) | 1 | Micro life | NA | 90102003 | 3000105529 | NA | 0 | NA | 0 | NA | NW
12240 | Mungeli | Jarhagaon | PHC | DELIVERY ROOM | ELECTRIC STERILIZER | 1 | NA | NA | NA | 3000105530 | NA | 0 | NA | 0 | NA | W
12241 | Mungeli | Jarhagaon | PHC | DELIVERY ROOM | BABY WEIGHING SCALE | 1 | CROWN | NA | NA | 3000105531 | NA | 0 | NA | 0 | NA | W
12242 | Mungeli | Jarhagaon | PHC | DELIVERY ROOM | BABY WEIGHING SCALE | 1 | CROWN | NA | NA | 3000105532 | NA | 0 | NA | 0 | NA | W
12243 | Mungeli | Jarhagaon | PHC | DELIVERY ROOM | BABY WEIGHING SCALE | 1 | CROWN | NA | NA | 3000105533 | NA | 0 | NA | 0 | NA | NW
12244 | Mungeli | Jarhagaon | PHC | DELIVERY ROOM | BABY WEIGHING SCALE | 1 | NA | BS-250 | 25014131-672 | 3000105534 | NA | 0 | NA | 0 | NA | W
12245 | Mungeli | Jarhagaon | PHC | DELIVERY ROOM | SUCTION APPARATUS | 1 | SHIVA | NA | NA | 3000105535 | NA | 0 | NA | 0 | NA | W
12246 | Mungeli | Jarhagaon | PHC | DELIVERY ROOM | ELECTRIC STERILIZER | 1 | ATLAS | 300X150X125MM | 09F10147 | 3000105536 | NA | 0 | NA | 0 | NA | W
12247 | Mungeli | Jarhagaon | PHC | DELIVERY ROOM | ELECTRIC STERILIZER | 1 | NA | 300X150X125MM | 09F10139 | 3000105537 | NA | 0 | NA | 0 | NA | NW
12248 | Mungeli | Jarhagaon | PHC | DELIVERY ROOM | AUTOCLAVE | 1 | NA | NA | NA | 3000105538 | NA | 0 | NA | 0 | NA | W
12249 | Mungeli | Jarhagaon | PHC | DELIVERY ROOM | SHADOWLESS OT LIGHT | 1 | NA | NA | NA | 3000105539 | NA | 0 | NA | 0 | NA | W
12250 | Mungeli | Jarhagaon | PHC | Nursing Duty Room | REFRIGERATOR | 1 | Samsung | RT-20/2009 | NA | 3000105540 | NA | 0 | NA | 0 | NA | W
12251 | Mungeli | Jarhagaon | PHC | Nursing Duty Room | Trail Set | 1 | NA | NA | NA | 3000105541 | NA | 0 | NA | 0 | NA | W
12252 | Mungeli | Jarhagaon | PHC | Nursing Duty Room | VISION DRUM | 1 | NA | NA | NA | 3000105542 | NA | 0 | NA | 0 | NA | W
12253 | Mungeli | Jarhagaon | PHC | Nursing Duty Room | MICROSCOPE (BINOCULAR) | 1 | NA | NA | NA | 3000105543 | NA | 0 | NA | 0 | NA | W
12254 | Mungeli | Jarhagaon | PHC | Pathology Lab. | MICROSCOPE (BINOCULAR) | 1 | LABOMED | NA | NA | 3000105544 | NA | 0 | NA | 0 | NA | W
12255 | Mungeli | Jarhagaon | PHC | Dressing Room | NEEDLE DESTROYER | 1 | HL HAEMOSAFF | NA | HL288 | No Bar Code | NA | 0 | NA | 0 | NA | NW
12256 | Mungeli | Jarhagaon | PHC | Dressing Room | ELECTRIC STERILIZER | 1 | NA | NA | NA | No Bar Code | NA | 0 | NA | 0 | NA | NW
12257 | Mungeli | Mungeli | DH | Nursing Duty Room | REFRIGERATOR | 1 | LG | NA | GL-250KL4/2012 | 3000105001 | NA | 0 | NA | 0 | NA | W
12258 | Mungeli | Mungeli | DH | Nursing Duty Room | MULTIPARA PATIENT MONITOR | 1 | Philips | NA | G-30 | 3000105002 | 2014-06-01 | 0 | NA | 0 | NA | W
12259 | Mungeli | Mungeli | DH | Nursing Duty Room | NEBULIZER | 1 | HANDYNER | NA | NA | 3000105003 |  | 0 | NA | 0 | NA | W
12260 | Mungeli | Mungeli | DH | Nursing Duty Room | SPHYGMOMANOMETER (MERCURIAL) | 1 | Diamond | NA | GL/L186043 | 3000105004 |  | 0 | NA | 0 | NA | NW
12261 | Mungeli | Mungeli | DH | Nursing Duty Room | AUTOCLAVE | 1 | NA | NA | NA | 3000105005 | 2014-07-01 | 0 | NA | 0 | NA | W
12262 | Mungeli | Mungeli | DH | Nursing Duty Room | SPHYGMOMANOMETER (MERCURIAL) | 1 | Diamond | NA | CM/L0196043 | 3000105006 |  | 0 | NA | 0 | NA | W
12263 | Mungeli | Mungeli | DH |  | OXYGEN CONCENTRATOR | 1 | Super Gold | S-3224 |  | 3000105014 | NA | 0 | NA | 0 | NA | W
12264 | Mungeli | Mungeli | DH |  | OXYGEN CONCENTRATOR | 1 | Geneus | S-3224 |  | 3000105013 | NA | 0 | NA | 0 | NA | W
12265 | Mungeli | Mungeli | DH |  | BABY WEIGHING SCALE | 1 | CROWN |  |  | 3000105015 | NA | 0 | NA | 0 | NA | W
12266 | Mungeli | Mungeli | DH |  | NEEDLE DESTROYER | 1 | HAEMOSAF6 | HL-347 |  | 3000105016 | 2012-10-01 | 0 | NA | 0 | NA | W
12267 | Mungeli | Mungeli | DH |  | INFANT RADIANT WARMER | 1 | MEDITETCH | CEO470 | BM/RW/58/0910 | 3000105017 | NA | 0 | NA | 0 | NA | W
12268 | Mungeli | Mungeli | DH |  | SpSHADOWLESS OT LIGHT | 1 | NA |  |  | 3000105018 | NA | 0 | NA | 0 | NA | W
12269 | Mungeli | Mungeli | DH |  | GLUCOMETER | 1 | GLUCO CARE | NA | RMD-019520 | 3000105007 | 2014-05-01 | 0 | NA | 0 | NA | W
12270 | Mungeli | Mungeli | DH | DELIVERY ROOM | SUCTION APPARATUS | 1 | SHIVA | NA | NA | 3000105008 | NA | 0 | NA | 0 | NA | W
12271 | Mungeli | Mungeli | DH |  | ELECTRIC STERILIZER | 1 | NA | NA | NA | 3000105009 | NA | 0 | NA | 0 | NA | W
12272 | Mungeli | Mungeli | DH |  | FOETAL DOPPLER | 1 | MEDIGOLD | NA | NA | 3000105010 | 2014-05-01 | 0 | NA | 0 | NA | NW
12273 | Mungeli | Mungeli | DH |  | BABY WEIGHING SCALE | 1 | ESSAE | BS-250 | 250142-31809 | 3000105011 | NA | 0 | NA | 0 | NA | W
12274 | Mungeli | Mungeli | DH |  | BABY WEIGHING SCALE | 1 | CROWN | NA | NA | 3000105012 | NA | 0 | NA | 0 | NA | W
12275 | Mungeli | Mungeli | DH | OT | SPHYGMOMANOMETER (MERCURIAL) | 1 | Diamond | CM/L-0196043 | NA | 3000105019 | NA | 0 | NA | 0 | NA | W
12276 | Mungeli | Mungeli | DH | OT | BOYLE'S APPARATUS | 1 | NA | NA | NA | 3000105020 | NA | 0 | NA | 0 | NA | W
12277 | Mungeli | Mungeli | DH | OT | SUCTION APPARATUS | 1 | SHIVA | NA | NA | 3000105021 | NA | 0 | NA | 0 | NA | W
12278 | Mungeli | Mungeli | DH | OT | SUCTION APPARATUS | 1 | SHIVA | NA | NA | 3000105022 | NA | 0 | NA | 0 | NA | W
12279 | Mungeli | Mungeli | DH | OT | SHADOWLESS OT LIGHT | 1 | NA | NA | NA | 3000105023 | NA | 0 | NA | 0 | NA | W
12280 | Mungeli | Mungeli | DH | OT | SHADOWLESS OT LIGHT | 1 | NA | NA | NA | 3000105024 | NA | 0 | NA | 0 | NA | W
12281 | Mungeli | Mungeli | DH | OT | OT TABLE (Hydraulic) | 1 | NA | NA | NA | 3000105025 | 2013-09-01 | 0 | NA | 0 | NA | W
12282 | Mungeli | Mungeli | DH | OT | AUTOCLAVE | 1 | NA | NA | NA | 3000105026 | NA | 0 | NA | 0 | NA | W
12283 | Mungeli | Mungeli | DH | OT | AUTOCLAVE | 1 | NA | NA | NA | 3000105027 | NA | 0 | NA | 0 | NA | W
12284 | Mungeli | Mungeli | DH |  | NEEDLE DESTROYER | 1 | SAI+LIFE | NA | NA | 3000105028 | 2012-05-01 | 0 | NA | 0 | NA | W
12285 | Mungeli | Mungeli | DH |  | SUCTION APPARATUS | 1 | SHIVA | NA | NA | 3000105029 | 2013-09-01 | 0 | NA | 0 | NA | W
12286 | Mungeli | Mungeli | DH |  | SUCTION APPARATUS | 1 | SHIVA | NA | NA | 3000105030 | 2013-09-01 | 0 | NA | 0 | NA | W
12287 | Mungeli | Mungeli | DH | Sonography Room | Sonography Machine | 1 | Mindary | NA | NA | 3000105031 | NA | 0 | NA | 0 | NA | W
12288 | Mungeli | Mungeli | DH | Sonography Room | Sonography Machine | 1 | Magnus Opus | NA | OM/MP/CH/201506-05 | 3000105032 | NA | 0 | NA | 0 | NA | W
12289 | Mungeli | Mungeli | DH | Sonography Room | Printer | 1 | HP | BIOSB0207-00 | CNCH60531 | 3000105033 | NA | 0 | NA | 0 | NA | W
12290 | Mungeli | Mungeli | DH | Store Room | REFRIGERATOR | 1 | Samsung | RA231-2008 | NA | 3000105034 | NA | 0 | NA | 0 | NA | W
12291 | Mungeli | Mungeli | DH | Nursing Duty Room | ADULT WEIGHING MACHINE | 1 | NA | NA | NA | 3000105035 | NA | 0 | NA | 0 | NA | NW
12292 | Mungeli | Mungeli | DH | BLOOD BANK | Blood Bank REFRIGERATOR | 1 | MEDITECH BIRD | MTBBR2 | M786525526 | 3000105036 | NA | 0 | NA | 0 | NA | W
12293 | Mungeli | Mungeli | DH | BLOOD BANK | Blood Bank REFRIGERATOR | 1 | MEDITECH BIRD | MTBB2 | M786525325 | 3000105037 | NA | 0 | NA | 0 | NA | W
12294 | Mungeli | Mungeli | DH | Pathology Lab. | NEEDLE DESTROYER | 1 | MICRO SIL | ND-360 | 9809/03 | 3000105038 | NA | 0 | NA | 0 | NA | W
12295 | Mungeli | Mungeli | DH | Pathology Lab. | CENTRIFUGE MACHINE | 1 | REMI | R8C | DHLC-577 | 3000105039 | NA | 0 | NA | 0 | NA | W
12296 | Mungeli | Mungeli | DH | Pathology Lab. | MICROSCOPE (BINOCULAR) | 1 | LABOMED | NA | 140570343 | 3000105040 | NA | 0 | NA | 0 | NA | W
12297 | Mungeli | Mungeli | DH | Pathology Lab. | COLORIMETER | 1 | SARATECH | NA | NA | 3000105041 | NA | 0 | NA | 0 | NA | W
12298 | Mungeli | Mungeli | DH | Pathology Lab. | HOT AIR OVEN | 1 | NA | NA | NA | 3000105042 | NA | 0 | NA | 0 | NA | NW
12299 | Mungeli | Mungeli | DH | BLOOD BANK | VDRL ROTATOR | 1 | NA | KE | NA | 3000105043 | NA | 0 | NA | 0 | NA | W
12300 | Mungeli | Mungeli | DH | BLOOD BANK | Blood Bank REFRIGERATOR | 1 | MEDITECH BIRD | MTBBR4 | M786525316 | 3000105044 | NA | 0 | NA | 0 | NA | W
12301 | Mungeli | Mungeli | DH | BLOOD BANK | Blood Bank REFRIGERATOR | 1 | MEDITECH BIRD | MTBBR4 | M78652525315 | 3000105045 | NA | 0 | NA | 0 | NA | W
12302 | Mungeli | Mungeli | DH | BLOOD BANK | NEEDLE DESTROYER | 1 | SARATECH | NA | 2506 | 3000105046 | NA | 0 | NA | 0 | NA | W
12303 | Mungeli | Mungeli | DH | BLOOD BANK | CENTRIFUGE MACHINE | 1 | COSLABTMS | NA | NA | 3000105047 | NA | 0 | NA | 0 | NA | W
12304 | Mungeli | Mungeli | DH | BLOOD BANK | BLOOD COLLECTION MONITOR | 1 | MEDITECH BIRD | MTBCM03 | M786525307 | 3000105048 | NA | 0 | NA | 0 | NA | W
12305 | Mungeli | Mungeli | DH | BLOOD BANK | blood collection tubes | 1 | LABTOP | LDC-11 | 14034121 | 3000105049 | NA | 0 | NA | 0 | NA | W
12306 | Mungeli | Mungeli | DH | BLOOD BANK | REFRIGERATOR | 1 | videocon | S-180 | 1411060105241 | 3000105050 | NA | 0 | NA | 0 | NA | W
12307 | Mungeli | Mungeli | DH | BLOOD BANK | CENTRIFUGE MACHINE | 1 | Teknik | NA | NA | 3000105051 | NA | 0 | NA | 0 | NA | NW
12308 | Mungeli | Mungeli | DH | RADIOLOGY Dept. | X-RAY MACHINE 120 mA | 1 | MEDITRONICS | AERB/01/565 | 64007 | 3000105052 | 2006-01-01 | 0 | NA | 0 | NA | W
12309 | Mungeli | Mungeli | DH | RADIOLOGY Dept. | X-RAY MACHINE | 1 | MEDITRONICS | NA | 6AOL3 | 3000105053 | 2006-01-01 | 0 | NA | 0 | NA | W
12310 | Mungeli | Mungeli | DH | RADIOLOGY Dept. | Voltage Stablizer | 1 | WINTECH | NA | NA | 3000105054 | NA | 0 | NA | 0 | NA | W
12311 | Mungeli | Mungeli | DH | NCD | SPHYGMOMANOMETER (MERCURIAL) | 1 | Diamond | Regular | 2071 | 3000105195 | NA | 0 | NA | 0 | NA | W
12312 | Mungeli | Mungeli | DH | NCD | GLUCOMETER | 1 | GLUCO CARE | ceo123 | RMO28596 | 3000105196 | NA | 0 | NA | 0 | NA | W
12313 | Mungeli | Mungeli | DH | NCD | SPHYGMOMANOMETER (MERCURIAL) | 1 | Diamond | Regular | NA | 3000105197 | NA | 0 | NA | 0 | NA | W
12314 | Mungeli | Mungeli | DH | T.B Dept. | ADULT WEIGHING MACHINE | 1 | NA | NA | NA | 3000105198 | NA | 0 | NA | 0 | NA | NW
12315 | Mungeli | Mungeli | DH | T.B Dept. | ADULT WEIGHING MACHINE | 1 | NA | NA | NA | 3000105199 | NA | 0 | NA | 0 | NA | W
12316 | Mungeli | Mungeli | DH | T.B Dept. | MICROSCOPE (BINOCULAR) | 1 | Magnus Opus | MLXB | 519032 | 3000105200 | NA | 0 | NA | 0 | NA | W
12317 | Mungeli | Mungeli | DH | Opthalmology Dept. | Trail Set | 1 | NA | NA | NA | 3000105201 | NA | 0 | NA | 0 | NA | W
12318 | Mungeli | Mungeli | DH | Opthalmology Dept. | VISION DRUM | 1 | NA | NA | NA | 3000105202 | NA | 0 | NA | 0 | NA | W
12319 | Mungeli | Mungeli | DH | Opthalmology Dept. | OPHTHALMOSCOPE | 1 | Welch Allyn | NA | NA | 3000105203 | NA | 0 | NA | 0 | NA | W
12320 | Mungeli | Mungeli | DH | Opthalmology Dept. | TONOMETER | 1 | NA | NA | NA | 3000105204 | NA | 0 | NA | 0 | NA | W
12321 | Mungeli | Mungeli | DH | Store Room | ELECTRIC STERILIZER | 1 | ATLAS | NA | 09F8924 | 3000105205 | NA | 0 | NA | 0 | NA | W
12322 | Mungeli | Mungeli | DH | Store Room | SPHYGMOMANOMETER (MERCURIAL) | 1 | Primier | NA | 9811744 | 3000105206 | NA | 0 | NA | 0 | NA | NW
12323 | Mungeli | Mungeli | DH | Store Room | SPHYGMOMANOMETER (MERCURIAL) | 1 | Primier | NA | 8134615 | 3000105207 | NA | 0 | NA | 0 | NA | NW
12324 | Mungeli | Mungeli | DH | Store Room | SPHYGMOMANOMETER (MERCURIAL) | 1 | Primier | NA | 14J0142 | 3000105208 | NA | 0 | NA | 0 | NA | NW
12325 | Mungeli | Chendli | PHC | OPD | ELECTRIC STERILIZER | 1 | NA | NA | NA | 3000105098 | 2009-03-01 | 0 | NA | 0 | NA | W
12326 | Mungeli | Chendli | PHC | OPD | NEEDLE DESTROYER | 1 | SARATECH | NA | NA | 3000105099 | 2009-06-01 | 0 | NA | 0 | NA | W
12327 | Mungeli | Chendli | PHC | OPD | ELECTRIC STERILIZER | 1 | ATLAS | 510X200X150MM | 09F8826 | 3000105100 | 2009-06-01 | 0 | NA | 0 | NA | W
12328 | Mungeli | Chendli | PHC | OPD | SPHYGMOMANOMETER (MERCURIAL) | 1 | Smart Care | SOI-118 | NA | 3000105101 | 2009-03-01 | 0 | NA | 0 | NA | W
12329 | Mungeli | Chendli | PHC | OPD | SPHYGMOMANOMETER (MERCURIAL) | 1 | Smart Care | SCH-108 | NA | 3000105102 | 2009-03-01 | 0 | NA | 0 | NA | W
12330 | Mungeli | Chendli | PHC | DELIVERY ROOM | BABY WEIGHING SCALE | 1 | CROWN | NA | NA | 3000105103 | 2009-03-01 | 0 | NA | 0 | NA | W
12331 | Mungeli | Chendli | PHC | DELIVERY ROOM | AUTOCLAVE | 1 | NA | NA | NA | 3000105104 | 2009-03-01 | 0 | NA | 0 | NA | W
12332 | Mungeli | Chendli | PHC | medicine room | NEEDLE DESTROYER | 1 | SARATECH | 100VA/60VA | NA | 3000105105 | 2009-06-01 | 0 | NA | 0 | NA | W
12333 | Mungeli | Chendli | PHC | medicine room | REFRIGERATOR | 1 | LG | GL-185RP3 | NA | 3000105106 |  | 0 | NA | 0 | NA | W
12334 | Mungeli | Chendli | PHC | medicine room | BABY WEIGHING SCALE | 1 | CROWN | NA | NA | 3000105107 | 2009-03-01 | 0 | NA | 0 | NA | NW
12335 | Mungeli | Chendli | PHC | OPD | VISION DRUM | 1 | NA | NA | NA | 3000105108 | 2014 | 0 | NA | 0 | NA | W
12336 | Mungeli | Chendli | PHC | OPD | Trail Set | 1 | NA | NA | NA | 3000105109 | 2014 | 0 | NA | 0 | NA | W
12337 | Mungeli | Chendli | PHC | OPD | TONOMETER | 1 | NA | NA | NA | 3000105110 | NA | 0 | NA | 0 | NA | W
12338 | Mungeli | Chendli | PHC | OPD | ADULT WEIGHING MACHINE | 1 | LIBRA | NA | NA | 3000105111 | NA | 0 | NA | 0 | NA | W
12339 | Mungeli | Chendli | PHC | OPD | NEBULIZER | 1 | OMRON | NE-C-25EN2 | 753891 | 3000105112 | NA | 0 | NA | 0 | NA | W
12340 | Mungeli | Chendli | PHC | OPD | SPHYGMOMANOMETER (MERCURIAL) | 1 | MAMATT | CL/M8325472 | NA | 3000105113 | 2009-03-01 | 0 | NA | 0 | NA | W
12341 | Mungeli | Chendli | PHC | OPD | SPHYGMOMANOMETER (MERCURIAL) | 1 | MAMATT | NA | NA | 3000105114 | 2009-03-01 | 0 | NA | 0 | NA | NW
12342 | Mungeli | Barela | PHC | OPD | SPHYGMOMANOMETER (MERCURIAL) | 1 | LIFE LINE | CM/L9421877 | 86668 | 3000105513 | NA | 0 | NA | 0 | NA | W
12343 | Mungeli | Barela | PHC | Opthalmology Dept. | VISION DRUM | 1 | NA | NA | NA | 3000105514 | NA | 0 | NA | 0 | NA | W
12344 | Mungeli | Barela | PHC | Opthalmology Dept. | Trail Set | 1 | NA | NA | NA | 3000105515 | NA | 0 | NA | 0 | NA | W
12345 | Mungeli | Barela | PHC | Opthalmology Dept. | REFRIGERATOR | 1 | LG | GL-195NL4/2011 | NA | 3000105516 | NA | 0 | NA | 0 | NA | W
12346 | Mungeli | Barela | PHC | Opthalmology Dept. | ADULT WEIGHING MACHINE | 1 | Smart Care | NA | NA | 3000105517 | NA | 0 | NA | 0 | NA | W
12347 | Mungeli | Barela | PHC | Pathology Lab. | CENTRIFUGE MACHINE | 1 | NA | NA | NA | 3000105518 | NA | 0 | NA | 0 | NA | W
12348 | Mungeli | Barela | PHC | Pathology Lab. | MICROSCOPE (BINOCULAR) | 1 | LABOMED | VISION2000 | 141276127 | 3000105519 | NA | 0 | NA | 0 | NA | W
12349 | Mungeli | Barela | PHC | Dressing Room | NEEDLE DESTROYER | 1 | SAI+LIFE | 220V TO 240V | NA | 3000105520 | NA | 0 | NA | 0 | NA | W
12350 | Mungeli | Barela | PHC | DELIVERY ROOM | ELECTRIC STERILIZER | 1 | NA | NA | NA | 3000105521 | NA | 0 | NA | 0 | NA | NW
12351 | Mungeli | Barela | PHC | DELIVERY ROOM | SUCTION APPARATUS | 1 | NA | NA | NA | 3000105522 | NA | 0 | NA | 0 | NA | W
12352 | Mungeli | Barela | PHC | DELIVERY ROOM | FOETAL DOPPLER | 1 | QEON | A100C | NA | 3000105523 | NA | 0 | NA | 0 | NA | W
12353 | Mungeli | Barela | PHC | DELIVERY ROOM | BABY WEIGHING SCALE | 1 | CROWN | NA | NA | 3000105524 | NA | 0 | NA | 0 | NA | W
12354 | Mungeli | Padampur | PHC | OPD | SPHYGMOMANOMETER (MERCURIAL) | 1 | Diamond | Regular | 13810 | 3000105268 | 2014-02-01 | 0 | NA | 0 | NA | W
12355 | Mungeli | Padampur | PHC | OPD | ADULT WEIGHING MACHINE | 1 | VICTONADX | NA | NA | 3000105269 | 2012-06-01 | 0 | NA | 0 | NA | W
12356 | Mungeli | Padampur | PHC | OPD | NEEDLE DESTROYER | 1 | HEAMO SAFE | NA | NA | 3000105270 | 2011-11-01 | 0 | NA | 0 | NA | NW
12357 | Mungeli | Padampur | PHC | Pathology Lab. | MICROSCOPE (BINOCULAR) | 1 | LABOMED | VISION2000 | 141276243 | 3000105271 | 2015-04-01 | 0 | NA | 0 | NA | W
12358 | Mungeli | Padampur | PHC | Pathology Lab. | CENTRIFUGE MACHINE | 1 | NA | NA | NA | 3000105272 | NA | 0 | NA | 0 | NA | W
12359 | Mungeli | Padampur | PHC | DELIVERY ROOM | SUCTION APPARATUS | 1 | NA | NA | NA | 3000105273 | 2004-06-01 | 0 | NA | 0 | NA | NW
12360 | Mungeli | Padampur | PHC | DELIVERY ROOM | SHADOWLESS OT LIGHT | 1 | NA | NA | NA | 3000105274 | NA | 0 | NA | 0 | NA | W
12361 | Mungeli | Padampur | PHC | DELIVERY ROOM | BABY WEIGHING SCALE | 1 | ESSAE | BS-250 | 25014131688 | 3000105275 | 2014 | 0 | NA | 0 | NA | W
12362 | Mungeli | Padampur | PHC | DELIVERY ROOM | BABY WEIGHING SCALE | 1 | CROWN | NA | NA | 3000105276 | NA | 0 | NA | 0 | NA | W
12363 | Mungeli | Padampur | PHC | DELIVERY ROOM | NEEDLE DESTROYER | 1 | MICRO SIL | ND-350 | 1489 | 3000105277 | 2007-12-01 | 0 | NA | 0 | NA | W
12364 | Mungeli | Padampur | PHC | DELIVERY ROOM | FOETAL DOPPLER | 1 | AEON | CF0123 | NA | 3000105278 | 2015-04-01 | 0 | NA | 0 | NA | W
12365 | Mungeli | Padampur | PHC | DELIVERY ROOM | ELECTRIC STERILIZER | 1 | ATLAS | NA | 09F10090 | 3000105279 | NA | 0 | NA | 0 | NA | W
12366 | Mungeli | Padampur | PHC | DELIVERY ROOM | NEBULIZER | 1 | INFIBE | MCN5600 | 2011011 | 3000105280 | 2013-09-01 | 0 | NA | 0 | NA | W
12367 | Mungeli | Padampur | PHC | DELIVERY ROOM | AUTOCLAVE | 1 | NA | NA | NA | 3000105281 | 2008-12-01 | 0 | NA | 0 | NA | NW
12368 | Mungeli | Padampur | PHC | DELIVERY ROOM | ELECTRIC STERILIZER | 1 | VICTEWA | NA | NA | 3000105282 | 2009-08-01 | 0 | NA | 0 | NA | W
12369 | Mungeli | Padampur | PHC | Store Room | ADULT WEIGHING MACHINE | 1 | VICTEWA | DX | NA | 3000105283 | 2009-08-01 | 0 | NA | 0 | NA | NW
12370 | Mungeli | Padampur | PHC | Store Room | REFRIGERATOR | 1 | LG | GL181RP | 703NLXZ00178 | 3000105284 | NA | 0 | NA | 0 | NA | NW
12371 | Mungeli | Padampur | PHC | Store Room | SUCTION APPARATUS | 1 | NA | NA | NA | 3000105285 | 2013-09-01 | 0 | NA | 0 | NA | W
12372 | Mungeli | Padampur | PHC | Store Room | ELECTRIC STERILIZER | 1 | NA | NA | NA | 3000105286 | NA | 0 | NA | 0 | NA | W
12373 | Mungeli | Padampur | PHC | Store Room | SPHYGMOMANOMETER (MERCURIAL) | 1 | SUMO+ | NA | SBP-131402 | 3000105287 | 2015-03-01 | 0 | NA | 0 | NA | W
12374 | Mungeli | Padampur | PHC | Store Room | SPHYGMOMANOMETER (MERCURIAL) | 1 | MICRO LIFE | NA | 90102018 | 3000105288 | 2005-05-01 | 0 | NA | 0 | NA | NW
12375 | Mungeli | Padampur | PHC | Store Room | SPHYGMOMANOMETER (MERCURIAL) | 1 | MICRO LIFE | NA | 90102037 | 3000105289 | 2004-06-01 | 0 | NA | 0 | NA | NW
12376 | Mungeli | Padampur | PHC | Store Room | BABY WEIGHING SCALE | 1 | NA | NA | NA | 3000105290 | 2009-08-01 | 0 | NA | 0 | NA | NW
12377 | Mungeli | Devarhat | PHC | OPD | ADULT WEIGHING MACHINE | 1 | KRUPS | NA | NA | 3000105221 | 2012-10-01 | 0 | NA | 0 | NA | W
12378 | Mungeli | Devarhat | PHC | OPD | SPHYGMOMANOMETER (MERCURIAL) | 1 | NUTECH | CEO434 | NGM-NB15822 | 3000105222 | 2014-03-01 | 0 | NA | 0 | NA | W
12379 | Mungeli | Devarhat | PHC | OPD | BABY WEIGHING SCALE | 1 | CROWN | NA | NA | 3000105223 | NA | 0 | NA | 0 | NA | W
12380 | Mungeli | Devarhat | PHC | OPD | NEBULIZER | 1 | DR. DIAZ | HEMONEB | IN030312120227 | 3000105224 | 2014-03-01 | 0 | NA | 0 | NA | W
12381 | Mungeli | Devarhat | PHC | OPD | ELECTRIC STERILIZER | 1 | NA | NA | NA | 3000105225 | 2015-03-01 | 0 | NA | 0 | NA | W
12382 | Mungeli | Devarhat | PHC |  | NEEDLE DESTROYER | 1 | SARATECH | SIR | 6336 | 3000105226 | NA | 0 | NA | 0 | NA | W
12383 | Mungeli | Devarhat | PHC |  | BABY WEIGHING SCALE | 1 | CROWN |  | NA | 3000105227 | NA | 0 | NA | 0 | NA | W
12384 | Mungeli | Devarhat | PHC |  | ADULT WEIGHING MACHINE | 1 | NA | NA | NA | 3000105228 | NA | 0 | NA | 0 | NA | W
12385 | Mungeli | Devarhat | PHC |  | SUCTION APPARATUS | 1 | PIONEFR | NA | NA | 3000105229 | 2012-03-01 | 0 | NA | 0 | NA | W
12386 | Mungeli | Devarhat | PHC |  | NEBULIZER | 1 | NEBUTECH | NA | NA | 3000105230 | 2012-03-01 | 0 | NA | 0 | NA | NW
12387 | Mungeli | Devarhat | PHC |  | SPHYGMOMANOMETER (MERCURIAL) | 1 | NA | NA | NA | 3000105231 | NA | 0 | NA | 0 | NA | NW
12388 | Mungeli | Devarhat | PHC |  | NEEDLE DESTROYER | 1 | SARATECH | NA | 6578 | 3000105232 | NA | 0 | NA | 0 | NA | NW
12389 | Mungeli | Devarhat | PHC |  | REFRIGERATOR | 1 | LG | GL-195RL4/2011 | NA | 3000105233 | 2012-02-01 | 0 | NA | 0 | NA | W
12390 | Mungeli | Devarhat | PHC |  | ELECTRIC STERILIZER | 1 | NA | NA | NA | 3000105234 | NA | 0 | NA | 0 | NA | NW
12391 | Mungeli | Devarhat | PHC |  | ADULT WEIGHING MACHINE | 1 | NA | NA | NA | 3000105235 | NA | 0 | NA | 0 | NA | NW
12392 | Narayanpur | Dhudai | PHC | Store Room | REFRIGERATOR | 1 | Samsung | RT26 H30003 E/TL | 404 RYZAG 3008952 | 3000105831 | 2015-06-01 | 1 | 2016-06-01 | 0 | NA | W
12393 | Narayanpur | Dhudai | PHC | Store Room | REFRIGERATOR | 1 | Godrej | GDA 19 A2/2014 | NA | 3000105832 | 2014-08-01 | 0 | 2015-08-01 | 0 | NA | W
12394 | Narayanpur | Dhudai | PHC | Store Room | GLUCOMETER | 1 | Contour | NA | 8071233 | 3000105833 | 2015-03-01 | 0 | 2016-03-01 | 0 | NA | W
12395 | Narayanpur | Dhudai | PHC | Store Room | ADULT WEIGHING MACHINE | 1 | Smart Care | NA | NA | 3000105834 | 2014-06-01 | 0 | NA | 0 | NA | W
12396 | Narayanpur | Dhudai | PHC | Store Room | SPHYGMOMANOMETER (MERCURIAL) | 1 | Top | NA | NA | 3000105835 | 2015-06-01 | 1 | 2016-06-01 | 0 | NA | NI
12397 | Narayanpur | Dhudai | PHC | OPD | SPHYGMOMANOMETER (MERCURIAL) | 1 | Smart Care | NA | NA | 3000105826 | 2015-03-01 | 1 | 2016-04-01 | 0 | NA | W
12398 | Narayanpur | Dhudai | PHC | OPD | SPHYGMOMANOMETER (MERCURIAL) | 1 | Top | NA | NA | 3000105827 | 2015-03-01 | 1 | 2016-04-01 | 0 | NA | W
12399 | Narayanpur | Dhudai | PHC | OPD | ADULT WEIGHING MACHINE | 1 | Smart Care | NA | NA | 3000105828 | 2013-07-01 | 0 | NA | 0 | NA | W
12400 | Narayanpur | Dhudai | PHC | DELIVERY ROOM | BABY WEIGHING SCALE | 1 | Docbel | NA | NA | 3000105829 | 2013-07-01 | 0 | NA | 0 | NA | W
12401 | Narayanpur | Dhudai | PHC | DELIVERY ROOM | ELECTRIC STERILIZER | 1 | Reuco | NA | NA | 3000105830 | 2013-06-01 | 0 | NA | 0 | NA | W
12402 | Narayanpur | Dhudai | PHC | DELIVERY ROOM | INFANT RADIANT WARMER | 1 | NA | NA | NA | 3000105836 | 2015-06-01 | 1 | 2016-06-01 | 0 | NA | NI
12403 | Narayanpur | Dhudai | PHC | DELIVERY ROOM | SPHYGMOMANOMETER (MERCURIAL) | 1 | Omron | NA | NA | 3000105837 | 2014-01-01 | 0 | NA | 0 | NA | W
12404 | Narayanpur | Dhudai | PHC | DELIVERY ROOM | NEEDLE DESTROYER | 1 | Sara Tech | NA | NA | 3000105838 | 2015-02-01 | 1 | 2016-02-01 | 0 | NA | W
12405 | Narayanpur | Chote Donger | PHC | Pathology Lab. | REFRIGERATOR | 1 | Godrej | GDA 19 A2/2014 | NA | 3000105839 | NA | 0 | NA | 0 | NA | W
12406 | Narayanpur | Chote Donger | PHC | Pathology Lab. | MICROSCOPE (BINOCULAR) | 1 | Optic | NA | NA | 3000105840 | NA | 0 | NA | 0 | NA | W
12407 | Narayanpur | Chote Donger | PHC | Pathology Lab. | MICROSCOPE (BINOCULAR) | 1 | Optic | NA | NA | 3000105841 | NA | 0 | NA | 0 | NA | W
12408 | Narayanpur | Chote Donger | PHC | Injection Room | NEEDLE DESTROYER | 1 | Microsil | ND 360 | 10391/03 | 3000105842 | NA | 0 | NA | 0 | NA | W
12409 | Narayanpur | Chote Donger | PHC | DELIVERY ROOM | AUTOCLAVE | 1 | NA | NA | NA | 3000105843 | NA | 0 | NA | 0 | NA | W
12410 | Narayanpur | Chote Donger | PHC |  | SUCTION APPARATUS | 1 | NA | NA | NA | 3000105844 | 2015-04-01 | 1 | 2016-04-01 | 0 | NA | W
12411 | Narayanpur | Chote Donger | PHC |  | BABY WEIGHING SCALE | 1 | Essqe | NA | NA | 3000105845 | 2015-07-01 | 1 | 2016-07-01 | 0 | NA | W
12412 | Narayanpur | Chote Donger | PHC |  | ELECTRIC STERILIZER | 1 | NA | NA | NA | 3000105846 | NA | 0 | NA | 0 | NA | W
12413 | Narayanpur | Chote Donger | PHC |  | BABY WEIGHING SCALE | 1 | Crown | NA | NA | 3000105847 | 2015-07-01 | 1 | 2016-07-01 | 0 | NA | W
12414 | Narayanpur | Chote Donger | PHC |  | SUCTION APPARATUS | 1 | Easy Cure4 | ECPSY-307 | 14404130901 | 3000105848 | 2015-04-01 | 1 | 2016-04-01 | 0 | NA | W
12415 | Narayanpur | Chote Donger | PHC |  | INFANT RADIANT WARMER | 1 | Infancy Care | Infancy | NA | 3000105849 | 2015-06-01 | 1 | 2016-06-01 | 0 | NA | NI
12416 | Narayanpur | Chote Donger | PHC |  | NEBULIZER | 1 | NA | NA | NA | 3000105850 | NA | 0 | NA | 0 | NA | W
12417 | Narayanpur | Chote Donger | PHC |  | SPHYGMOMANOMETER (MERCURIAL) | 1 | NA | NA | NA | 3000105851 | 2015-06-01 | 1 | 2016-06-01 | 0 | NA | W
12418 | Narayanpur | Chote Donger | PHC |  | ADULT WEIGHING MACHINE | 1 | SCVARNA | NA | NA | 3000105852 | NA | 0 | NA | 0 | NA | W
12419 | Narayanpur | Chote Donger | PHC |  | REFRIGERATOR | 1 | Godrej | 2014 | NA | 3000105853 | 2014-09-01 | 1 | 2015-09-01 | 0 | NA | W
12420 | Narayanpur | Dhanora | PHC | GENERAL WARD | BABY WEIGHING SCALE | 1 | Crown | NA | NA | 3000105854 | 2015-06-01 | 1 | 2016-06-01 | 0 | NA | W
12421 | Narayanpur | Dhanora | PHC | GENERAL WARD | SUCTION APPARATUS | 1 | Shiva | NA | NA | 3000105855 | 2015-06-01 | 1 | 2016-06-01 | 0 | NA | W
12422 | Narayanpur | Dhanora | PHC | GENERAL WARD | SUCTION APPARATUS | 1 | NA | NA | NA | 3000105856 | 2015-06-01 | 1 | 2016-06-01 | 0 | NA | W
12423 | Narayanpur | Dhanora | PHC | GENERAL WARD | ADULT WEIGHING MACHINE | 1 | Suvarna | NA | NA | 3000105857 | 2015-06-01 | 1 | 2016-06-01 | 0 | NA | W
12424 | Narayanpur | Dhanora | PHC | GENERAL WARD | SUCTION APPARATUS | 1 | Shiva | NA | NA | 3000105858 | 2015-06-01 | 1 | 2016-06-01 | 0 | NA | W
12425 | Narayanpur | Dhanora | PHC | DELIVERY ROOM | ELECTRIC STERILIZER | 1 | NA | NA | NA | 3000105859 | 2015-06-01 | 1 | 2016-06-01 | 0 | NA | NI
12426 | Narayanpur | Dhanora | PHC | DELIVERY ROOM | ELECTRIC STERILIZER | 1 | NA | NA | NA | 3000105860 | 2015-06-01 | 1 | 2016-06-01 | 0 | NA | NI
12427 | Narayanpur | Dhanora | PHC | DELIVERY ROOM | INFANT RADIANT WARMER | 1 | NA | NA | NA | 3000105861 | 2015-06-01 | 1 | 2016-06-01 | 0 | NA | W
12428 | Narayanpur | Dhanora | PHC | DELIVERY ROOM | NEBULIZER | 1 | Homeal | NA | NA | 3000105862 | NA | 0 | NA | 0 | NA | W
12429 | Narayanpur | Dhanora | PHC | DELIVERY ROOM | NEEDLE DESTROYER | 1 | Sara Tech | NA | NA | 3000105863 | NA | 0 | NA | 0 | NA | W
12430 | Narayanpur | Dhanora | PHC | DELIVERY ROOM | SPHYGMOMANOMETER (MERCURIAL) | 1 | Smart Care | NA | NA | 3000105864 | 2014-01-01 | 0 | NA | 0 | NA | W
12431 | Narayanpur | Dhanora | PHC | DELIVERY ROOM | SPHYGMOMANOMETER (DIGITAL) | 1 | Easy Care | NA | 13 0582055633107 | 3000105865 | 2014-01-01 | 0 | NA | 0 | NA | W
12432 | Narayanpur | Benur | PHC | OPD | ADULT WEIGHING MACHINE | 1 | Suvarna | NA | NA | 3000105913 | NA | 0 | NA | 0 | NA | W
12433 | Narayanpur | Benur | PHC | OPD | REFRIGERATOR | 1 | Godrej | ITDX 4BLHTK | NA | 3000105914 | NA | 0 | NA | 0 | NA | W
12434 | Narayanpur | Benur | PHC | OPD | SPHYGMOMANOMETER (MERCURIAL) | 1 | Diamond | Regular | NA | 3000105915 | NA | 0 | NA | 0 | NA | W
12435 | Narayanpur | Benur | PHC | OPD | SPHYGMOMANOMETER (MERCURIAL) | 1 | Smart Care | NA | NA | 3000105916 | NA | 0 | NA | 0 | NA | W
12436 | Narayanpur | Benur | PHC | OPD | SPHYGMOMANOMETER (DIGITAL) | 1 | Euro Check | NA | NA | 3000105917 | NA | 0 | NA | 0 | NA | W
12437 | Narayanpur | Benur | PHC | OPD | NEBULIZER | 1 | Omron | ME-C28 | 20140600101 UF | 3000105918 | NA | 0 | NA | 0 | NA | W
12438 | Narayanpur | Benur | PHC | OPD | ADULT WEIGHING MACHINE | 1 | Sumo | NA | NA | 3000105919 | NA | 0 | NA | 0 | NA | W
12439 | Narayanpur | Benur | PHC | OPD | SPHYGMOMANOMETER (MERCURIAL) | 1 | Top | NA | NA | 3000105920 | 2014-01-01 | 0 | NA | 0 | NA | W
12440 | Narayanpur | Benur | PHC | DELIVERY ROOM | ELECTRIC STERILIZER | 1 | Rexco | NA | NA | 3000105921 | NA | 0 | NA | 0 | NA | W
12441 | Narayanpur | Benur | PHC | DELIVERY ROOM | BABY WEIGHING SCALE | 1 | Essae | B4250 | 25014131761 | 3000105922 | NA | 0 | NA | 0 | NA | W
12442 | Narayanpur | Benur | PHC | DELIVERY ROOM | BABY WEIGHING SCALE | 1 | Crown | NA | NA | 3000105923 | NA | 0 | NA | 0 | NA | W
12443 | Narayanpur | Benur | PHC | DELIVERY ROOM | SUCTION APPARATUS | 1 | Shiva | NA | NA | 3000105924 | NA | 0 | NA | 0 | NA | W
12444 | Narayanpur | Benur | PHC | DELIVERY ROOM | INFANT RADIANT WARMER | 1 | Infancy Care | NA | NA | 3000105925 | 2015-07-01 | 1 | 2016-07-01 | 0 | NA | NI
12445 | Narayanpur | Benur | PHC | OT | NEEDLE DESTROYER | 1 | Microsil | NA | NA | 3000105926 | NA | 0 | NA | 0 | NA | W
12446 | Narayanpur | Benur | PHC | OT | NEEDLE DESTROYER | 1 | NA | NA | NA | 3000105927 | NA | 0 | NA | 0 | NA | W
12447 | Narayanpur | Benur | PHC | OT | AUTOCLAVE | 1 | NA | NA | NA | 3000105928 | NA | 0 | NA | 0 | NA | W
12448 | Narayanpur | Benur | PHC | OT | NEEDLE DESTROYER | 1 | Microsil | ND 360 | NA | 3000105929 | NA | 0 | NA | 0 | NA | W
12449 | Narayanpur | Benur | PHC | OT | ELECTRIC STERILIZER | 1 | Atlas | NA | NA | 3000105930 | NA | 0 | NA | 0 | NA | NI
12450 | Narayanpur | Benur | PHC | OT | ELECTRIC STERILIZER | 1 | Atlas | NA | NA | 3000105931 | NA | 0 | NA | 0 | NA | W
12451 | Narayanpur | Benur | PHC | DELIVERY ROOM | BABY PHOTOTHERAPY UNIT | 1 | NA | NA | NA | 3000105932 | 2015-07-01 | 1 | 2016-07-01 | 0 | NA | NI
12452 | Narayanpur | Benur | PHC | Store Room | SPHYGMOMANOMETER (MERCURIAL) | 1 | Sanjiveny | NA | NA | 3000105933 | NA | 0 | NA | 0 | NA | NW
12453 | Narayanpur | Benur | PHC | Store Room | SPHYGMOMANOMETER (MERCURIAL) | 1 | ML | NA | NA | 3000105934 | NA | 0 | NA | 0 | NA | NW
12454 | Narayanpur | Benur | PHC | Store Room | SPHYGMOMANOMETER (MERCURIAL) | 1 | Infi | NA | NA | 3000105935 | NA | 0 | NA | 0 | NA | NW
12455 | Narayanpur | Benur | PHC | Store Room | SPHYGMOMANOMETER (MERCURIAL) | 1 | Smart Care | NA | NA | 3000105936 | NA | 0 | NA | 0 | NA | NW
12456 | Narayanpur | Benur | PHC | Store Room | SUCTION APPARATUS | 1 | Shiva | NA | NA | 3000105937 | NA | 0 | NA | 0 | NA | NW
12457 | Narayanpur | Benur | PHC | Store Room | ADULT WEIGHING MACHINE | 1 | NA | NA | NA | 3000105938 | NA | 0 | NA | 0 | NA | NW
12458 | Narayanpur | Benur | PHC | Store Room | MICROSCOPE (BINOCULAR) | 1 | Olympus | MLXB | NA | 3000105939 | NA | 0 | NA | 0 | NA | W
12459 | Narayanpur | Benur | PHC | Store Room | CENTRIFUGE MACHINE (4 Tubes) | 1 | NA | NA | NA | 3000105940 | NA | 0 | NA | 0 | NA | NW
12460 | Narayanpur | Benur | PHC | Store Room | GLUCOMETER | 1 | NA | NA | NA | 3000105941 | 2014-01-01 | 0 | NA | 0 | NA | W
12461 | Narayanpur | Orchha | CHC | Pathology Lab. | REFRIGERATOR | 1 | Samsung | RT26 H30003 E/TL 15 | NA | 3000105866 | 2015-05-01 | 0 | NA | 0 | NA | W
12462 | Narayanpur | Orchha | CHC | Pathology Lab. | NEEDLE DESTROYER | 1 | NA | NA | NA | 3000105867 | 2014-10-01 | 0 | NA | 0 | NA | W
12463 | Narayanpur | Orchha | CHC | Pathology Lab. | AUTOCLAVE | 1 | NA | NA | NA | 3000105868 | NA | 0 | NA | 0 | NA | NW
12464 | Narayanpur | Orchha | CHC | Pathology Lab. | CENTRIFUGE MACHINE (8 Tubes) | 1 | NA | NA | NA | 3000105869 | NA | 0 | NA | 0 | NA | NW
12465 | Narayanpur | Orchha | CHC | Pathology Lab. | INCUBATOR | 1 | NA | EMT 11 | 0 7 | 3000105870 | 2014-08-01 | 0 | NA | 0 | NA | W
12466 | Narayanpur | Orchha | CHC | Pathology Lab. | MICROSCOPE (BINOCULAR) | 1 | Olympus | MLXB (Megnus) | II9088 | 3000105871 | NA | 0 | NA | 0 | NA | W
12467 | Narayanpur | Orchha | CHC | Pathology Lab. | INCUBATOR | 1 | NA | NA | NA | 3000105872 | NA | 0 | NA | 0 | NA | NW
12468 | Narayanpur | Orchha | CHC | Pathology Lab. | ELECTRIC STERILIZER | 1 | NA | NA | NA | 3000105873 | NA | 0 | NA | 0 | NA | W
12469 | Narayanpur | Orchha | CHC | Pathology Lab. | ELECTRIC STERILIZER | 1 | NA | NA | NA | 3000105874 | NA | 0 | NA | 0 | NA | W
12470 | Narayanpur | Orchha | CHC | Pathology Lab. | ELECTRIC STERILIZER | 1 | NA | NA | NA | 3000105875 | NA | 0 | NA | 0 | NA | W
12471 | Narayanpur | Orchha | CHC | Pathology Lab. | ELECTRIC STERILIZER | 1 | NA | NA | NA | 3000105876 | NA | 0 | NA | 0 | NA | W
12472 | Narayanpur | Orchha | CHC | Pathology Lab. | ELECTRIC STERILIZER | 1 | NA | NA | NA | 3000105877 | NA | 0 | NA | 0 | NA | W
12473 | Narayanpur | Orchha | CHC | Pathology Lab. | AUTOCLAVE | 1 | NA | NA | NA | 3000105878 | NA | 0 | NA | 0 | NA | NW
12474 | Narayanpur | Orchha | CHC | Pathology Lab. | MICROSCOPE (BINOCULAR) | 1 | NA | NA | NA | 3000105879 | NA | 0 | NA | 0 | NA | NW
12475 | Narayanpur | Orchha | CHC | Pathology Lab. | ADULT WEIGHING MACHINE | 1 | NA | NA | NA | 3000105880 | NA | 0 | NA | 0 | NA | W
12476 | Narayanpur | Orchha | CHC | OT | DENTAL CHAIR | 1 | NA | NA | NA | 3000105881 | NA | 0 | NA | 0 | NA | NI
12477 | Narayanpur | Orchha | CHC | OT | DENTAL CHAIR | 1 | NA | NA | NA | 3000105882 | NA | 0 | NA | 0 | NA | NW
12478 | Narayanpur | Orchha | CHC | DELIVERY ROOM | BABY PHOTOTHERAPY UNIT | 1 | NA | NA | NA | 3000105883 | NA | 0 | NA | 0 | NA | NI
12479 | Narayanpur | Orchha | CHC | DELIVERY ROOM | BABY WEIGHING SCALE | 1 | NA | NA | NA | 3000105884 | NA | 0 | NA | 0 | NA | W
12480 | Narayanpur | Orchha | CHC | DELIVERY ROOM | ELECTRIC STERILIZER | 1 | NA | NA | NA | 3000105885 | NA | 0 | NA | 0 | NA | W
12481 | Narayanpur | Orchha | CHC | DELIVERY ROOM | SUCTION APPARATUS | 1 | NA | NA | NA | 3000105886 | 2015-05-01 | 0 | NA | 0 | NA | W
12482 | Narayanpur | Orchha | CHC | Medicine Room | REFRIGERATOR | 1 | Samsung | RR 19 J201 3RH/TL | NA | 3000105887 | 2015-05-01 | 0 | NA | 0 | NA | W
12483 | Narayanpur | Orchha | CHC | Medicine Room | SPHYGMOMANOMETER (MERCURIAL) | 1 | Top | NA | NA | 3000105888 | 2015-04-01 | 0 | NA | 0 | NA | NI
12484 | Narayanpur | Orchha | CHC | Medicine Room | SPHYGMOMANOMETER (MERCURIAL) | 1 | Top | NA | NA | 3000105889 | 2015-04-01 | 0 | NA | 0 | NA | NI
12485 | Narayanpur | Orchha | CHC | Medicine Room | SPHYGMOMANOMETER (MERCURIAL) | 1 | Smart Care | NA | NA | 3000105890 | 2015-04-01 | 0 | NA | 0 | NA | W
12486 | Narayanpur | Orchha | CHC | Medicine Room | SPHYGMOMANOMETER (MERCURIAL) | 1 | Top | NA | NA | 3000105891 | 2015-04-01 | 0 | NA | 0 | NA | NW
12487 | Narayanpur | Orchha | CHC | Medicine Room | SPHYGMOMANOMETER (MERCURIAL) | 1 | Smart Care | NA | NA | 3000105892 | 2015-04-01 | 0 | NA | 0 | NA | NW
12488 | Narayanpur | Orchha | CHC | Medicine Room | SPHYGMOMANOMETER (MERCURIAL) | 1 | Smart Care | NA | NA | 3000105893 | 2013-08-01 | 0 | NA | 0 | NA | NW
12489 | Narayanpur | Orchha | CHC | Injection Room | NEEDLE DESTROYER | 1 | NA | NA | NA | 3000105894 | NA | 0 | NA | 0 | NA | NW
12490 | Narayanpur | Orchha | CHC |  | NEEDLE DESTROYER | 1 | Microsil | NA | NA | 3000105895 | 2014-10-01 | 0 | NA | 0 | NA | NW
12491 | Narayanpur | Orchha | CHC |  | SPHYGMOMANOMETER (MERCURIAL) | 1 | MCP | NA | NA | 3000105896 | 2013-08-01 | 0 | NA | 0 | NA | NW
12492 | Narayanpur | Orchha | CHC |  | NEEDLE DESTROYER | 1 | Microsil | HD-360 | NA | 3000105897 | 2013-08-01 | 0 | NA | 0 | NA | NW
12493 | Narayanpur | Orchha | CHC |  | ADULT WEIGHING MACHINE | 1 | Venux | NA | NA | 3000105898 | NA | 0 | NA | 0 | NA | W
12494 | Narayanpur | Orchha | CHC |  | ADULT WEIGHING MACHINE | 1 | NA | NA | NA | 3000105899 | NA | 0 | NA | 0 | NA | NW
12495 | Narayanpur | Orchha | CHC |  | ELECTRIC STERILIZER | 1 | NA | NA | NA | 3000105900 | NA | 0 | NA | 0 | NA | NW
12496 | Narayanpur | Orchha | CHC |  | ADULT WEIGHING MACHINE | 1 | Victoria | NA | NA | 3000105901 | NA | 0 | NA | 0 | NA | NW
12497 | Narayanpur | Orchha | CHC |  | ADULT WEIGHING MACHINE | 1 | Victoria | NA | NA | 3000105902 | NA | 0 | NA | 0 | NA | NW
12498 | Narayanpur | Orchha | CHC |  | X-RAY MACHINE | 1 | Allengers | A325 FC | 2K 120530282-X | 3000105903 | NA | 0 | NA | 0 | NA | NW
12499 | Narayanpur | Orchha | CHC |  | SPHYGMOMANOMETER (MERCURIAL) | 1 | Omron | NA | 20130815 950VGI | 3000105904 | 2015-08-01 | 0 | NA | 0 | NA | W
12500 | Narayanpur | Orchha | CHC |  | ADULT WEIGHING MACHINE | 1 | NA | NA | NA | 3000105905 | NA | 0 | NA | 0 | NA | W
12501 | Narayanpur | Orchha | CHC |  | GLUCOMETER | 1 | Accucheck | NA | GC 17367045 | 3000105906 | 2015-04-01 | 0 | NA | 0 | NA | W
12502 | Narayanpur | Orchha | CHC |  | GLUCOMETER | 1 | Contour | NA | NA | 3000105907 | 2015-05-01 | 0 | NA | 0 | NA | NI
12503 | Narayanpur | Orchha | CHC |  | GLUCOMETER | 1 | NA | NA | NA | 3000105908 | 2015-05-01 | 0 | NA | 0 | NA | NI
12504 | Narayanpur | Orchha | CHC |  | GLUCOMETER | 1 | NA | NA | NA | 3000105909 | 2015-05-01 | 0 | NA | 0 | NA | NI
12505 | Narayanpur | Orchha | CHC |  | GLUCOMETER | 1 | NA | NA | NA | 3000105910 | 2015-05-01 | 0 | NA | 0 | NA | NI
12506 | Narayanpur | Orchha | CHC |  | SUCTION APPARATUS | 1 | NA | NA | NA | 3000105911 | 2015-05-01 | 0 | NA | 0 | NA | NI
12507 | Narayanpur | Orchha | CHC |  | SUCTION APPARATUS | 1 | NA | NA | NA | 3000105912 | 2015-05-01 | 0 | NA | 0 | NA | NI
12508 | Narayanpur | Honda wada | PHC |  | SPHYGMOMANOMETER (MERCURIAL) | 1 | NA | NA | NA | 3000100400 | NA | 0 | NA | 0 | NA | W
12509 | Narayanpur | Honda wada | PHC |  | BABY WEIGHING SCALE | 1 | NA | NA | NA | 3000100401 | NA | 0 | NA | 0 | NA | W
12510 | Narayanpur | Honda wada | PHC |  | ADULT WEIGHING MACHINE | 1 | NA | NA | NA | 3000100402 | NA | 0 | NA | 0 | NA | W
12511 | Narayanpur | Honda wada | PHC |  | NEBULIZER | 1 | NA | NA | NA | 3000100403 | NA | 0 | NA | 0 | NA | W
12512 | Narayanpur | Honda wada | PHC |  | GLUCOMETER | 1 |  |  | NA | 3000100404 | NA | 0 | NA | 0 | NA | NW
12513 | Narayanpur | Grapa | PHC |  | SPHYGMOMANOMETER (MERCURIAL) | 1 | NA | NA | NA | 3000100405 | NA | 0 | NA | 0 | NA | W
12514 | Narayanpur | Grapa | PHC |  | ADULT WEIGHING MACHINE | 1 | NA | NA | NA | 3000100406 | NA | 0 | NA | 0 | NA | W
12515 | Narayanpur | Grapa | PHC |  | BABY WEIGHING SCALE | 1 | NA | NA | NA | 3000100407 | NA | 0 | NA | 0 | NA | W
12516 | Narayanpur | Khokameta | PHC |  | SPHYGMOMANOMETER (MERCURIAL) | 1 | NA | NA | NA | 3000100408 | NA | 0 | NA | 0 | NA | W
12517 | Narayanpur | Khokameta | PHC |  | SPHYGMOMANOMETER (MERCURIAL) | 1 | NA | NA | NA | 3000100409 | NA | 0 | NA | 0 | NA | W
12518 | Narayanpur | Kutul | PHC |  | SPHYGMOMANOMETER (MERCURIAL) | 1 | NA | NA | NA | 3000100410 | NA | 0 | NA | 0 | NA | W
12519 | Narayanpur | Kutul | PHC |  | ADULT WEIGHING MACHINE | 1 | NA | NA | NA | 3000100411 | NA | 0 | NA | 0 | NA | W
12520 | Narayanpur | Kutul | PHC |  | BABY WEIGHING SCALE | 1 | NA | NA | NA | 3000100412 | NA | 0 | NA | 0 | NA | W
12521 | Narayanpur | DH | DH | OPD | SPHYGMOMANOMETER (MERCURIAL) | 1 | Top | NA | NA | 3000105747 | 2015-03-01 | 0 | NA | 0 | NA | W
12522 | Narayanpur | DH | DH | OPD | NEEDLE DESTROYER | 1 | Sara Tech | NA | NA | 3000105746 | 2012-04-01 | 0 | NA | 0 | NA | W
12523 | Narayanpur | DH | DH | OPD | REFRIGERATOR | 1 | Haier | NA | NA | 3000105748 | NA | 0 | NA | 0 | NA | W
12524 | Narayanpur | DH | DH | Minor OT | AUTOCLAVE | 1 | Rexco | NA | NA | 3000105749 | 2015-05-01 | 0 | NA | 0 | NA | NW
12525 | Narayanpur | DH | DH | Minor OT | SPHYGMOMANOMETER (MERCURIAL) | 1 | Premir | NA | 98134120 | 3000105750 | NA | 0 | NA | 0 | NA | W
12526 | Narayanpur | DH | DH | Minor OT | Hydraulic OT TABLE | 1 | NA | NA | NA | 3000105751 | 2012-01-01 | 0 | NA | 0 | NA | NW
12527 | Narayanpur | DH | DH | Minor OT | Hydraulic OT TABLE | 1 | NA | NA | NA | 3000105755 | 2015-03-01 | 0 | NA | 0 | NA | W
12528 | Narayanpur | DH | DH | Minor OT | SHADOWLESS OT LIGHT | 1 | NA | NA | NA | 3000105752 | NA | 0 | NA | 0 | NA | W
12529 | Narayanpur | DH | DH | Minor OT | Air ELECTRIC STERILIZER Machine | 1 | NA | Tropo | NA | 3000105753 | NA | 0 | NA | 0 | NA | W
12530 | Narayanpur | DH | DH | Minor OT | ELECTRIC STERILIZER | 1 | Rexco | NA | NA | 3000105754 | NA | 0 | NA | 0 | NA | W
12531 | Narayanpur | DH | DH | OPD | ELECTRIC STERILIZER | 1 | Rexco | NA | NA | 3000105756 | 2015-05-01 | 0 | NA | 0 | NA | W
12532 | Narayanpur | DH | DH | DELIVERY ROOM | ELECTRIC STERILIZER | 1 | Rexco | NA | NA | 3000105757 | 2014-02-01 | 0 | NA | 0 | NA | W
12533 | Narayanpur | DH | DH | DELIVERY ROOM | SUCTION APPARATUS | 1 | Shiva | NA | NA | 3000105758 | NA | 0 | NA | 0 | NA | W
12534 | Narayanpur | DH | DH | DELIVERY ROOM | SUCTION APPARATUS | 1 | Shiva | NA | NA | 3000105759 | NA | 0 | NA | 0 | NA | W
12535 | Narayanpur | DH | DH | DELIVERY ROOM | INFANT RADIANT WARMER | 1 | Meditech | Imnova | BM/5RW/314/10 | 3000105760 | 2014-02-01 | 0 | NA | 0 | NA | W
12536 | Narayanpur | DH | DH | DELIVERY ROOM | BABY WEIGHING SCALE | 1 | Crown | NA | NA | 3000105761 | 2015-03-01 | 0 | NA | 0 | NA | W
12537 | Narayanpur | DH | DH | DELIVERY ROOM | SPHYGMOMANOMETER (MERCURIAL) | 1 | Top | NA | NA | 3000105762 | NA | 0 | NA | 0 | NA | W
12538 | Narayanpur | DH | DH | DELIVERY ROOM | FOETAL DOPPLER | 1 | Dipel | DFM-05 | NA | 3000105763 | 2010-01-01 | 0 | NA | 0 | NA | NW
12539 | Narayanpur | DH | DH | DELIVERY ROOM | FOETAL DOPPLER | 1 | Dipel | DFMR A-001 | NA | 3000105764 | 2014-02-01 | 0 | NA | 0 | NA | W
12540 | Narayanpur | DH | DH | DELIVERY ROOM | SUCTION APPARATUS | 1 | CAMI | 1106 C19 | 12937 | 3000105765 | NA | 0 | NA | 0 | NA | W
12541 | Narayanpur | DH | DH | DELIVERY ROOM | SHADOWLESS OT LIGHT | 1 | NA | NA | NA | 3000105766 | NA | 0 | NA | 0 | NA | NW
12542 | Narayanpur | DH | DH | DELIVERY ROOM | NEEDLE DESTROYER | 1 | Sara Tech | NA | NA | 3000105767 | 2015-03-01 | 0 | NA | 0 | NA | W
12543 | Narayanpur | DH | DH | DELIVERY ROOM | REFRIGERATOR | 1 | Godrej | CDA 19 | NA | 3000105768 | 2010-04-01 | 0 | NA | 0 | NA | W
12544 | Narayanpur | DH | DH | DELIVERY ROOM | SUCTION APPARATUS | 1 | Master Cure | NA | NA | 3000105769 | NA | 0 | NA | 0 | NA | W
12545 | Narayanpur | DH | DH | NICU | INFANT RADIANT WARMER | 1 | Meditrin | NA | NA | 3000105770 | NA | 0 | NA | 0 | NA | NW
12546 | Narayanpur | DH | DH | NICU | INFANT RADIANT WARMER | 1 | Meditech | ILLOGA | BM/RSO/313/10/1112 | 3000105771 | 2015-03-01 | 0 | NA | 0 | NA | W
12547 | Narayanpur | DH | DH | NICU | BABY PHOTOTHERAPY UNIT | 1 | Meditech | CFL | BM/CPT/207/10/1112 | 3000105772 | NA | 0 | NA | 0 | NA | NW
12548 | Narayanpur | DH | DH | NICU | BABY PHOTOTHERAPY UNIT | 1 | Meditech | CFL | BM/CPT/206/10/111 | 3000105773 | 2012-02-01 | 0 | NA | 0 | NA | NW
12549 | Narayanpur | DH | DH | NICU | OXYGEN CONCENTRATOR | 1 | New Life | NA | N5140193 | 3000105774 | NA | 0 | NA | 0 | NA | NW
12550 | Narayanpur | DH | DH | NICU | OXYGEN CONCENTRATOR | 1 | NA | NA | NA | 3000105775 | NA | 0 | NA | 0 | NA | NI
12551 | Narayanpur | DH | DH | OT | FUMIGATION MACHINE | 1 | NA | NA | NA | 3000105776 | 2015-03-01 | 0 | NA | 0 | NA | W
12552 | Narayanpur | DH | DH | OT | AUTOCLAVE | 1 | 2ete | NA | NA | 3000105777 | NA | 0 | NA | 0 | NA | W
12553 | Narayanpur | DH | DH | OT | AUTOCLAVE | 1 | Maxlife | NA | NA | 3000105778 | 2010-01-01 | 0 | NA | 0 | NA | NW
12554 | Narayanpur | DH | DH | OT | AUTOCLAVE | 1 | Rexco | NA | NA | 3000105779 | 2009 | 0 | NA | 0 | NA | W
12555 | Narayanpur | DH | DH | OT | SUCTION APPARATUS | 1 | Shiva | NA | NA | 3000105780 | 2015-03-01 | 0 | NA | 0 | NA | W
12556 | Narayanpur | DH | DH | OT | SUCTION APPARATUS | 1 | Master Car | NA | NA | 3000105781 | 2012-02-01 | 0 | NA | 0 | NA | W
12557 | Narayanpur | DH | DH | OT | ELECTRIC STERILIZER | 1 | Rexco | NA | NA | 3000105782 | NA | 0 | NA | 0 | NA | W
12558 | Narayanpur | DH | DH | OT | SHADOWLESS OT LIGHT | 1 | NA | NA | NA | 3000105783 | NA | 0 | NA | 0 | NA | W
12559 | Narayanpur | DH | DH | OT | BOYLE'S APPARATUS | 1 | Optima | HCP | NA | 3000105784 | 2015-03-01 | 0 | NA | 0 | NA | W
12560 | Narayanpur | DH | DH | OT | Hydraulic OT TABLE | 1 | NA | 52-0500 | 520500/200/9/020 | 3000105785 | NA | 0 | NA | 0 | NA | W
12561 | Narayanpur | DH | DH | OT | SPHYGMOMANOMETER (MERCURIAL) | 1 | Top | NA | NA | 3000105786 | 2015-03-01 | 0 | NA | 0 | NA | W
12562 | Narayanpur | DH | DH | OT | SPHYGMOMANOMETER (MERCURIAL) | 1 | Top | NA | NA | 3000105787 | NA | 0 | NA | 0 | NA | W
12563 | Narayanpur | DH | DH | OT | MICROSCOPE (BINOCULAR) | 1 | HS | NA | 754 | 3000105788 | NA | 0 | NA | 0 | NA | W
12564 | Narayanpur | DH | DH | OT | ELECTRIC STERILIZER | 1 | Rexco | NA | NA | 3000105789 | 2012-02-01 | 0 | NA | 0 | NA | W
12565 | Narayanpur | DH | DH | OT | SUCTION APPARATUS | 1 | Shiva | NA | NA | 3000105790 | NA | 0 | NA | 0 | NA | W
12566 | Narayanpur | DH | DH | Blood Bank (Store) | REFRIGERATOR | 1 | Meditech | MTBBR4 | M786525311 | 3000105791 | 2015-03-01 | 0 | NA | 0 | NA | W
12567 | Narayanpur | DH | DH | Blood Bank (Store) | REFRIGERATOR | 1 | Meditech | MTBBR5 | M786525312 | 3000105792 | 2010 | 0 | NA | 0 | NA | W
12568 | Narayanpur | DH | DH | Blood Bank (Store) | REFRIGERATOR | 1 | Meditech | MTBBR6 | M786525310 | 3000105793 | NA | 0 | NA | 0 | NA | W
12569 | Narayanpur | DH | DH | Blood Bank (Store) | REFRIGERATOR | 1 | Meditech | MTBBR7 | M786525309 | 3000105794 | 2009 | 0 | NA | 0 | NA | W
12570 | Narayanpur | DH | DH | Blood Bank (Store) | BLOOD COLLECTION MONITOR | 1 | Meditech | NA | NA | 3000105795 | NA | 0 | NA | 0 | NA | NW
12571 | Narayanpur | DH | DH | Blood Bank (Store) | MICROSCOPE (BINOCULAR) | 1 | Labomed | NA | NA | 3000105796 | 2015-03-01 | 0 | NA | 0 | NA | W
12572 | Narayanpur | DH | DH | Blood Bank (Store) | NEEDLE DESTROYER | 1 | Sara Tech | NA | NA | 3000105797 | 2011-07-01 | 0 | NA | 0 | NA | W
12573 | Narayanpur | DH | DH | X-RAY DEPT | X-RAY MACHINE 300 mA | 1 | ADONIS | NA | NA | 3000105798 | NA | 0 | NA | 0 | NA | W
12574 | Narayanpur | DH | DH | Pathology Lab. | REFRIGERATOR | 1 | Kelvinator | NA | NA | 3000105800 | NA | 0 | NA | 0 | NA | W
12575 | Narayanpur | DH | DH | Pathology Lab. | GLUCOMETER | 1 | Kelvinator | NA | NA | 3000105801 | NA | 0 | NA | 0 | NA | W
12576 | Narayanpur | DH | DH | Pathology Lab. | NEEDLE DESTROYER | 1 | Microsil | NA | NA | 3000105799 | 2015-03-01 | 0 | NA | 0 | NA | W
12577 | Narayanpur | DH | DH | Pathology Lab. | Analyzer | 1 | Accucheck | F 201 | B540803007 | 3000105802 | NA | 0 | NA | 0 | NA | NW
12578 | Narayanpur | DH | DH | Pathology Lab. | ADULT WEIGHING MACHINE | 1 | NA | NA | NA | 3000105803 | NA | 0 | NA | 0 | NA | W
12579 | Narayanpur | DH | DH | Pathology Lab. | BLOOD BAG TUBE SEALER | 1 | Labtop | 14034126 | 14034126 | 3000105804 | 2011-07-01 | 0 | NA | 0 | NA | W
12580 | Narayanpur | DH | DH | Pathology Lab. | ELECTRO PHORESIS MACHINE | 1 | NA | NA | NA | 3000105805 | 2012-02-01 | 0 | NA | 0 | NA | W
12581 | Narayanpur | DH | DH | Pathology Lab. | REFRIGERATOR | 1 | Samsung | RA 23 | NA | 3000105806 | 2015-12-02 | 0 | NA | 0 | NA | W
12582 | Narayanpur | DH | DH | Pathology Lab. | CENTRIFUGE MACHINE | 1 | REMI | R- 8C | NA | 3000105807 | NA | 0 | NA | 0 | NA | W
12583 | Narayanpur | DH | DH | Pathology Lab. | MICROSCOPE (BINOCULAR) | 1 | Primo Star | ZE 155 | 3116011172 | 3000105808 | NA | 0 | NA | 0 | NA | W
12584 | Narayanpur | DH | DH | Pathology Lab. | MICROSCOPE (BINOCULAR) | 1 | Primo Star | ZE155 | 3116011171 | 3000105809 | 2015-03-01 | 0 | NA | 0 | NA | W
12585 | Narayanpur | DH | DH | Pathology Lab. | INCUBATOR | 1 | NA | NA | NA | 3000105810 | 2010 | 0 | NA | 0 | NA | W
12586 | Narayanpur | DH | DH | Female Ward | NEEDLE DESTROYER | 1 | Sara Tech | NA | NA | 3000105811 | 2015-02-01 | 0 | NA | 0 | NA | W
12587 | Narayanpur | DH | DH | Female Ward | SPHYGMOMANOMETER (MERCURIAL) | 1 | Top | NA | NA | 3000105812 | NA | 0 | NA | 0 | NA | W
12588 | Narayanpur | DH | DH | NRC | BABY WEIGHING SCALE | 1 | Detecto | NA | NA | 3000105813 | 2010-01-01 | 0 | NA | 0 | NA | W
12589 | Narayanpur | DH | DH | NRC | NEBULIZER | 1 | Ready MIST | NA | 5046 | 3000105814 | NA | 0 | NA | 0 | NA | W
12590 | Narayanpur | DH | DH | NRC | BABY WEIGHING SCALE | 1 | Phonix | NA | NA | 3000105815 | 2012-02-01 | 0 | NA | 0 | NA | W
12591 | Narayanpur | DH | DH | Male Ward | NEEDLE DESTROYER | 1 | Sara Tech | S1R | NA | 3000105816 | NA | 0 | NA | 0 | NA | W
12592 | Narayanpur | DH | DH | Male Ward | SPHYGMOMANOMETER (MERCURIAL) | 1 | Diamond | REGULAR | NA | 3000105817 | 2010 | 0 | NA | 0 | NA | W
12593 | Narayanpur | DH | DH | Male Ward | SUCTION APPARATUS | 1 | Shiva | NA | NA | 3000105818 | 2012-02-01 | 0 | NA | 0 | NA | W
12594 | Narayanpur | DH | DH | Opthalmology Dept. | SLIT LAMP | 1 | CGMSC | NA | NA | 3000105819 | NA | 0 | NA | 0 | NA | W
12595 | Narayanpur | DH | DH | Opthalmology Dept. | SPHYGMOMANOMETER (MERCURIAL) | 1 | MCP | NA | NA | 3000105820 | NA | 0 | NA | 0 | NA | W
12596 | Narayanpur | DH | DH | Opthalmology Dept. | VISION DRUM | 1 | NA | NA | NA | 3000105821 | NA | 0 | NA | 0 | NA | W
12597 | Narayanpur | DH | DH | Opthalmology Dept. | ELECTRIC STERILIZER | 1 | Rexco | NA | NA | 3000105822 | 2012-02-01 | 0 | NA | 0 | NA | W
12598 | Narayanpur | DH | DH | Opthalmology Dept. | OPHTHALMOSCOPE | 1 | NA | NA | NA | 3000105823 | 2015-03-01 | 0 | NA | 0 | NA | W
12599 | Narayanpur | DH | DH | Opthalmology Dept. | VISION DRUM | 1 | NA | NA | NA | 3000105824 | NA | 0 | NA | 0 | NA | W
12600 | Narayanpur | DH | DH | Opthalmology Dept. | SLIT LAMP | 1 | Carl | NA | NA | 3000105825 | NA | 0 | NA | 0 | NA | W
12601 | Raipur | Mandar | PHC | Injection Room | ADULT WEIGHING MACHINE | 1 | Ramon Surgical | krups | NA | 3000103792 | 2004-12-01 | 0 | NA | 0 | NA | W
12602 | Raipur | Mandar | PHC | Injection Room | NEEDLE DESTROYER | 1 | Sara TECH | 100V/60V | NA | 3000103793 | 2003-06-01 | 0 | NA | 0 | NA | W
12603 | Raipur | Mandar | PHC | Injection Room | NEEDLE DESTROYER | 1 | Microsil | ND 350 | 1191 | 3000103794 | 2003-06-01 | 0 | NA | 0 | NA | W
12604 | Raipur | Mandar | PHC | Pathology Lab. | MICROSCOPE (BINOCULAR) | 1 | Olympus | MAGNUS MLX Series | NA | 3000103795 | NA | 0 | NA | 0 | NA | W
12605 | Raipur | Mandar | PHC | Pathology Lab. | GLUCOMETER | 1 | Roche Dignostic | Accu-Chec | 55311111517 | 3000103796 | NA | 0 | NA | 0 | NA | W
12606 | Raipur | Mandar | PHC | Pathology Lab. | Digital Counical % curbiun Traction | 1 | India Medico Ins. | NA | 40714 | 3000103797 | NA | 0 | NA | 0 | NA | W
12607 | Raipur | Mandar | PHC | Pathology Lab. | AUTOCLAVE | 1 | Local | NA | NA | 3000103798 | NA | 0 | NA | 0 | NA | NW
12608 | Raipur | Mandar | PHC | Pathology Lab. | SpSHADOWLESS OT LIGHT | 1 | Local | NA | NA | 3000103799 | NA | 0 | NA | 0 | NA | NW
12609 | Raipur | Mandar | PHC | OPD | SPHYGMOMANOMETER (MERCURIAL) | 1 | DIAMOND | Reluxl | 74776 | 3000103800 | 2014-07-01 | 0 | NA | 0 | NA | W
12610 | Raipur | Mandar | PHC | OPD | REFRIGERATOR | 1 | 2G | 4L-185 | NA | 3000103801 | 2013-05-01 | 0 | NA | 0 | NA | W
12611 | Raipur | Mandar | PHC | DELIVERY ROOM | BABY WEIGHING SCALE | 1 | BREQCO | NA | NA | 3000103802 | 2012-12-01 | 0 | NA | 0 | NA | W
12612 | Raipur | Mandar | PHC | Pathology Lab. | CENTRIFUGE MACHINE (4 Tubes) | 1 | Romi | NA | NA | 3000103803 | 2014-07-01 | 0 | NA | 0 | NA | W
12613 | Raipur | Mandar | PHC | Store Room | ADULT WEIGHING MACHINE | 1 | Prestige | NA | EB6571 | 3000103804 | 2000-06-01 | 0 | NA | 0 | NA | NW
12614 | Raipur | Mandar | PHC | Opthalmology Dept. | OPHTHALMOSCOPE | 1 | Heine | NA | NA | 3000103806 | 2010-07-01 | 0 | NA | 0 | NA | W
12615 | Raipur | Mandar | PHC | Opthalmology Dept. | SLIT LAMP | 1 | NA | NA | NA | 3000103805 | NA | 0 | NA | 0 | NA | NW
12616 | Raipur | 10 Bed Naya Raipur Civil dispensery | CIVIL DISPENSERY | OPD | SPHYGMOMANOMETER (MERCURIAL) | 1 | LIFE LINE | NA | 20348 | 3000103978 | 2015-07-01 | 0 | NA | 0 | NA | NW
12617 | Raipur | 10 Bed Naya Raipur Civil dispensery | CIVIL DISPENSERY | WARD | MULTIPARA PATIENT MONITOR | 1 | Schiller | Truscope Ultra Q-7 | Q 071 A000078 | 3000103977 | 2015-07-01 | 0 | NA | 0 | NA | NW
12618 | Raipur | 10 Bed Naya Raipur Civil dispensery | CIVIL DISPENSERY | WARD | DEFIBRILLATOR | 1 | Philips | NA | 611890191 | 3000103979 | 2015-07-01 | 0 | NA | 0 | NA | NW
12619 | Raipur | 10 Bed Naya Raipur Civil dispensery | CIVIL DISPENSERY | Pathology Lab. | GLUCOMETER | 1 | Roche diagnostic | Accu-Chec Performa | 55311105306 | 3000103980 | 2015-07-01 | 0 | NA | 0 | NA | NW
12620 | Raipur | 10 Bed Naya Raipur Civil dispensery | CIVIL DISPENSERY | Store Room | APNEA MONITOR | 1 | Local | NA | NA | 3000103981 | 2015-07-01 | 0 | NA | 0 | NA | NW
12621 | Raipur | 10 Bed Naya Raipur Civil dispensery | CIVIL DISPENSERY | OPD | ADULT WEIGHING MACHINE | 1 | Venus | NA | NA | 3000103982 | 2014-10-01 | 0 | NA | 0 | NA | NW
12622 | Raipur | District Hospital | DH | DELIVERY ROOM | SUCTION APPARATUS | 1 | Indian Drugs & Pharmacutical Ltd | NA | NA | 3000076493 | NA | 0 | NA | 0 | NA | NW
12623 | Raipur | District Hospital | DH | DELIVERY ROOM | INFANT RADIANT WARMER | 1 | meditrin | NA | NA | 3000076492 | NA | 0 | NA | 0 | NA | W
12624 | Raipur | District Hospital | DH | DELIVERY ROOM | BABY WEIGHING SCALE | 1 | Essae teraoka LTd | 135250 | 23014131762 | 3000076495 | NA | 0 | NA | 0 | NA | W
12625 | Raipur | District Hospital | DH | DELIVERY ROOM | SpSHADOWLESS OT LIGHT | 1 | NA | NA | NA | 3000076496 | NA | 0 | NA | 0 | NA | W
12626 | Raipur | District Hospital | DH | DELIVERY ROOM | FOETAL DOPPLER | 1 | BPL | FD9713N | DQTB4H11623 | 3000076499 | NA | 0 | NA | 0 | NA | W
12627 | Raipur | District Hospital | DH | DELIVERY ROOM | SPHYGMOMANOMETER (MERCURIAL) | 1 | Goodwill | Gamma | 206048 | 3000076497 | NA | 0 | NA | 0 | NA | W
12628 | Raipur | District Hospital | DH | DELIVERY ROOM | BABY WEIGHING SCALE | 1 | Ranon surgical | Crown | NA | 3000076500 | NA | 0 | NA | 0 | NA | W
12629 | Raipur | District Hospital | DH | DELIVERY ROOM | NEEDLE DESTROYER | 1 | Microsil | ND-350 | 2231 | 3000076498 | NA | 0 | NA | 0 | NA | W
12630 | Raipur | District Hospital | DH | Orthopaedic ward | SPHYGMOMANOMETER (MERCURIAL) | 1 | godwin | NA | NA | 3000076533 | NA | 0 | NA | 0 | NA | W
12631 | Raipur | District Hospital | DH | Orthopaedic ward | SPHYGMOMANOMETER (MERCURIAL) | 1 | Life-line | Gamma | NA | 3000076532 | NA | 0 | NA | 0 | NA | W
12632 | Raipur | District Hospital | DH | Orthopaedic ward | X-ray film illuminator | 1 | RK Industry | NA | NA | 3000076555 | NA | 0 | NA | 0 | NA | W
12633 | Raipur | District Hospital | DH | Orthopaedic ward | SPHYGMOMANOMETER (MERCURIAL) | 1 | Morepen | NA | NA | 3000076557 | NA | 0 | NA | 0 | NA | W
12634 | Raipur | District Hospital | DH | Physiotherapy dept. | ULTRASOUND THERAPY UNIT | 1 | Delta Medical | NA | US2k6030111 | 3000076522 | NA | 0 | NA | 0 | NA | W
12635 | Raipur | District Hospital | DH | Physiotherapy dept. | continuous passive motion | 1 | Delta Medical | NA | CPM2k602018-2 | 3000076523 | NA | 0 | NA | 0 | NA | NW
12636 | Raipur | District Hospital | DH | Physiotherapy dept. | shortwave diathermy | 1 | Nordic surgical | NA | NA | 3000076524 | NA | 0 | NA | 0 | NA | W
12637 | Raipur | District Hospital | DH | Physiotherapy dept. | TRACTION MACHINE | 1 | India Media Instruments | NA | 120714 | 3000076525 | NA | 0 | NA | 0 | NA | W
12638 | Raipur | District Hospital | DH | Physiotherapy dept. | Ankle Exerciser | 1 | NA | NA | NA | 3000076526 | NA | 0 | NA | 0 | NA | W
12639 | Raipur | District Hospital | DH | Physiotherapy dept. | Muscle MUSCLE STIMULATOR | 1 | Indian Healosurg | MS-7ss | NA | 3000076527 | NA | 0 | NA | 0 | NA | NW
12640 | Raipur | District Hospital | DH | Physiotherapy dept. | Exercise Bicycle | 1 | India Medico | NA | NA | 3000076528 | NA | 0 | NA | 0 | NA | W
12641 | Raipur | District Hospital | DH | Physiotherapy dept. | Exercise Bicycle | 1 | Body Gym | NA | NA | 3000076529 | NA | 0 | NA | 0 | NA | NW
12642 | Raipur | District Hospital | DH | Physiotherapy dept. | WAX BATH | 1 | NA | NA | NA | 3000076530 | NA | 0 | NA | 0 | NA | W
12643 | Raipur | District Hospital | DH | Physiotherapy dept. | shortwave diathermy | 1 | NA | DELTHERM250 | NA | 3000076531 | NA | 0 | NA | 0 | NA | NW
12644 | Raipur | District Hospital | DH | Store Room | MULTIPARA PATIENT MONITOR | 1 | Schiller | TRUSCQF ULTRAQ7 | NA | 3000076534 | NA | 1 | NA | 0 | NA | NI
12645 | Raipur | District Hospital | DH | Store Room | MULTIPARA PATIENT MONITOR | 1 | Schiller | TRUSCQF ULTRAQ7 | NA | 3000076535 | NA | 1 | NA | 0 | NA | NI
12646 | Raipur | District Hospital | DH | Store Room | MULTIPARA PATIENT MONITOR | 1 | Schiller | TRUSCQF ULTRAQ7 | NA | 3000076536 | NA | 1 | NA | 0 | NA | NI
12647 | Raipur | District Hospital | DH | Store Room | MULTIPARA PATIENT MONITOR | 1 | Schiller | TRUSCQF ULTRAQ7 | NA | 3000076537 | NA | 1 | NA | 0 | NA | NI
12648 | Raipur | District Hospital | DH | Store Room | MULTIPARA PATIENT MONITOR | 1 | Schiller | TRUSCQF ULTRAQ7 | NA | 3000076538 | NA | 1 | NA | 0 | NA | NI
12649 | Raipur | District Hospital | DH | Store Room | MULTIPARA PATIENT MONITOR | 1 | Schiller | TRUSCQF ULTRAQ7 | NA | 3000076539 | NA | 1 | NA | 0 | NA | NI
12650 | Raipur | District Hospital | DH | Store Room | MULTIPARA PATIENT MONITOR | 1 | Schiller | TRUSCQF ULTRAQ7 | NA | 3000076540 | NA | 1 | NA | 0 | NA | NI
12651 | Raipur | District Hospital | DH | Store Room | MULTIPARA PATIENT MONITOR | 1 | Schiller | TRUSCQF ULTRAQ7 | NA | 3000076658 | NA | 1 | NA | 0 | NA | W
12652 | Raipur | District Hospital | DH | Store Room | MULTIPARA PATIENT MONITOR | 1 | Schiller | TRUSCQF ULTRAQ7 | NA | 3000076662 | NA | 1 | NA | 0 | NA | W
12653 | Raipur | District Hospital | DH | Store Room | REFRIGERATOR | 1 | LG | GR2511DHC | NA | 3000076541 | NA | 0 | NA | 0 | NA | W
12654 | Raipur | District Hospital | DH | Store Room | REFRIGERATOR | 1 | LG | GL-2850m95 | NA | 3000076542 | NA | 1 | 1/jan/2015 to 31/dec/2016 | 0 | NA | W
12655 | Raipur | District Hospital | DH | Store Room | Photography Machine | 1 | NA | NA | NA | 3000076543 | NA | 0 | NA | 0 | NA | NW
12656 | Raipur | District Hospital | DH | CR OPD minor O.T | SUCTION APPARATUS | 1 | NA | NA | NA | 3000076438 | NA | 0 | NA | 0 | NA | W
12657 | Raipur | District Hospital | DH | CR OPD minor O.T | SpSHADOWLESS OT LIGHT | 1 | NA | NA | NA | 3000076437 | NA | 0 | NA | 0 | NA | W
12658 | Raipur | District Hospital | DH | CR OPD minor O.T | ELECTRIC STERILIZER | 1 | NA | NA | NA | 3000076439 | NA | 0 | NA | 0 | NA | W
12659 | Raipur | District Hospital | DH | CR OPD minor O.T | NEEDLE DESTROYER | 1 | Microsil | ND-350 | 3276 | 3000076440 | NA | 0 | NA | 0 | NA | NW
12660 | Raipur | District Hospital | DH | CR OPD minor O.T | REFRIGERATOR | 1 | Godrej | GON180p | 50085 | 3000076441 | NA | 0 | NA | 0 | NA | W
12661 | Raipur | District Hospital | DH | RADIOLOGY Dept. | X-RAY MACHINE | 1 | Meditronics | Diagnox | 7G054 | 3000076515 | NA | 0 | NA | 0 | NA | W
12662 | Raipur | District Hospital | DH | RADIOLOGY Dept. | X-ray film illuminator | 1 | RK Industry | NA | NA | 3000076514 | NA | 0 | NA | 0 | NA | W
12663 | Raipur | District Hospital | DH | RADIOLOGY Dept. | Portable X-RAY MACHINE | 1 | picks medial system | PDX-6010-D | 0501D10 | 3000076516 | NA | 0 | NA | 0 | NA | W
12664 | Raipur | District Hospital | DH | RADIOLOGY Dept. | X-ray film illuminator | 1 | RK Industry | NA | NA | 3000076517 | NA | 0 | NA | 0 | NA | W
12665 | Raipur | District Hospital | DH | RADIOLOGY Dept. | OPG Machine | 1 | Allengers | ALLIDENDHF | 2k1307029-0 | 3000076518 | NA | 0 | NA | 0 | NA | W
12666 | Raipur | District Hospital | DH | RADIOLOGY Dept. | Film storage box | 1 | RK Industry | NA | NA | 3000076519 | NA | 0 | NA | 0 | NA | W
12667 | Raipur | District Hospital | DH | RADIOLOGY Dept. | X-RAY MACHINE | 1 | General medical Equipment | GMHF-3.5 | SR2k14-03XHRA_107 | 3000076521 | 31/3/2004 | 0 | NA | 0 | NA | W
12668 | Raipur | District Hospital | DH | RADIOLOGY Dept. | sonography color dopler machine | 1 | Mindray | BC-N3 | 6D-4A002424 | 3000076513 | NA | 0 | NA | 0 | NA | W
12669 | Raipur | District Hospital | DH | RADIOLOGY Dept. | X-ray film illuminator | 1 | RK Industry | NA | NA | 3000076512 | NA | 0 | NA | 0 | NA | W
12670 | Raipur | District Hospital | DH | NCD | ECG RECORDER | 1 | NIHONKOHDEN | ECG2350k | 100052 | 3000076548 | NA | 0 | NA | 0 | NA | W
12671 | Raipur | District Hospital | DH | Autoclave(O.T) | Horizontal Autoclave | 1 | Surgicoin | SLP-T02075 | E109-25 | 3000076490 | NA | 0 | NA | 0 | NA | W
12672 | Raipur | District Hospital | DH | Autoclave(O.T) | Horizontal Autoclave | 1 | NA | NA | NA | 3000076491 | NA | 0 | NA | 0 | NA | W
12673 | Raipur | District Hospital | DH | Minor OT | SPHYGMOMANOMETER (MERCURIAL) | 1 | Namatshree | NA | 1555 | 3000076446 | NA | 0 | NA | 0 | NA | NW
12674 | Raipur | District Hospital | DH | Minor OT | SPHYGMOMANOMETER (MERCURIAL) | 1 | Diamond | Regular | NA | 3000076445 | NA | 0 | NA | 0 | NA | NW
12675 | Raipur | District Hospital | DH | GYNAEC. OT | SHADOWLESS OT LIGHT | 1 | PHILIPS | PHILILUX | 76902 | 3000076473 | NA | 0 | NA | 0 | NA | W
12676 | Raipur | District Hospital | DH | GYNAEC. OT | MULTIPARA PATIENT MONITOR | 1 | Schiller | TRUSCQF ULTRAQ7 | Q071A000044 | 3000076472 | NA | 0 | NA | 0 | NA | W
12677 | Raipur | District Hospital | DH | GYNAEC. OT | MULTIPARA PATIENT MONITOR | 1 | Schiller | TRUSCQF ULTRAQ7 | Q071A000079 | 3000076474 | NA | 0 | NA | 0 | NA | W
12678 | Raipur | District Hospital | DH | GYNAEC. OT | BOYLE'S APPARATUS | 1 | ALLIED | jupiter plus | NA | 3000076471 | NA | 0 | NA | 0 | NA | W
12679 | Raipur | District Hospital | DH | GYNAEC. OT | OT TABLE | 1 | NA | NA | NA | 3000076475 | NA | 0 | NA | 0 | NA | W
12680 | Raipur | District Hospital | DH | GYNAEC. OT | LARYNGOSCOPE | 1 | NA | NA | NA | 3000076476 | NA | 0 | NA | 0 | NA | W
12681 | Raipur | District Hospital | DH | GYNAEC. OT | SpSHADOWLESS OT LIGHT | 1 | surgi aid pharma | NA | NA | 3000076477 | NA | 0 | NA | 0 | NA | W
12682 | Raipur | District Hospital | DH | GYNAEC. OT | INFANT RADIANT WARMER | 1 | surgi aid pharma | NA | NA | 3000076481 | NA | 0 | NA | 0 | NA | W
12683 | Raipur | District Hospital | DH | GYNAEC. OT | PULSE OXIMETER | 1 | Datex ohmeda | NA | FBXG01140 | 3000076487 | NA | 0 | NA | 0 | NA | W
12684 | Raipur | District Hospital | DH | GYNAEC. OT | SUCTION APPARATUS | 1 | Anand | NA | NA | 3000076486 | NA | 0 | NA | 0 | NA | W
12685 | Raipur | District Hospital | DH | GYNAEC. OT | BABY WEIGHING SCALE | 1 | Kidlee | NA | NA | 3000076480 | NA | 0 | NA | 0 | NA | W
12686 | Raipur | District Hospital | DH | GYNAEC. OT | BABY WEIGHING SCALE | 1 | Docbel drawn | NA | Grown | 3000076483 | NA | 0 | NA | 0 | NA | W
12687 | Raipur | District Hospital | DH | GYNAEC. OT | INFANT RADIANT WARMER | 1 | NA | NA | NA | 3000076482 | NA | 0 | NA | 0 | NA | W
12688 | Raipur | District Hospital | DH | Major OT | REFRIGERATOR | 1 | LG electronix | GL-23IGPRX | 2SAM410LP400005IN | 3000076485 | NA | 0 | NA | 0 | NA | W
12689 | Raipur | District Hospital | DH | Major OT | SUCTION APPARATUS | 1 | NA | NA | NA | 3000076460 | NA | 0 | NA | 0 | NA | W
12690 | Raipur | District Hospital | DH | Major OT | SHADOWLESS OT LIGHT | 1 | PHILIPS | PHILILUX S50 | NA | 3000076461 | NA | 0 | NA | 0 | NA | NW
12691 | Raipur | District Hospital | DH | Major OT | SUCTION APPARATUS | 1 | manman | NA | NA | 3000076463 | NA | 0 | NA | 0 | NA | W
12692 | Raipur | District Hospital | DH | Major OT | BOYLE'S APPARATUS | 1 | Medisystem | NA | NA | 3000076462 | NA | 0 | NA | 0 | NA | W
12693 | Raipur | District Hospital | DH | Major OT | DEFIBRILLATOR | 1 | Schiller | NA | 113B142 | 3000076469 | NA | 0 | NA | 0 | NA | W
12694 | Raipur | District Hospital | DH | Major OT | C-ARM IMAGE INTENSIFIER | 1 | Medico imagined | NA | 6M217 | 3000076464 | NA | 0 | NA | 0 | NA | W
12695 | Raipur | District Hospital | DH | Major OT | SURGICAL DIATHERMY MACHINE | 1 | NGRI medical electronix | NA | 1805M | 3000076484 | NA | 0 | NA | 0 | NA | W
12696 | Raipur | District Hospital | DH | Major OT | SUCTION APPARATUS | 1 | NA | NA | NA | 3000076465 | NA | 0 | NA | 0 | NA | W
12697 | Raipur | District Hospital | DH | Major OT | Hydraulic OT TABLE | 1 | NA | NA | NA | 3000076466 | NA | 0 | NA | 0 | NA | W
12698 | Raipur | District Hospital | DH | Major OT | SUCTION APPARATUS | 1 | medicraft | NA | NA | 3000076479 | NA | 0 | NA | 0 | NA | W
12699 | Raipur | District Hospital | DH | Medicine O.P.D | SPHYGMOMANOMETER (MERCURIAL) | 1 | Diamond | regular | NA | 3000076433 | NA | 0 | NA | 0 | NA | W
12700 | Raipur | District Hospital | DH | Medicine O.P.D | SPHYGMOMANOMETER (MERCURIAL) | 1 | Diamond | NA | NA | 3000076442 | NA | 0 | NA | 0 | NA | NW
12701 | Raipur | District Hospital | DH | Medicine O.P.D | SPHYGMOMANOMETER (MERCURIAL) | 1 | Extra care | NA | NA | 3000076443 | NA | 0 | NA | 0 | NA | NW
12702 | Raipur | District Hospital | DH | Medicine O.P.D | X-ray film illuminator | 1 | RK Industry | NA | NA | 3000076436 | NA | 0 | NA | 0 | NA | W
12703 | Raipur | District Hospital | DH | Medicine O.P.D | X-ray film illuminator | 1 | RK Industry | NA | NA | 3000076435 | NA | 0 | NA | 0 | NA | W
12704 | Raipur | District Hospital | DH | Medicine O.P.D | SPHYGMOMANOMETER (MERCURIAL) | 1 | MCP | NA | 1047107 | 3000076434 | NA | 0 | NA | 0 | NA | W
12705 | Raipur | District Hospital | DH | NRC | BABY WEIGHING SCALE | 1 | Detecto | MB130 | C11006597 | 3000076505 | NA | 0 | NA | 0 | NA | W
12706 | Raipur | District Hospital | DH | NRC | NEEDLE DESTROYER | 1 | Microsil | ND-350 | 1012 | 3000076506 | NA | 0 | NA | 0 | NA | W
12707 | Raipur | District Hospital | DH | NRC | ADULT WEIGHING MACHINE | 1 | Ramon surgical | Crown | NA | 3000076507 | Na | 0 | NA | 0 | NA | W
12708 | Raipur | District Hospital | DH | NRC | GLUCOMETER | 1 | Roche diagnostic | NA | 55310115977 | 3000076511 | NA | 0 | NA | 0 | NA | W
12709 | Raipur | District Hospital | DH | NRC | REFRIGERATOR | 1 | LG | GL-185RP4 | 510NIRLW015888 | 3000076509 | NA | 1 | 1/1/2015 to 31/12/2016 | 0 | NA | W
12710 | Raipur | District Hospital | DH | NRC | ADULT WEIGHING MACHINE | 1 | Deligent | NA | NA | 3000076510 | NA | 1 | NA | 0 | NA | W
12711 | Raipur | District Hospital | DH | NRC | REFRIGERATOR | 1 | LG | GL-185 | 007NLJN096428 | 3000076508 | NA | 1 | NA | 0 | NA | W
12712 | Raipur | District Hospital | DH | Bio Chemistry Lab | REFRIGERATOR | 1 | LG | GR-2511BAC | NA | 3000076447 | NA | 0 | NA | 0 | NA | W
12713 | Raipur | District Hospital | DH | Bio Chemistry Lab | INCUBATOR | 1 | NA | NA | NA | 3000076448 | NA | 0 | NA | 0 | NA | W
12714 | Raipur | District Hospital | DH | Bio Chemistry Lab | CENTRIFUGE MACHINE (6 Tubes) | 1 | cosLab | NA | NA | 3000076449 | NA | 0 | NA | 0 | NA | W
12715 | Raipur | District Hospital | DH | Bio Chemistry Lab | Semi Autoanalyzer | 1 | Erla | chem-5 plus | 80170 | 3000076450 | NA | 0 | NA | 0 | NA | W
12716 | Raipur | District Hospital | DH | Bio Chemistry Lab | Blood cell counter | 1 | Lab life | NA | NA | 3000076451 | NA | 0 | NA | 0 | NA | NW
12717 | Raipur | District Hospital | DH | Bio Chemistry Lab | HOT AIR OVEN | 1 | MB instruments | NA | NA | 3000076452 | NA | 0 | NA | 0 | NA | W
12718 | Raipur | District Hospital | DH | Bio Chemistry Lab | HOT AIR OVEN | 1 | MB instruments | NA | NA | 3000076453 | NA | 0 | NA | 0 | NA | NW
12719 | Raipur | District Hospital | DH | Bio Chemistry Lab | INCUBATOR | 1 | NA | NA | NA | 3000076454 | NA | 0 | NA | 0 | NA | NW
12720 | Raipur | District Hospital | DH | Bio Chemistry Lab | REFRIGERATOR | 1 | NA | GS-2511BSC | NA | 3000076455 | NA | 0 | NA | 0 | NA | W
12721 | Raipur | District Hospital | DH | Bio Chemistry Lab | NEEDLE DESTROYER | 1 | Linco | NA | NA | 3000065459 | NA | 0 | NA | 0 | NA | W
12722 | Raipur | District Hospital | DH | Bio Chemistry Lab | REFRIGERATOR | 1 | videocon | NA | NA | 3000076458 | NA | 0 | NA | 0 | NA | W
12723 | Raipur | District Hospital | DH | Bio Chemistry Lab | CENTRIFUGE MACHINE (4 Tubes) | 1 | local | NA | NA | 3000076457 | NA | 0 | NA | 0 | NA | W
12724 | Raipur | District Hospital | DH | Bio Chemistry Lab | INCUBATOR | 1 | cosLab | NA | NA | 3000076456 | NA | 0 | NA | 0 | NA | W
12725 | Raipur | District Hospital | DH | SNCU | VENTILATOR | 1 | Bird | 15654C | ACM1218 | 3000076494 | NA | 0 | NA | 0 | NA | W
12726 | Raipur | District Hospital | DH | SNCU | INFANT RADIANT WARMER | 1 | Bird | 15654C | ACM1220 | 3000076489 | NA | 0 | NA | 0 | NA | W
12727 | Raipur | District Hospital | DH | Major OT | INFANT RADIANT WARMER | 1 | surgi aid pharma | NA | NA | 3000076488 | NA | 0 | NA | 0 | NA | W
12728 | Raipur | District Hospital | DH | SNCU | INFANT RADIANT WARMER | 1 | PHONIX | W100 | T1074 | 3000076403 | NA | 1 | NA | 0 | NA | W
12729 | Raipur | District Hospital | DH | SNCU | INFANT RADIANT WARMER | 1 | PHONIX | W100 | T1083 | 3000076406 | NA | 1 | NA | 0 | NA | W
12730 | Raipur | District Hospital | DH | SNCU | INFANT RADIANT WARMER | 1 | PHONIX | W100 | T1082 | 3000076404 | NA | 1 | NA | 0 | NA | W
12731 | Raipur | District Hospital | DH | SNCU | INFANT RADIANT WARMER | 1 | PHONIX | W100 | T1079 | 3000076405 | NA | 1 | NA | 0 | NA | W
12732 | Raipur | District Hospital | DH | SNCU | BABY PHOTOTHERAPY UNIT | 1 | PHONIX | PT100 | 1740 | 3000076408 | NA | 1 | NA | 0 | NA | W
12733 | Raipur | District Hospital | DH | SNCU | BABY PHOTOTHERAPY UNIT | 1 | PHONIX | PT100 | T17242 | 3000076409 | NA | 1 | NA | 0 | NA | W
12734 | Raipur | District Hospital | DH | SNCU | SUCTION APPARATUS | 1 | Bioplus | NA | NA | 3000076421 | NA | 1 | NA | 0 | NA | W
12735 | Raipur | District Hospital | DH | SNCU | BABY WEIGHING SCALE | 1 | Kidlee | NA | NA | 3000076422 | NA | 1 | NA | 0 | NA | W
12736 | Raipur | District Hospital | DH | SNCU | NEEDLE DESTROYER | 1 | SAI+Life | NA | NA | 3000076423 | NA | 1 | NA | 0 | NA | W
12737 | Raipur | District Hospital | DH | SNCU | SpSHADOWLESS OT LIGHT | 1 | NA | NA | NA | 3000076410 | NA | 1 | NA | 0 | NA | W
12738 | Raipur | District Hospital | DH | SNCU | SpSHADOWLESS OT LIGHT | 1 | Lovaani | NA | NA | 3000076418 | NA | 1 | NA | 0 | NA | W
12739 | Raipur | District Hospital | DH | SNCU | INFANT RADIANT WARMER | 1 | Phoenix | OCW100 | T-1081 | 3000076413 | NA | 1 | NA | 0 | NA | W
12740 | Raipur | District Hospital | DH | SNCU | INFANT RADIANT WARMER | 1 | Phoenix | OCW100 | T-1078 | 3000076415 | NA | 1 | NA | 0 | NA | W
12741 | Raipur | District Hospital | DH | SNCU | INFANT RADIANT WARMER | 1 | Phoenix | OCW100 | T-1077 | 3000076414 | NA | 1 | NA | 0 | NA | W
12742 | Raipur | District Hospital | DH | SNCU | INFANT RADIANT WARMER | 1 | Phoenix | OCW100 | T-1076 | 3000076419 | NA | 1 | NA | 0 | NA | W
12743 | Raipur | District Hospital | DH | SNCU | BABY PHOTOTHERAPY UNIT | 1 | Phoenix | LEDPT100 | T-1741 | 3000076412 | NA | 1 | NA | 0 | NA | W
12744 | Raipur | District Hospital | DH | SNCU | BABY PHOTOTHERAPY UNIT | 1 | Phoenix | LEDPT100 | T-1739 | 3000076420 | NA | 1 | NA | 0 | NA | W
12745 | Raipur | District Hospital | DH | SNCU | BABY PHOTOTHERAPY UNIT | 1 | Phoenix | LEDPT100 | T-1743 | 3000076411 | NA | 1 | NA | 0 | NA | W
12746 | Raipur | District Hospital | DH | SNCU | INFANT RADIANT WARMER | 1 | Phoenix | OCW100 | T-1084 | 3000076416 | NA | 1 | NA | 0 | NA | W
12747 | Raipur | District Hospital | DH | SNCU | INFANT RADIANT WARMER | 1 | Phoenix | OCW100 | T-1080 | 3000076417 | NA | 0 | NA | 0 | NA | W
12748 | Raipur | District Hospital | DH | Opthalmology Dept. | Eye perimeter | 1 | Appa Samy Associates | Ap90SGLGLA | 391 | 3000076424 | NA | 0 | NA | 0 | NA | W
12749 | Raipur | District Hospital | DH | Opthalmology Dept. | Keratometer | 1 | NA | NA | NA | 3000076425 | NA | 0 | NA | 0 | NA | W
12750 | Raipur | District Hospital | DH | Opthalmology Dept. | ULTASOUND DIAGNOSTIC MACHINE | 1 | Appa Samy Associates | Scan plus | 20680309H | 3000076426 | NA | 0 | NA | 0 | NA | W
12751 | Raipur | District Hospital | DH | Opthalmology Dept. | Auto Refractometer | 1 | Appa Samy Associates | ACC002 | NA | 3000076427 | NA | 0 | NA | 0 | NA | W
12752 | Raipur | District Hospital | DH | Opthalmology Dept. | SLIT LAMP | 1 | Appa Samy Associates | SLPS-02-140262 | 1511140133 | 3000076428 | NA | 0 | NA | 0 | NA | W
12753 | Raipur | District Hospital | DH | Opthalmology Dept. | OPHTHALMOSCOPE | 1 | Heina | Beta-200 | NA | 3000076429 | NA | 0 | NA | 0 | NA | W
12754 | Raipur | District Hospital | DH | Opthalmology Dept. | SLIT LAMP | 1 | NA | NA | NA | 3000076430 | NA | 0 | NA | 0 | NA | NW
12755 | Raipur | District Hospital | DH | Opthalmology Dept. | ULTASOUND DIAGNOSTIC MACHINE | 1 | Appa Samy Associates | Scan plus | NA | 3000076431 | NA | 0 | NA | 0 | NA | NW
12756 | Raipur | District Hospital | DH | Opthalmology Dept. | OPHTHALMOSCOPE | 1 | Heina | R180 | NA | 3000076432 | NA | 0 | NA | 0 | NA | NW
12757 | Raipur | District Hospital | DH | Medicine Ward | SPHYGMOMANOMETER (MERCURIAL) | 1 | Life-line | Gamma | 20351 | 3000076501 | NA | 0 | NA | 0 | NA | W
12758 | Raipur | District Hospital | DH | Medicine Ward | GLUCOMETER | 1 | Roche diagnostic | GC | GC16169198 | 3000076502 | NA | 0 | NA | 0 | NA | W
12759 | Raipur | District Hospital | DH | Medicine Ward | NEBULIZER | 1 | BPL | Avant | BSTA4K1458 | 3000076503 | NA | 0 | NA | 0 | NA | W
12760 | Raipur | District Hospital | DH | Medicine Ward | NEEDLE DESTROYER | 1 | Linco scientific | ND-350 | 2150 | 3000076504 | NA | 0 | NA | 0 | NA | W
12761 | Raipur | District Hospital | DH | ECG Room | ECG RECORDER 6 channel | 1 | Mindray | bene herd | FK-45003240 | 3000076554 | NA | 0 | NA | 0 | NA | W
12762 | Raipur | District Hospital | DH | ECG Room | ECG RECORDER 6 channel | 1 | PHILIPS | NA | US30713900 | 3000076552 | NA | 0 | NA | 0 | NA | NW
12763 | Raipur | District Hospital | DH | ECG Room | ECG RECORDER 6 channel | 1 | PHILIPS | NA | US30713903 | 3000076551 | NA | 0 | NA | 0 | NA | NW
12764 | Raipur | District Hospital | DH | ECG Room | ECG RECORDER 6 channel | 1 | NA | NA | US3071311 | 3000076553 | NA | 0 | NA | 0 | NA | NW
12765 | Raipur | District Hospital | DH | ECG Room | ECG RECORDER 6 channel | 1 | BPL | CARDIART8108R | AFIL0061 | 3000076550 | NA | 0 | NA | 0 | NA | NW
12766 | Raipur | District Hospital | DH | ECG Room | ECG RECORDER 6 channel | 1 | BPL | CARDIART8108R | AFIL00148 | 3000076549 | NA | 0 | NA | 0 | NA | W
12767 | Raipur | District Hospital | DH | Dental Dept. | ELECTRIC STERILIZER | 1 | NA | NA | NA | 3000076667 | NA | 0 | NA | 0 | NA | W
12768 | Raipur | District Hospital | DH | Dental Dept. | DENTAL X-RAY MACHINE | 1 | techno Max | NA | NA | 3000076668 | NA | 0 | NA | 0 | NA | NW
12769 | Raipur | District Hospital | DH | Dental Dept. | DENTAL CHAIR | 1 | Linak | HBW072-001 | NA | 3000076669 | NA | 0 | NA | 0 | NA | W
12770 | Raipur | District Hospital | DH | Dental Dept. | COMPRESSOR | 1 | Dynamic medical technology | NA | 89429 | 3000076673 | NA | 0 | NA | 0 | NA | W
12771 | Raipur | District Hospital | DH | Dental Dept. | bull's eye lamp | 1 | NA | NA | NA | 3000076670 | NA | 0 | NA | 0 | NA | W
12772 | Raipur | District Hospital | DH | Dental Dept. | bull's eye lamp | 1 | NA | NA | NA | 3000076671 | NA | 0 | NA | 0 | NA | W
12773 | Raipur | District Hospital Raipur | DH | Opthalmology Dept. | Electonic Eye OT Microscope | 1 | NA | GRA367PL | NA | 3000076467 | NA | 0 | NA | 0 | NA | W
12774 | Raipur | District Hospital Raipur | DH | Opthalmology Dept. | BOYLE'S APPARATUS | 1 | Medisys | NA | NA | 3000076470 | NA | 0 | NA | 0 | NA | W
12775 | Raipur | District Hospital Raipur | DH | Opthalmology Dept. | MULTIPARA PATIENT MONITOR | 1 | Schiller | Truslope Ultra27 | NA | 3000076478 | NA | 0 | NA | 0 | NA | W
12776 | Raipur | District Hospital Raipur | DH | Opthalmology Dept. | OT TABLE | 1 | NA | NA | NA | 3000076468 | NA | 0 | NA | 0 | NA | W
12777 | Raipur | District Hospital Raipur | DH | Opthalmology Dept. | Eye Microscope Bionocluar | 1 | Carlziess Surgicals | NA | NA | 3000076469 | NA | 0 | NA | 0 | NA | W
12778 | Raipur | District Hospital Raipur | DH | Store Room | FUMIGATION MACHINE | 1 | Gogger | NA | NA | 3000076544 | NA | 0 | NA | 0 | NA | W
12779 | Raipur | District Hospital Raipur | DH | Store Room | FUMIGATION MACHINE | 1 | Fogger | NA | NA | 3000076545 | NA | 0 | NA | 0 | NA | W
12780 | Raipur | District Hospital Raipur | DH | Store Room | ELECTRIC STERILIZER | 1 | NA | NA | NA | 3000076546 | NA | 0 | NA | 0 | NA | W
12781 | Raipur | District Hospital Raipur | DH | Store Room | C-ARM IMAGE INTENSIFIER | 1 | Medico imaging Co. | Surgico-60D | NA | 3000076547 | NA | 0 | NA | 0 | NA | W
12782 | Raipur | Aarang | CHC | Dot Center | ADULT WEIGHING MACHINE | 1 | Korpe | Kohinoor | NA | 3000076709 | NA | 0 | NA | 0 | NA | W
12783 | Raipur | Aarang | CHC | Dot Center | MICROSCOPE (BINOCULAR) | 1 | Olympus | NA | 518630 | 3000076710 | NA | 0 | NA | 0 | NA | W
12784 | Raipur | Aarang | CHC | Dot Center | SPHYGMOMANOMETER (MERCURIAL) | 1 | NA | NA | NA | 3000076718 | NA | 0 | NA | 0 | NA | W
12785 | Raipur | Aarang | CHC | Physiotherapy dept. | Exercise Bicycle | 1 | India Medica | NA | NA | 3000076719 | NA | 0 | NA | 0 | NA | W
12786 | Raipur | Aarang | CHC | Physiotherapy dept. | SPHYGMOMANOMETER (MERCURIAL) | 1 | Smart care | SCH-108 | NA | 3000076720 | NA | 0 | NA | 0 | NA | W
12787 | Raipur | Aarang | CHC | Dressing Room | NEEDLE DESTROYER | 1 | Saratech | S1R | NA | 3000076707 | NA | 0 | NA | 0 | NA | W
12788 | Raipur | Aarang | CHC | Store Room | SPHYGMOMANOMETER (MERCURIAL) | 1 | Smart care | SCH-108 | NA | 3000076708 | NA | 0 | NA | 0 | NA | W
12789 | Raipur | Aarang | CHC | Physiotherapy dept. | Walker | 1 | NA | NA | NA | 3000076721 | NA | 0 | NA | 0 | NA | W
12790 | Raipur | Aarang | CHC | NCD | Neck fraction | 1 | India Medico Instrument | NICETRAC | NA | 3000076722 | NA | 0 | NA | 0 | NA | W
12791 | Raipur | Aarang | CHC | Vaccination Room | ADULT WEIGHING MACHINE | 1 | NA | NA | NA | 3000076711 | NA | 0 | NA | 0 | NA | W
12792 | Raipur | Aarang | CHC | Vaccination Room | BABY WEIGHING SCALE | 1 | Misahe | NA | NA | 3000076712 | NA | 0 | NA | 0 | NA | W
12793 | Raipur | Aarang | CHC | Vaccination Room | NEEDLE DESTROYER | 1 | Saratech | S1R | NA | 3000076713 | NA | 0 | NA | 0 | NA | W
12794 | Raipur | Aarang | CHC | Pathology Lab. | CENTRIFUGE MACHINE (6 Tubes) | 1 | cosLab | NA | NA | 3000076701 | 2008 | 0 | NA | 0 | NA | NW
12795 | Raipur | Aarang | CHC | Pathology Lab. | REFRIGERATOR | 1 | Samsung | RA23 | NA | 3000076702 | NA | 0 | NA | 0 | NA | W
12796 | Raipur | Aarang | CHC | Pathology Lab. | NEEDLE DESTROYER | 1 | York Scientific Industries | YSI-158 | 07F-1 | 3000076703 | NA | 0 | NA | 0 | NA | W
12797 | Raipur | Aarang | CHC | Pathology Lab. | COLORIMETER | 1 | NA | Photochem-5 | 5086 | 3000076704 | NA | 0 | NA | 0 | NA | W
12798 | Raipur | Aarang | CHC | Pathology Lab. | MICROSCOPE (BINOCULAR) | 1 | Aimil | NA | NA | 3000076705 | NA | 0 | NA | 0 | NA | W
12799 | Raipur | Aarang | CHC | Pathology Lab. | ADULT WEIGHING MACHINE | 1 | Kohinoor | NA | NA | 3000076706 | NA | 0 | NA | 0 | NA | W
12800 | Raipur | Aarang | CHC | OT | ELECTRIC STERILIZER | 1 | local | NA | NA | 3000076714 | NA | 0 | NA | 0 | NA | W
12801 | Raipur | Aarang | CHC | OT | AUTOCLAVE | 1 | NA | NA | NA | 3000076715 | NA | 0 | NA | 0 | NA | W
12802 | Raipur | Aarang | CHC | OT | FUMIGATION MACHINE | 1 | NA | NA | NA | 3000076716 | NA | 0 | NA | 0 | NA | W
12803 | Raipur | Aarang | CHC | OT | Eye instrument | 1 | Na | NA | Na | 3000076717 | NA | 0 | NA | 0 | NA | NW
12804 | Raipur | Aarang | CHC | DELIVERY ROOM | SUCTION APPARATUS | 1 | Vikrant Industry | Santushi | NA | 3000076675 | na | 0 | NA | 0 | NA | NW
12805 | Raipur | Aarang | CHC | DELIVERY ROOM | INFANT RADIANT WARMER | 1 | surgi aid pharma | NA | NA | 3000076676 | 16/1/2013 | 0 | NA | 0 | NA | NW
12806 | Raipur | Aarang | CHC | DELIVERY ROOM | BABY WEIGHING SCALE | 1 | Korpe precision | Crown | NA | 3000076677 | NA | 0 | NA | 0 | NA | W
12807 | Raipur | Aarang | CHC | DELIVERY ROOM | SUCTION APPARATUS | 1 | SHIVA | NA | Na | 3000076678 | NA | 1 | NA | 0 | NA | W
12808 | Raipur | Aarang | CHC | DELIVERY ROOM | REFRIGERATOR | 1 | LG | GL-185RP4 | 502NRWSO1457 | 3000076679 | NA | 0 | NA | 0 | NA | W
12809 | Raipur | Aarang | CHC | DELIVERY ROOM | FOETAL DOPPLER | 1 | NA | NA | NA | 3000076680 | NA | 0 | NA | 0 | NA | NW
12810 | Raipur | Aarang | CHC | DELIVERY ROOM | ELECTRIC STERILIZER | 1 | ATLAS | NA | 09f9623 | 3000076681 | NA | 0 | NA | 0 | NA | W
12811 | Raipur | Aarang | CHC | DELIVERY ROOM | BABY WEIGHING SCALE | 1 | Essae | BS-250 | 250141381 | 3000076682 | NA | 0 | NA | 0 | NA | W
12812 | Raipur | Aarang | CHC | DELIVERY ROOM | SUCTION APPARATUS | 1 | K.K electricals | IND0 | 7111 | 3000076683 | NA | 0 | NA | 0 | NA | NW
12813 | Raipur | Aarang | CHC | OPD | SPHYGMOMANOMETER (MERCURIAL) | 1 | medicre Products | NSIC | 180SE6 | 3000076674 | 15/4/2015 | 0 | NA | 0 | NA | W
12814 | Raipur | Aarang | CHC | DELIVERY ROOM | ADULT WEIGHING MACHINE | 1 | Venus | NA | NA | 3000076684 | NA | 0 | NA | 0 | NA | W
12815 | Raipur | Aarang | CHC | DELIVERY ROOM | NEBULIZER | 1 | Nulife global medical device | Handy NEB | NA | 3000076685 | NA | 0 | NA | 0 | NA | W
12816 | Raipur | Aarang | CHC | DELIVERY ROOM | NEBULIZER | 1 | NORDITALIA electrical medical | NA | 55378 | 3000076686 | NA | 0 | NA | 0 | NA | W
12817 | Raipur | Aarang | CHC | DELIVERY ROOM | SPHYGMOMANOMETER (MERCURIAL) | 1 | Diamond | regular | NA | 3000076687 | NA | 0 | NA | 0 | NA | W
12818 | Raipur | Aarang | CHC | DELIVERY ROOM | FOETAL DOPPLER | 1 | meher | ready dopp mark ii | 2015FQ1564 | 3000076852 | 2015 | 1 | NA | 0 | NA | W
12819 | Raipur | Aarang | CHC | DELIVERY ROOM | DELIVERY TABLE | 1 | NA | NA | NA | 3000076853 | NA | 0 | NA | 0 | NA | W
12820 | Raipur | Aarang | CHC | DELIVERY ROOM | DELIVERY TABLE | 1 | NA | NA | NA | 3000076854 | NA | 0 | NA | 0 | NA | W
12821 | Raipur | Aarang | CHC | Opthalmology Dept. | VISION DRUM | 1 | NA | NA | NA | 3000076855 | NA | 0 | NA | 0 | NA | W
12822 | Raipur | Aarang | CHC | OT | Hydraulic OT TABLE | 1 | NA | NA | NA | 3000076849 | NA | 0 | NA | 0 | NA | W
12823 | Raipur | Aarang | CHC | OT | AUTOCLAVE | 1 | NA | NA | NA | 3000076850 | NA | 0 | NA | 0 | NA | NW
12824 | Raipur | Aarang | CHC | OT | FUMIGATION MACHINE | 1 | NA | NA | NA | 300076851 | NA | 0 | NA | 0 | NA | W
12825 | Raipur | Changorabhata | UPHC | Dressing Room | AUTOCLAVE | 1 | NA | NA | NA | 3000076828 | 28/3/2015 | 1 | NA | 0 | NA | W
12826 | Raipur | Changorabhata | UPHC | Dressing Room | ELECTRIC STERILIZER | 1 | Bhagbati Indusry | NA | NA | 3000076829 | 28/3/2015 | 1 | NA | 0 | NA | W
12827 | Raipur | Changorabhata | UPHC | Dressing Room | SUCTION APPARATUS | 1 | Na | NA | NA | 3000076830 | NA | 0 | NA | 0 | NA | NI
12828 | Raipur | Changorabhata | UPHC | Dressing Room | GLUCOMETER | 1 | Roche diagnostic | accu chek active | GC17432993 | 3000076831 | NA | 0 | NA | 0 | NA | W
12829 | Raipur | Changorabhata | UPHC | Dressing Room | ADULT WEIGHING MACHINE | 1 | DR Diaz | NA | NA | 3000076832 | NA | 0 | NA | 0 | NA | W
12830 | Raipur | Changorabhata | UPHC | OPD | SPHYGMOMANOMETER (MERCURIAL) | 1 | Smart care | SCH-108 | NA | 3000076833 | NA | 0 | NA | 0 | NA | W
12831 | Raipur | Changorabhata | UPHC | OPD | ADULT WEIGHING MACHINE | 1 | DR Diaz | NA | NA | 3000076834 | NA | 0 | NA | 0 | NA | NW
12832 | Raipur | Changorabhata | UPHC | OPD | X-ray film illuminator | 1 | RK Industry | NA | NA | 3000076839 | 28/3/2015 | 0 | NA | 0 | NA | W
12833 | Raipur | Changorabhata | UPHC | OPD | REFRIGERATOR | 1 | LG | NA | NA | 3000076840 | 29/3/2015 | 0 | NA | 0 | NA | W
12834 | Raipur | Changorabhata | UPHC | Vaccination Room | BABY WEIGHING SCALE | 1 | Ramon surgical | Crown | NA | 3000076835 | NA | 0 | NA | 0 | NA | W
12835 | Raipur | Changorabhata | UPHC | Vaccination Room | NEEDLE DESTROYER | 1 | Linco scientific | ND-350 | 1608 | 3000076836 | NA | 0 | NA | 0 | NA | W
12836 | Raipur | Changorabhata | UPHC | Vaccination Room | ADULT WEIGHING MACHINE | 1 | DR Diaz | NA | NA | 3000076837 | NA | 0 | NA | 0 | NA | NW
12837 | Raipur | Changorabhata | UPHC | Vaccination Room | ADULT WEIGHING MACHINE | 1 | Golden star surgical | Putex | NA | 3000076838 | NA | 0 | NA | 0 | NA | W
12838 | Raipur | Amaseoni | PHC |  | BABY WEIGHING SCALE | 1 | Docbel Indusry | Braun | NA | 3000076777 | NA | 0 | NA | 0 | NA | W
12839 | Raipur | Amaseoni | PHC |  | REFRIGERATOR | 1 | Godrej | RD185CW | 1408031434 | 3000076778 | 25/4/2015 | 1 | 1 year | 0 | NA | W
12840 | Raipur | Amaseoni | PHC |  | ELECTRIC STERILIZER | 1 | ATLAS | NA | NA | 3000076779 | 15/3/2008 | 0 | NA | 0 | NA | W
12841 | Raipur | Amaseoni | PHC |  | FOETAL DOPPLER | 1 | Hiqua surgical Equipments | DX01 | NA | 3000076780 | NA | 0 | NA | 0 | NA | W
12842 | Raipur | Amaseoni | PHC |  | SPHYGMOMANOMETER (MERCURIAL) | 1 | Meditech | Infi | 10090138 | 3000076781 | 21/5/2008 | 0 | NA | 0 | NA | W
12843 | Raipur | Amaseoni | PHC |  | SPHYGMOMANOMETER (MERCURIAL) | 1 | Smart care | SCH-108 | NA | 3000076782 | 21/5/2008 | 0 | NA | 0 | NA | W
12844 | Raipur | Amaseoni | PHC |  | NEEDLE DESTROYER | 1 | Linco scientific | ND-360 | 85540-03 | 3000076783 | 2014-01-02 | 0 | NA | 0 | NA | W
12845 | Raipur | Amaseoni | PHC |  | GLUCOMETER | 1 | Roche diagnostic | accu chek active | 55310169983 | 3000076784 | NA | 0 | NA | 0 | NA | W
12846 | Raipur | Amaseoni | PHC |  | ADULT WEIGHING MACHINE | 1 | NA | Venus | NA | 3000076785 | 2013-12-09 | 0 | NA | 0 | NA | W
12847 | Raipur | Amaseoni | PHC |  | ADULT WEIGHING MACHINE | 1 | NA | NA | NA | 3000076786 | 2013-12-09 | 0 | NA | 0 | NA | W
12848 | Raipur | Mantralaya | CIVIL DISPENSERY |  | SPHYGMOMANOMETER (MERCURIAL) | 1 | NA | NA | NA | 3000076746 | 21/2/2014 | 0 | NA | 0 | NA | W
12849 | Raipur | Mantralaya | CIVIL DISPENSERY |  | SPHYGMOMANOMETER (MERCURIAL) | 1 | NA | NA | NA | 3000076747 | 28/8/2013 | 0 | NA | 0 | NA | W
12850 | Raipur | Mantralaya | CIVIL DISPENSERY |  | ADULT WEIGHING MACHINE | 1 | Doctor beliram and sons | NA | NA | 3000076748 | 21/2/2014 | 0 | NA | 0 | NA | W
12851 | Raipur | Mantralaya | CIVIL DISPENSERY |  | ELECTRIC STERILIZER | 1 | NA | NA | NA | 3000076749 | NA | 0 | NA | 0 | NA | W
12852 | Raipur | Mantralaya | CIVIL DISPENSERY |  | MICROSCOPE (BINOCULAR) | 1 | Radical | RMH-4B | 35891 | 3000076750 | 2008-06-11 | 0 | NA | 0 | NA | W
12853 | Raipur | Mantralaya | CIVIL DISPENSERY |  | GLUCOMETER | 1 | Roche | accu chek active | 55311103334 | 3000076751 | 28/7/2014 | 0 | NA | 0 | NA | W
12854 | Raipur | Mantralaya | CIVIL DISPENSERY |  | ADULT WEIGHING MACHINE | 1 | Doctor beliram and sons | Krups | NA | 3000076752 | 25/7/2014 | 0 | NA | 0 | NA | W
12855 | Raipur | Mantralaya | CIVIL DISPENSERY |  | REFRIGERATOR | 1 | Godrej | GF21R | 5602 | 3000076753 | 2001-10-10 | 0 | NA | 0 | NA | W
12856 | Raipur | Mantralaya | CIVIL DISPENSERY |  | AUTOCLAVE | 1 | NA | NA | NA | 3000076754 | 17/4/2001 | 0 | NA | 0 | NA | W
12857 | Raipur | Anandnagar | CIVIL DISPENSERY |  | SPHYGMOMANOMETER (MERCURIAL) | 1 | Morepen | BK1005 | NA | 3000076755 | 27/6/1998 | 0 | NA | 0 | NA | W
12858 | Raipur | Anandnagar | CIVIL DISPENSERY |  | SUCTION APPARATUS | 1 | NA | NA | NA | 3000076756 | 21/10/2005 | 0 | NA | 0 | NA | W
12859 | Raipur | Anandnagar | CIVIL DISPENSERY |  | NEEDLE DESTROYER | 1 | pioneer | NA | NA | 3000076757 | 2002-07-12 | 0 | NA | 0 | NA | W
12860 | Raipur | Anandnagar | CIVIL DISPENSERY |  | SUCTION APPARATUS | 1 | NA | NA | NA | 3000076758 | NA | 0 | NA | 0 | NA | W
12861 | Raipur | Anandnagar | CIVIL DISPENSERY |  | AUTOCLAVE | 1 | NA | NA | NA | 3000076759 | 23/5/1991 | 0 | NA | 0 | NA | W
12862 | Raipur | Anandnagar | CIVIL DISPENSERY |  | ADULT WEIGHING MACHINE | 1 | Doctor beliram and sons | Krups | NA | 3000076760 | 2000-10-03 | 0 | NA | 0 | NA | NW
12863 | Raipur | Anandnagar | CIVIL DISPENSERY |  | ADULT WEIGHING MACHINE | 1 | Doctor beliram and sons | Krups | NA | 3000076761 | 23/5/1991 | 0 | NA | 0 | NA | NW
12864 | Raipur | Anandnagar | CIVIL DISPENSERY |  | ELECTRIC STERILIZER | 1 | NA | NA | NA | 3000076762 | 23/5/1991 | 0 | NA | 0 | NA | W
12865 | Raipur | Anandnagar | CIVIL DISPENSERY |  | HB METER | 1 | NA | NA | NA | 3000076763 | 21/10/2005 | 0 | NA | 0 | NA | W
12866 | Raipur | Labhandih | PHC |  | BABY WEIGHING SCALE | 1 | Golden surgical industry | Putex | NA | 3000076764 | NA | 0 | NA | 0 | NA | W
12867 | Raipur | Labhandih | PHC |  | FOETAL DOPPLER | 1 | NA | A100C | c11070107 | 3000076765 | NA | 0 | NA | 0 | NA | W
12868 | Raipur | Labhandih | PHC |  | SPHYGMOMANOMETER (MERCURIAL) | 1 | Smart care | regular | SCH-108 | 3000076766 | 13/11/2006 | 0 | NA | 0 | NA | W
12869 | Raipur | Labhandih | PHC |  | SUCTION APPARATUS | 1 | Dynamic | m-9 | NA | 3000076767 | 2013-12-11 | 0 | NA | 0 | NA | W
12870 | Raipur | Labhandih | PHC |  | AUTOCLAVE | 1 | SNI | NA | NA | 3000076768 | 2014-01-09 | 0 | NA | 0 | NA | W
12871 | Raipur | Labhandih | PHC |  | ELECTRIC STERILIZER | 1 | NA | NA | NA | 3000076769 | 13/11/2006 | 0 | NA | 0 | NA | W
12872 | Raipur | Labhandih | PHC |  | NEEDLE DESTROYER | 1 | Linco scientific | ND-100 | 2595 | 3000076770 | 16/11/2009 | 0 | NA | 0 | NA | W
12873 | Raipur | Labhandih | PHC |  | NEEDLE DESTROYER | 1 | Linco scientific | ND-860 | 8260 | 3000076771 | 16/11/2009 | 0 | NA | 0 | NA | W
12874 | Raipur | Labhandih | PHC |  | NEBULIZER | 1 | Nulife global medical device | Handy NEB | NGM224686 | 3000076772 | 2014-01-09 | 0 | NA | 0 | NA | W
12875 | Raipur | Labhandih | PHC |  | GLUCOMETER | 1 | Roche | accu chek | 55310170007 | 3000076773 | 2014-01-09 | 0 | NA | 0 | NA | W
12876 | Raipur | Labhandih | PHC |  | ADULT WEIGHING MACHINE | 1 | DR Diaz | NA | NA | 3000076774 | NA | 0 | NA | 0 | NA | NW
12877 | Raipur | Labhandih | PHC |  | REFRIGERATOR | 1 | Whirl pool | FF2D25535 | NA | 3000076775 | NA | 1 | NA | 0 | NA | W
12878 | Raipur | Labhandih | PHC |  | SPHYGMOMANOMETER (MERCURIAL) | 1 | Smart care | SCH-108 | NA | 3000076776 | NA | 0 | NA | 0 | NA | W
12879 | Raipur | Birgaon | CHC | Pathology Lab. | NEEDLE DESTROYER | 1 | Saratech | 100va/60VA | NA | 3000076612 | NA | 0 | NA | 0 | NA | W
12880 | Raipur | Birgaon | CHC | Pathology Lab. | CENTRIFUGE MACHINE (4 Tubes) | 1 | NA | NA | NA | 3000076613 | NA | 0 | NA | 0 | NA | W
12881 | Raipur | Birgaon | CHC | Pathology Lab. | CENTRIFUGE MACHINE (4 Tubes) | 1 | NA | NA | NA | 3000076614 | NA | 0 | NA | 0 | NA | W
12882 | Raipur | Birgaon | CHC | Pathology Lab. | ELECTRIC STERILIZER | 1 | NA | NA | NA | 3000076615 | NA | 0 | NA | 0 | NA | NW
12883 | Raipur | Birgaon | CHC | Pathology Lab. | MICROSCOPE (BINOCULAR) | 1 | NA | NA | B-4738 | 3000076616 | NA | 0 | NA | 0 | NA | W
12884 | Raipur | Birgaon | CHC | Pathology Lab. | NEEDLE DESTROYER | 1 | Saratech | NA | NA | 3000076617 | NA | 0 | NA | 0 | NA | NW
12885 | Raipur | Birgaon | CHC | Pathology Lab. | GLUCOMETER | 1 | Roche | Accu chek | NA | 3000076618 | NA | 0 | NA | 0 | NA | W
12886 | Raipur | Birgaon | CHC | Injection Room | BABY WEIGHING SCALE | 1 | track | NA | NA | 3000076605 | NA | 0 | NA | 0 | NA | W
12887 | Raipur | Birgaon | CHC | Injection Room | NEEDLE DESTROYER | 1 | Saratech | 100va/60VA | NA | 3000076606 | NA | 0 | NA | 0 | NA | W
12888 | Raipur | Birgaon | CHC | Injection Room | SPHYGMOMANOMETER (MERCURIAL) | 1 | Diamond | NA | NA | 3000076607 | NA | 0 | NA | 0 | NA | W
12889 | Raipur | Birgaon | CHC | Injection Room | ADULT WEIGHING MACHINE | 1 | Doctor beliram and sons | Krups | NA | 3000076608 | NA | 0 | NA | 0 | NA | W
12890 | Raipur | Birgaon | CHC | Injection Room | ELECTRIC STERILIZER | 1 | NA | local | nA | 3000076609 | NA | 0 | NA | 0 | NA | NW
12891 | Raipur | Birgaon | CHC | Store Room | ELECTRIC STERILIZER | 1 | NA | local | NA | 3000076611 | NA | 0 | NA | 0 | NA | NW
12892 | Raipur | Birgaon | CHC | Store Room | SUCTION APPARATUS | 1 | NA | NA | NA | 3000076610 | NA | 0 | NA | 0 | NA | NW
12893 | Raipur | Birgaon | CHC | Store Room | SPHYGMOMANOMETER (MERCURIAL) | 1 | Bhasin son | Novaphon | 287916210 | 3000076619 | NA | 0 | NA | 0 | NA | NW
12894 | Raipur | Birgaon | CHC | Store Room | NEEDLE DESTROYER | 1 | Saratech | NA | NA | 3000076620 | NA | 0 | NA | 0 | NA | NW
12895 | Raipur | Gudhiyari | UPHC | OPD | SPHYGMOMANOMETER (MERCURIAL) | 1 | NAMATA | NA | NA | 3000076569 | NA | 0 | NA | 0 | NA | W
12896 | Raipur | Gudhiyari | UPHC | OPD | ADULT WEIGHING MACHINE | 1 | Korpe precision | NA | NA | 3000076570 | NA | 0 | NA | 0 | NA | W
12897 | Raipur | Gudhiyari | UPHC | OPD | REFRIGERATOR | 1 | LG | GL_195CL4 | 305NRWS023 | 3000076571 | NA | 0 | NA | 0 | NA | W
12898 | Raipur | Gudhiyari | UPHC | DELIVERY ROOM | SUCTION APPARATUS | 1 | NA | NA | NA | 3000076558 | NA | 0 | NA | 0 | NA | W
12899 | Raipur | Gudhiyari | UPHC | DELIVERY ROOM | INFANT RADIANT WARMER | 1 | surgi aid pharma | NA | NA | 3000076559 | NA | 0 | NA | 0 | NA | NW
12900 | Raipur | Gudhiyari | UPHC | DELIVERY ROOM | BABY WEIGHING SCALE | 1 | Ramon surgical | Crown | NA | 3000076560 | NA | 0 | NA | 0 | NA | W
12901 | Raipur | Gudhiyari | UPHC | DELIVERY ROOM | AUTOCLAVE | 1 | NA | NA | NA | 3000076561 | NA | 0 | NA | 0 | NA | W
12902 | Raipur | Gudhiyari | UPHC | Store Room | SPHYGMOMANOMETER (MERCURIAL) | 1 | med guard | NA | 227 | 3000076562 | NA | 0 | NA | 0 | NA | NW
12903 | Raipur | Gudhiyari | UPHC | Store Room | SPHYGMOMANOMETER (MERCURIAL) | 1 | HART+ CARE | NA | 98121166 | 3000076563 | NA | 0 | NA | 0 | NA | NW
12904 | Raipur | Gudhiyari | UPHC | Store Room | SPHYGMOMANOMETER (MERCURIAL) | 1 | Extra care | NA | NA | 3000076564 | NA | 0 | NA | 0 | NA | NW
12905 | Raipur | Gudhiyari | UPHC | Store Room | ADULT WEIGHING MACHINE | 1 | Doctor beliram and sons | Krups | NA | 3000076565 | NA | 0 | NA | 0 | NA | NW
12906 | Raipur | Gudhiyari | UPHC | Store Room | ADULT WEIGHING MACHINE | 1 | Lochnle | NA | NA | 3000076566 | NA | 0 | NA | 0 | NA | NW
12907 | Raipur | Gudhiyari | UPHC | Store Room | NEEDLE DESTROYER | 1 | Saratech | S1R | 1175 | 3000076567 | NA | 0 | NA | 0 | NA | NW
12908 | Raipur | Gudhiyari | UPHC | Store Room | NEEDLE DESTROYER | 1 | Saratech | ND-360 | 9938-03 | 3000076568 | NA | 0 | NA | 0 | NA | W
12909 | Raipur | Urla | PHC |  | ADULT WEIGHING MACHINE | 1 | Dr Beliram& sons | Samso | NA | 3000076576 | NA | 0 | NA | 0 | NA | W
12910 | Raipur | Urla | PHC |  | SPHYGMOMANOMETER (MERCURIAL) | 1 | Gold Supreme | NA | NA | 3000076577 | NA | 0 | NA | 0 | NA | W
12911 | Raipur | Urla | PHC |  | BABY WEIGHING SCALE | 1 | Smart care | SCBC-3008 | NA | 3000076578 | NA | 0 | NA | 0 | NA | W
12912 | Raipur | Urla | PHC |  | REFRIGERATOR | 1 | Samsung | RR1914BCARR-TL | NA | 3000076579 | NA | 0 | NA | 0 | NA | W
12913 | Raipur | Urla | PHC |  | NEEDLE DESTROYER | 1 | Saratech | 100va/60VA | NA | 3000076584 | NA | 0 | NA | 0 | NA | W
12914 | Raipur | Urla | PHC |  | NEEDLE DESTROYER | 1 | Hindustan latex | NA | 1048 | 3000076585 | NA | 0 | NA | 0 | NA | NW
12915 | Raipur | Urla | PHC |  | SpSHADOWLESS OT LIGHT | 1 | NA | NA | NA | 3000076580 | NA | 0 | NA | 0 | NA | W
12916 | Raipur | Urla | PHC |  | SpSHADOWLESS OT LIGHT | 1 | NA | NA | NA | 3000076581 | NA | 0 | NA | 0 | NA | W
12917 | Raipur | Urla | PHC |  | OT TABLE | 1 | NA | NA | NA | 3000076582 | NA | 0 | NA | 0 | NA | W
12918 | Raipur | Urla | PHC |  | OT TABLE | 1 | NA | NA | NA | 3000076583 | NA | 0 | NA | 0 | NA | W
12919 | Raipur | Goagaon | PHC |  | SPHYGMOMANOMETER (DIGITAL) | 1 | Digichek | NA | 11094d44 | 3000076572 | NA | 0 | NA | 0 | NA | W
12920 | Raipur | Goagaon | PHC |  | NEEDLE DESTROYER | 1 | NA | ND-350 | 1093-0 | 3000076573 | NA | 0 | NA | 0 | NA | W
12921 | Raipur | Goagaon | PHC |  | ADULT WEIGHING MACHINE | 1 | Doctor beliram and sons | Krups | nA | 3000076574 | NA | 0 | NA | 0 | NA | W
12922 | Raipur | Goagaon | PHC |  | BABY WEIGHING SCALE | 1 | Bhaseen health products | NA | NA | 3000076575 | NA | 0 | NA | 0 | NA | W
12923 | Raipur | Pandri UFPWC | Other |  | SPHYGMOMANOMETER (MERCURIAL) | 1 | Smart care | SCH-108 | NA | 3000076648 | NA | 0 | NA | 0 | NA | W
12924 | Raipur | Pandri UFPWC | Other |  | ADULT WEIGHING MACHINE | 1 | Doctor beliram and sons | NA | NA | 3000076646 | NA | 0 | NA | 0 | NA | W
12925 | Raipur | Pandri UFPWC | Other |  | ELECTRIC STERILIZER | 1 | NA | local | NA | 3000076649 | NA | 0 | NA | 0 | NA | NW
12926 | Raipur | Pandri UFPWC | Other |  | ELECTRIC STERILIZER | 1 | NA | local | NA | 3000076650 | NA | 0 | NA | 0 | NA | NW
12927 | Raipur | Kalibadi UFPWC | Other |  | NEEDLE DESTROYER | 1 | Saratech | ND-100 | 2297 | 3000076651 | NA | 0 | NA | 0 | NA | W
12928 | Raipur | Kalibadi UFPWC | Other |  | NEEDLE DESTROYER | 1 | Saratech | ND-100 | 2597 | 3000076652 | NA | 0 | NA | 0 | NA | W
12929 | Raipur | Kalibadi UFPWC | Other |  | ADULT WEIGHING MACHINE | 1 | Venus | NA | NA | 3000076653 | NA | 0 | NA | 0 | NA | W
12930 | Raipur | Kalibadi UFPWC | Other |  | ELECTRIC STERILIZER | 1 | NA | local | NA | 3000076654 | NA | 0 | NA | 0 | NA | W
12931 | Raipur | Bhanpuri | PHC |  | ADULT WEIGHING MACHINE | 1 | BARUN | NA | NA | 3000076621 | NA | 0 | NA | 0 | NA | W
12932 | Raipur | Bhanpuri | PHC |  | BABY WEIGHING SCALE | 1 | NA | NA | NA | 3000076622 | NA | 0 | NA | 0 | NA | W
12933 | Raipur | Bhanpuri | PHC |  | NEEDLE DESTROYER | 1 | Saratech | ND-360 | 10994-03 | 3000076623 | NA | 0 | NA | 0 | NA | NW
12934 | Raipur | Bhanpuri | PHC |  | SPHYGMOMANOMETER (DIGITAL) | 1 | Nulife global medical device | Nutech | NA | 3000076624 | NA | 0 | NA | 0 | NA | W
12935 | Raipur | Bhanpuri | PHC |  | AUTOCLAVE | 1 | NA | local | NA | 3000076625 | NA | 0 | NA | 0 | NA | W
12936 | Raipur | Bhanpuri | PHC |  | SPHYGMOMANOMETER (MERCURIAL) | 1 | supreme Surgico | premeer | 991344 | 3000076626 | NA | 0 | NA | 0 | NA | NW
12937 | Raipur | Bhanpuri | PHC |  | SUCTION APPARATUS | 1 | Yoga care max | Shiva | NA | 3000076627 | NA | 0 | NA | 0 | NA | W
12938 | Raipur | Bhanpuri | PHC |  | GLUCOMETER | 1 | Roche | Accu chek | NA | 3000076628 | NA | 0 | NA | 0 | NA | W
12939 | Raipur | Bhanpuri | PHC |  | NEEDLE DESTROYER | 1 | SAI+Life | NA | NA | 3000076629 | NA | 0 | NA | 0 | NA | W
12940 | Raipur | Rajbhavan | CIVIL DISPENSERY |  | ADULT WEIGHING MACHINE | 1 | Doctor beliram and sons | Krups | NA | 3000076643 | NA | 0 | NA | 0 | NA | W
12941 | Raipur | Rajbhavan | CIVIL DISPENSERY |  | ADULT WEIGHING MACHINE | 1 | Korpe precision | Kohinoor | NA | 3000076644 | NA | 0 | NA | 0 | NA | W
12942 | Raipur | Rajbhavan | CIVIL DISPENSERY |  | SPHYGMOMANOMETER (MERCURIAL) | 1 | Meditech Industry | Godwin | 1205025 | 3000076630 | NA | 0 | NA | 0 | NA | W
12943 | Raipur | Rajbhavan | CIVIL DISPENSERY |  | Film illuminator | 1 | baton | NA | NA | 3000076631 | NA | 0 | NA | 0 | NA | W
12944 | Raipur | Rajbhavan | CIVIL DISPENSERY |  | SPHYGMOMANOMETER (MERCURIAL) | 1 | Diamond | regular | NA | 3000076632 | NA | 0 | NA | 0 | NA | W
12945 | Raipur | Rajbhavan | CIVIL DISPENSERY |  | BABY WEIGHING SCALE | 1 | Salter | 914 | NA | 3000076633 | NA | 0 | NA | 0 | NA | W
12946 | Raipur | Rajbhavan | CIVIL DISPENSERY |  | ADULT WEIGHING MACHINE | 1 | Salter | 9069TL3R2914 | 10777133516 | 3000076634 | NA | 0 | NA | 0 | NA | W
12947 | Raipur | Rajbhavan | CIVIL DISPENSERY |  | X-RAY MACHINE | 1 | Siemens | 52090420138001 | 31739 | 3000076635 | NA | 0 | NA | 0 | NA | W
12948 | Raipur | Rajbhavan | CIVIL DISPENSERY |  | GLUCOMETER | 1 | Roche | Accu-chek | GC11427141 | 3000076636 | NA | 0 | NA | 0 | NA | W
12949 | Raipur | Rajbhavan | CIVIL DISPENSERY |  | ECG RECORDER | 1 | PHILIPS | writer trim 1 | US30713013 | 3000076637 | NA | 0 | NA | 0 | NA | W
12950 | Raipur | Rajbhavan | CIVIL DISPENSERY |  | ULTASOUND DIAGNOSTIC MACHINE | 1 | johari digital health care | J-US-1 | 801076 | 3000076638 | NA | 0 | NA | 0 | NA | W
12951 | Raipur | Rajbhavan | CIVIL DISPENSERY |  | DEFIBRILLATOR | 1 | Meditronics | life-pack 20 | 31318673 | 3000076639 | NA | 0 | NA | 0 | NA | NW
12952 | Raipur | Rajbhavan | CIVIL DISPENSERY |  | ELECTRIC STERILIZER | 1 | ATLAS | NA | 09f9582 | 3000076641 | NA | 0 | NA | 0 | NA | W
12953 | Raipur | Rajbhavan | CIVIL DISPENSERY |  | MULTIPARA PATIENT MONITOR | 1 | BPL | BM5519 | w2f2115 | 3000076640 | NA | 0 | NA | 0 | NA | NW
12954 | Raipur | Rajbhavan | CIVIL DISPENSERY |  | SUCTION APPARATUS | 1 | NA | NA | NA | 3000076642 | NA | 0 | NA | 0 | NA | W
12955 | Raipur | Ramsagarpara UFPWC | Other |  | SPHYGMOMANOMETER (MERCURIAL) | 1 | Extra care | NA | NA | 3000076655 | NA | 0 | NA | 0 | NA | W
12956 | Raipur | Ramsagarpara UFPWC | Other |  | NEEDLE DESTROYER | 1 | Saratech | ND-100 | 2985106-07 | 3000076656 | NA | 0 | NA | 0 | NA | W
12957 | Raipur | Ramsagarpara UFPWC | Other |  | ADULT WEIGHING MACHINE | 1 | Korpe precision | Kohinoor | NA | 3000076657 | NA | 0 | NA | 0 | NA | W
12958 | Raipur | Ravigram UFPWC | Other | OT | SpSHADOWLESS OT LIGHT | 1 | NA | NA | NA | 3000076661 | NA | 0 | NA | 0 | NA | W
12959 | Raipur | Ravigram UFPWC | Other | OT | ELECTRIC STERILIZER | 1 | ATLAS | NA | 09E9653 | 3000076666 | NA | 0 | NA | 0 | NA | W
12960 | Raipur | Ravigram UFPWC | Other | OT | ELECTRIC STERILIZER | 1 | NA | NA | NA | 3000076665 | NA | 0 | NA | 0 | NA | W
12961 | Raipur | Ravigram UFPWC | Other | OT | FUMIGATION MACHINE | 1 | NA | NA | NA | 3000076664 | NA | 0 | NA | 0 | NA | W
12962 | Raipur | Ravigram UFPWC | Other |  | ADULT WEIGHING MACHINE | 1 | NA | NA | NA | 3000076659 | NA | 0 | NA | 0 | NA | W
12963 | Raipur | Ravigram UFPWC | Other |  | SPHYGMOMANOMETER (MERCURIAL) | 1 | NA | NA | NA | 3000076660 | NA | 0 | NA | 0 | NA | W
12964 | Raipur | Dharsiwa | CHC | RADIOLOGY Dept. | X-RAY MACHINE | 1 | Meditronics | DIAGnox-100R | 5 E029 | 3000076602 | NA | 0 | NA | 0 | NA | W
12965 | Raipur | Dharsiwa | CHC | RADIOLOGY Dept. | REFRIGERATOR | 1 | Electrolux | EB163 | NA | 3000076603 | NA | 1 | NA | 0 | NA | W
12966 | Raipur | Dharsiwa | CHC | RADIOLOGY Dept. | Film illuminator | 1 | RK Industry | NA | NA | 3000076604 | NA | 0 | NA | 0 | NA | W
12967 | Raipur | Dharsiwa | CHC | DELIVERY ROOM | INFANT RADIANT WARMER | 1 | NA | NA | NA | 3000076586 | NA | 0 | NA | 0 | NA | NW
12968 | Raipur | Dharsiwa | CHC | DELIVERY ROOM | SUCTION APPARATUS | 1 | NA | NA | NA | 3000076587 | NA | 0 | NA | 0 | NA | W
12969 | Raipur | Dharsiwa | CHC | DELIVERY ROOM | BABY WEIGHING SCALE | 1 | Essae | BS-250 | 25014131675 | 3000076588 | NA | 0 | NA | 0 | NA | W
12970 | Raipur | Dharsiwa | CHC | DELIVERY ROOM | BABY WEIGHING SCALE | 1 | NA | NA | NA | 3000076589 | NA | 0 | NA | 0 | NA | W
12971 | Raipur | Dharsiwa | CHC | DELIVERY ROOM | ELECTRIC STERILIZER | 1 | ATLAS | NA | NA | 3000076590 | NA | 0 | NA | 0 | NA | W
12972 | Raipur | Dharsiwa | CHC | DELIVERY ROOM | FOETAL DOPPLER | 1 | Techno care | 2D | FD2D140304468 | 3000076591 | NA | 0 | NA | 0 | NA | W
12973 | Raipur | Dharsiwa | CHC | DELIVERY ROOM | REFRIGERATOR | 1 | Electrolux | EB163 | NA | 3000076598 | NA | 0 | NA | 0 | NA | W
12974 | Raipur | Dharsiwa | CHC | OT | ELECTRIC STERILIZER | 1 | tropo | REC22038A2 | NA | 3000076592 | NA | 0 | NA | 0 | NA | W
12975 | Raipur | Dharsiwa | CHC | OT | FUMIGATION MACHINE | 1 | NA | NA | NA | 3000076593 | NA | 0 | NA | 0 | NA | W
12976 | Raipur | Dharsiwa | CHC | OT | AUTOCLAVE | 1 | NA | NA | NA | 3000076595 | NA | 0 | NA | 0 | NA | W
12977 | Raipur | Dharsiwa | CHC | OT | LARYNGOSCOPE | 1 | NA | NA | NA | 3000076594 | NA | 0 | NA | 0 | NA | W
12978 | Raipur | Dharsiwa | CHC | OT | OT TABLE | 1 | Na | NA | NA | 3000076597 | NA | 0 | NA | 0 | NA | NW
12979 | Raipur | Dharsiwa | CHC | OT | NEEDLE DESTROYER | 1 | NA | NA | NA | 3000076596 | NA | 0 | NA | 0 | NA | W
12980 | Raipur | Dharsiwa | CHC | Pathology Lab. | CENTRIFUGE MACHINE | 1 | NA | NA | NA | 3000076599 | NA | 0 | NA | 0 | NA | W
12981 | Raipur | Dharsiwa | CHC | Pathology Lab. | NEEDLE DESTROYER | 1 | NA | 100va/60VA | NA | 3000076600 | NA | 0 | NA | 0 | NA | W
12982 | Raipur | Dharsiwa | CHC | Pathology Lab. | PHOTO COLORIMETER | 1 | NA | NA | NA | 3000076601 | NA | 0 | NA | 0 | NA | NW
12983 | Raipur | Khokhopara UPHC | UPHC | Pathology Lab. | CENTRIFUGE MACHINE | 1 | Remi | R8C | JFL0-5153 | 3000076816 | 2010-08-07 | 0 | NA | 0 | NA | W
12984 | Raipur | Khokhopara UPHC | UPHC | Pathology Lab. | NEEDLE DESTROYER | 1 | Microsil | ND-350 | 2716 | 3000076817 | 2013-01-07 | 0 | NA | 0 | NA | W
12985 | Raipur | Khokhopara UPHC | UPHC | Pathology Lab. | MICROSCOPE (BINOCULAR) | 1 | Olympus | NA | 518664 | 3000076818 | 2011-07-06 | 0 | NA | 0 | NA | W
12986 | Raipur | Khokhopara UPHC | UPHC | Pathology Lab. | MICROSCOPE (BINOCULAR) | 1 | Olympus | MLX | NA | 3000076819 | 2003-05-03 | 0 | NA | 0 | NA | NW
12987 | Raipur | Khokhopara UPHC | UPHC | Pathology Lab. | GLUCOMETER | 1 | BRAUN | Omnit | G1NGK00165 | 3000076820 | 2012-02-06 | 0 | NA | 0 | NA | W
12988 | Raipur | Khokhopara UPHC | UPHC | Pathology Lab. | GLUCOMETER | 1 | Life scan | One touch ultra | SKQC536RT | 3000076821 | 2012-02-06 | 0 | NA | 0 | NA | NW
12989 | Raipur | Khokhopara UPHC | UPHC | Pathology Lab. | COLORIMETER | 1 | photo electric insrument | Photochem-8 | 85194 | 3000076822 | 2013-08-05 | 0 | NA | 0 | NA | NW
12990 | Raipur | Khokhopara UPHC | UPHC | Pathology Lab. | GLUCOMETER | 1 | Roche | accu chek active | GC1744842 | 3000076827 | 2014-01-02 | 0 | NA | 0 | NA | W
12991 | Raipur | Khokhopara UPHC | UPHC | DELIVERY ROOM | SUCTION APPARATUS | 1 | NITA surgical .co | deluxe | NA | 3000076810 | 2013-01-02 | 0 | NA | 0 | NA | W
12992 | Raipur | Khokhopara UPHC | UPHC | DELIVERY ROOM | INFANT RADIANT WARMER | 1 | surgi aid pharma | Meditrin | NA | 3000076811 | NA | 0 | NA | 0 | NA | W
12993 | Raipur | Khokhopara UPHC | UPHC | DELIVERY ROOM | AUTOCLAVE | 1 | NA | NA | NA | 3000076812 | NA | 0 | NA | 0 | NA | W
12994 | Raipur | Khokhopara UPHC | UPHC | DELIVERY ROOM | ELECTRIC STERILIZER | 1 | NA | NA | NA | 3000076813 | 2013-01-02 | 0 | NA | 0 | NA | W
12995 | Raipur | Khokhopara UPHC | UPHC | OPD | SPHYGMOMANOMETER (MERCURIAL) | 1 | Extra care | NA | NA | 3000076814 | NA | 0 | NA | 0 | NA | W
12996 | Raipur | Khokhopara UPHC | UPHC | OPD | NEEDLE DESTROYER | 1 | Linco scientific | ND-100 | 2623 | 3000076815 | NA | 0 | NA | 0 | NA | W
12997 | Raipur | Khokhopara UPHC | UPHC | OPD | ADULT WEIGHING MACHINE | 1 | NA | NA | NA | 3000076823 | NA | 0 | NA | 0 | NA | W
12998 | Raipur | Khokhopara UPHC | UPHC | OPD | BABY WEIGHING SCALE | 1 | Ramon surgical | Crown | NA | 3000076824 | 2013-02-01 | 0 | NA | 0 | NA | W
12999 | Raipur | Khokhopara UPHC | UPHC | OPD | ADULT WEIGHING MACHINE | 1 | Ramon surgical | Crown | NA | 3000076825 | NA | 0 | NA | 0 | NA | W
13000 | Raipur | Khokhopara UPHC | UPHC | OPD | REFRIGERATOR | 1 | LG | GL_195CL4 | NA | 3000076826 | NA | 0 | NA | 0 | NA | W
13001 | Raipur | Mathpuriana UPHC | PHC |  | SPHYGMOMANOMETER (MERCURIAL) | 1 | Smart care | SCH-108 | NA | 3000076841 | 31/5/2013 | 0 | NA | 0 | NA | W
13002 | Raipur | Mathpuriana UPHC | PHC |  | ADULT WEIGHING MACHINE | 1 | NA | Venus | NA | 3000076842 | 31/5/2013 | 0 | NA | 0 | NA | W
13003 | Raipur | Mathpuriana UPHC | PHC |  | BABY WEIGHING SCALE | 1 | Ramon surgical | Crown | NA | 3000076843 | 31/5/2013 | 0 | NA | 0 | NA | W
13004 | Raipur | Mathpuriana UPHC | PHC |  | SPHYGMOMANOMETER (MERCURIAL) | 1 | Smart care | SCH-11B | NA | 3000076844 | 31/5/2013 | 0 | NA | 0 | NA | NW
13005 | Raipur | Mathpuriana UPHC | PHC |  | NEBULIZER | 1 | Nulife global medical device | Handy NEB | NA | 3000076845 | 2014-02-01 | 0 | NA | 0 | NA | W
13006 | Raipur | Mathpuriana UPHC | PHC |  | GLUCOMETER | 1 | ROche | Accu chek performa | 551310116343 | 3000076846 | 31/5/2013 | 0 | NA | 0 | NA | W
13007 | Raipur | Mathpuriana UPHC | PHC |  | NEEDLE DESTROYER | 1 | Linco scientific | ND-100 | 2440 | 3000076847 | 31/5/2013 | 0 | NA | 0 | NA | W
13008 | Raipur | Mathpuriana UPHC | PHC |  | ELECTRIC STERILIZER | 1 | NA | NA | NA | 3000076848 | 31/5/2015 | 0 | NA | 0 | NA | W
13009 | Raipur | Mana | Civil Hospital | Pathology Lab. | CENTRIFUGE MACHINE (6 Tubes) | 1 | cosLab | NA | NA | 3000076724 | NA | 0 | NA | 0 | NA | W
13010 | Raipur | Mana | Civil Hospital | Pathology Lab. | MICROSCOPE (BINOCULAR) | 1 | Olympus | NA | 3924 | 3000076725 | 23/2/2015 | 0 | NA | 0 | NA | W
13011 | Raipur | Mana | Civil Hospital | Pathology Lab. | GLUCOMETER | 1 | On call plus | NA | 103A01513D4 | 3000076726 | 30/4/2015 | 0 | NA | 0 | NA | W
13012 | Raipur | Mana | Civil Hospital | Pathology Lab. | MICROSCOPE (BINOCULAR) | 1 | NA | NA | NA | 3000076727 | NA | 0 | NA | 0 | NA | NW
13013 | Raipur | Mana | Civil Hospital | Pathology Lab. | COLORIMETER | 1 | NA | NA | NA | 3000076744 | NA | 0 | NA | 0 | NA | NW
13014 | Raipur | Mana | Civil Hospital | OT | OT TABLE | 1 | NA | NA | NA | 3000076728 | NA | 0 | NA | 0 | NA | NW
13015 | Raipur | Mana | Civil Hospital | OT | AUTOCLAVE | 1 | NA | NA | NA | 3000076729 | 14/7/2015 | 0 | NA | 0 | NA | W
13016 | Raipur | Mana | Civil Hospital | OT | AUTOCLAVE | 1 | NA | NA | NA | 3000076730 | 28/8/2002 | 0 | NA | 0 | NA | W
13017 | Raipur | Mana | Civil Hospital | OT | CENTRIFUGE MACHINE | 1 | NA | NA | NA | 3000076731 | 2014-03-11 | 0 | NA | 0 | NA | W
13018 | Raipur | Mana | Civil Hospital | OPD | ELECTRIC STERILIZER | 1 | NA | NA | nA | 3000076732 | 2015-04-07 | 0 | NA | 0 | NA | W
13019 | Raipur | Mana | Civil Hospital | WARD | NEEDLE DESTROYER | 1 | Bio+plus | NA | NA | 3000076733 | 2015-09-05 | 0 | NA | 0 | NA | W
13020 | Raipur | Mana | Civil Hospital | WARD | ELECTRIC STERILIZER | 1 | NA | NA | NA | 3000076734 | 2010-08-01 | 0 | NA | 0 | NA | NW
13021 | Raipur | Mana | Civil Hospital | WARD | ADULT WEIGHING MACHINE | 1 | Venus | NA | NA | 3000076735 | 2010-08-01 | 0 | NA | 0 | NA | W
13022 | Raipur | Mana | Civil Hospital | WARD | ADULT WEIGHING MACHINE | 1 | Venus | NA | NA | 3000076736 | 2010-08-01 | 0 | NA | 0 | NA | W
13023 | Raipur | Mana | Civil Hospital | WARD | SPHYGMOMANOMETER (MERCURIAL) | 1 | Extra care | NA | NA | 3000076737 | 2013-08-10 | 0 | NA | 0 | NA | NW
13024 | Raipur | Mana | Civil Hospital | WARD | NEBULIZER | 1 | FLAEMNOVA | RecordF300 | NA | 3000076738 | 2008-07-01 | 0 | NA | 0 | NA | W
13025 | Raipur | Mana | Civil Hospital | DELIVERY ROOM | BABY WEIGHING SCALE | 1 | Docbel Indusry | Braun | NA | 3000076739 | NA | 0 | NA | 0 | NA | W
13026 | Raipur | Mana | Civil Hospital | DELIVERY ROOM | ELECTRIC STERILIZER | 1 | NA | NA | NA | 3000076740 | 28/8/2002 | 0 | NA | 0 | NA | W
13027 | Raipur | Mana | Civil Hospital | DELIVERY ROOM | SUCTION APPARATUS | 1 | Crompton grea | NA | AAm08654 | 3000076741 | 28/8/2002 | 0 | NA | 0 | NA | W
13028 | Raipur | Mana | Civil Hospital | OPD | SPHYGMOMANOMETER (MERCURIAL) | 1 | Disha | Anitique | RK0000202 | 3000076742 | 28/5/2015 | 0 | NA | 0 | NA | W
13029 | Raipur | Mana | Civil Hospital | OPD | ADULT WEIGHING MACHINE | 1 | Venus | NA | NA | 3000076743 | 2010-08-01 | 0 | NA | 0 | NA | W
13030 | Raipur | Mana | Civil Hospital | OPD | SPHYGMOMANOMETER (MERCURIAL) | 1 | Disha | Anitique | RK0000207 | 3000076745 | 14/7/2015 | 1 | NA | 0 | NA | W
13031 | Raipur | MLA Rest house | CIVIL DISPENSERY |  | NEEDLE DESTROYER | 1 | Pioneer | NA | NA | 3000103205 | NA | 0 | NA | 0 | NA | W
13032 | Raipur | MLA Rest house | CIVIL DISPENSERY |  | GLUCOMETER | 1 | Roche | Accu chek | 55308375417 | 3000103207 | 2012-11-12 | 0 | NA | 0 | NA | W
13033 | Raipur | MLA Rest house | CIVIL DISPENSERY |  | GLUCOMETER | 1 | Contour | NA | 7464667 | 3000103208 | 30/4/2014 | 0 | NA | 0 | NA | W
13034 | Raipur | MLA Rest house | CIVIL DISPENSERY |  | ELECTRIC STERILIZER | 1 | local | NA | NA | 3000103209 | NA | 0 | NA | 0 | NA | NW
13035 | Raipur | MLA Rest house | CIVIL DISPENSERY |  | SUCTION APPARATUS | 1 | SHIVA | NA | NA | 3000103210 | NA | 0 | NA | 0 | NA | NW
13036 | Raipur | MLA Rest house | CIVIL DISPENSERY |  | SPHYGMOMANOMETER (MERCURIAL) | 1 | supreme Surgico | Heart care | 98121110 | 3000103211 | NA | 0 | NA | 0 | NA | NW
13037 | Raipur | MLA Rest house | CIVIL DISPENSERY |  | SPHYGMOMANOMETER (MERCURIAL) | 1 | Medicare products | NA | 10H7137 | 3000103212 | NA | 0 | NA | 0 | NA | NW
13038 | Raipur | MLA Rest house | CIVIL DISPENSERY |  | SPHYGMOMANOMETER (MERCURIAL) | 1 | supreme Surgico | NA | NA | 3000103213 | NA | 0 | NA | 0 | NA | NW
13039 | Raipur | MLA Rest house | CIVIL DISPENSERY |  | SPHYGMOMANOMETER (MERCURIAL) | 1 | Meditouch | NA | NA | 3000103214 | NA | 0 | NA | 0 | NA | NW
13040 | Raipur | Kabir Nagar | CHC |  | SPHYGMOMANOMETER (MERCURIAL) | 1 | Extra Care |  |  | 3000103740 |  | 0 | NA | 0 | NA | W
13041 | Raipur | Kabir Nagar | CHC |  | SPHYGMOMANOMETER (MERCURIAL) | 1 | Medicare |  | 13170117 | 3000103788 | 06/13 | 0 | NA | 0 | NA | NW
13042 | Raipur | Kabir Nagar | CHC |  | ADULT WEIGHING MACHINE | 1 | Venus |  |  | 3000103789 | 06/13 | 0 | NA | 0 | NA | W
13043 | Raipur | Kabir Nagar | CHC |  | SPHYGMOMANOMETER (MERCURIAL) | 1 | Smartcare | SCH-10B |  | 3000103791 |  | 0 | NA | 0 | NA | NW
13044 | Raipur | Kabir Nagar | CHC |  | AUTOCLAVE | 1 | Local |  |  | 3000103790 |  | 0 | NA | 0 | NA | NW
13045 | Raipur | Kachana | PHC |  | SPHYGMOMANOMETER (MERCURIAL) | 1 | Smart Care | SHC-108 |  | 3000103818 | 06/12 | 0 | NA | 0 | NA | W
13046 | Raipur | Kachana | PHC |  | ADULT WEIGHING MACHINE | 1 | Venus |  |  | 3000103819 | 06/13 | 0 | NA | 0 | NA | W
13047 | Raipur | Kachana | PHC |  | GLUCOMETER | 1 | Ruchi Dignostic | Accuchek | 55310150396 | 3000103820 | NA | 0 | NA | 0 | NA | W
13048 | Raipur | Silyari | PHC |  | NEEDLE DESTROYER | 1 | HL | NA | NA | 3000103821 | 10/09 | 0 | NA | 0 | NA | W
13049 | Raipur | Silyari | PHC |  | ADULT WEIGHING MACHINE | 1 | Salter | NA | NA | 3000103822 | 11/13 | 0 | NA | 0 | NA | W
13050 | Raipur | Silyari | PHC |  | ELECTRIC STERILIZER | 1 | Local | NA | NA | 3000103823 | 08/09 | 0 | NA | 0 | NA | W
13051 | Raipur | Silyari | PHC |  | ELECTRIC STERILIZER | 1 | Local | NA | NA | 3000103824 | 07/07 | 0 | NA | 0 | NA | W
13052 | Raipur | Silyari | PHC |  | FOETAL DOPPLER | 1 | Uocinotech. | NA | NA | 3000103825 | NA | 0 | NA | 0 | NA | W
13053 | Raipur | Silyari | PHC |  | ADULT WEIGHING MACHINE | 1 | Local |  |  | 3000103826 | 11/13 | 0 | NA | 0 | NA | W
13054 | Raipur | Silyari | PHC |  | SPHYGMOMANOMETER (DIGITAL) | 1 | Hiclos | X5 | 140347026012103 | 3000103827 | 11/14 | 0 | NA | 0 | NA | W
13055 | Raipur | Silyari | PHC |  | SPHYGMOMANOMETER (MERCURIAL) | 1 | Elite |  | 03825 | 3000103828 | 07/07 | 0 | NA | 0 | NA | NW
13056 | Raipur | Silyari | PHC |  | REFRIGERATOR | 1 | LG | GL-185 |  | 3000103829 | 07/12 | 0 | NA | 0 | NA | W
13057 | Raipur | Silyari | PHC |  | SUCTION APPARATUS | 1 | Local |  |  | 3000103830 | 04/89 | 0 | NA | 0 | NA | NW
13058 | Raipur | Silyari | PHC |  | MICROSCOPE (BINOCULAR) | 1 | Radical | 035892 |  | 3000103832 | 06/15 | 0 | NA | 0 | NA | W
13059 | Raipur | Silyari | PHC |  | GLUCOMETER | 1 | Ruchi Dignostic | Accuchek |  | 3000103831 | 05/13 | 0 | NA | 0 | NA | W
13060 | Raipur | Silyari | PHC |  | MICROSCOPE (BINOCULAR) | 1 | Labourd | Vision2000 |  | 3000103833 | 05/13 | 0 | NA | 0 | NA | W
13061 | Raipur | Silyari | PHC |  | NEEDLE DESTROYER | 1 | Saratech | 100U/60V |  | 3000103834 | 05/13 | 0 | NA | 0 | NA | W
13062 | Raipur | Silyari | PHC |  | CENTRIFUGE MACHINE (4 Tubes) | 1 | Rana | NA |  | 3000103835 | 05/13 | 0 | NA | 0 | NA | W
13063 | Raipur | Silyari | PHC |  | GLUCOMETER | 1 | Ruchi Dignostic | Accuchek | 55310169092 | 3000103836 | 05/15 | 0 | NA | 0 | NA | W
13064 | Raipur | Bangoli | PHC |  | SPHYGMOMANOMETER (MERCURIAL) | 1 | Dimond | Regular | 25589 | 3000103837 | 02/13 | 0 | NA | 0 | NA | W
13065 | Raipur | Bangoli | PHC |  | ADULT WEIGHING MACHINE | 1 | Golden Star |  |  | 3000103838 |  | 0 | NA | 0 | NA | W
13066 | Raipur | Bangoli | PHC |  | SpSHADOWLESS OT LIGHT | 1 | Local |  |  | 3000103839 |  | 0 | NA | 0 | NA | W
13067 | Raipur | Bangoli | PHC |  | AUTOCLAVE | 1 | Local |  |  | 3000103840 | 01/07 | 0 | NA | 0 | NA | W
13068 | Raipur | Bangoli | PHC |  | Labour OT TABLE | 1 | Local |  |  | 3000103841 |  | 0 | NA | 0 | NA | W
13069 | Raipur | Bangoli | PHC |  | ELECTRIC STERILIZER | 1 | Local |  |  | 3000103842 | 02/10 | 0 | NA | 0 | NA | W
13070 | Raipur | Bangoli | PHC |  | NEEDLE DESTROYER | 1 | Sara Tech | 1000/60V |  | 3000103843 |  | 0 | NA | 0 | NA | W
13071 | Raipur | Bangoli | PHC |  | ADULT WEIGHING MACHINE | 1 | Essar | BS-250 | 250141131654 | 3000103844 | 01/15 | 0 | NA | 0 | NA | W
13072 | Raipur | Bangoli | PHC |  | FOETAL DOPPLER | 1 | Dipal | DFM-651 |  | 3000103845 |  | 0 | NA | 0 | NA | W
13073 | Raipur | Bangoli | PHC |  | SUCTION APPARATUS | 1 | Shiva |  |  | 3000103846 | 02/07 | 0 | NA | 0 | NA | W
13074 | Raipur | Bangoli | PHC |  | MICROSCOPE (BINOCULAR) | 1 | Radical | RXL-4B B-7330 |  | 3000103847 | 03/15 | 0 | NA | 0 | NA | W
13075 | Raipur | Bangoli | PHC |  | GLUCOMETER | 1 | Ruchi Dig. | Accucheck | 55308378546 | 3000103848 | 05/09 | 0 | NA | 0 | NA | W
13076 | Raipur | Bangoli | PHC |  | ELECTRIC STERILIZER | 1 | NA |  |  | 3000103849 | 10/07 | 0 | NA | 0 | NA | W
13077 | Raipur | Bangoli | PHC |  | ELECTRIC STERILIZER | 1 | NA |  |  | 3000103850 | 10/07 | 0 | NA | 0 | NA | W
13078 | Raipur | Bangoli | PHC |  | ELECTRIC STERILIZER | 1 | NA |  |  | 3000103851 | 10/07 | 0 | NA | 0 | NA | W
13079 | Raipur | Bangoli | PHC |  | ELECTRIC STERILIZER | 1 | NA |  |  | 3000103852 | 10/07 | 0 | NA | 0 | NA | W
13080 | Raipur | Bangoli | PHC |  | ELECTRIC STERILIZER | 1 | NA |  |  | 3000103853 | 10/07 | 0 | NA | 0 | NA | W
13081 | Raipur | Bangoli | PHC |  | ELECTRIC STERILIZER | 1 | NA |  |  | 3000103854 | 10/07 | 0 | NA | 0 | NA | W
13082 | Raipur | Bangoli | PHC |  | ELECTRIC STERILIZER | 1 | NA |  |  | 3000103855 | 10/07 | 0 | NA | 0 | NA | W
13083 | Raipur | Bangoli | PHC |  | ELECTRIC STERILIZER | 1 | NA |  |  | 3000103856 | 10/07 | 0 | NA | 0 | NA | W
13084 | Raipur | Bangoli | PHC |  | NEEDLE DESTROYER | 1 | Saratech | 100V/60V |  | 3000103857 | NA | 0 | NA | 0 | NA | W
13085 | Raipur | Bangoli | PHC |  | ADULT WEIGHING MACHINE | 1 | Kohinoor |  |  | 3000103858 | 09/11 | 0 | NA | 0 | NA | NW
13086 | Raipur | Bangoli | PHC |  | ADULT WEIGHING MACHINE | 1 | Prestiage |  |  | 3000103859 | 09/10 | 0 | NA | 0 | NA | NW
13087 | Raipur | Bangoli | PHC |  | ADULT WEIGHING MACHINE | 1 | Prestiage |  |  | 3000103860 | 09/10 | 0 | NA | 0 | NA | NW
13088 | Raipur | Bangoli | PHC |  | ADULT WEIGHING MACHINE | 1 | Prestiage |  |  | 3000103861 | 10/13 | 0 | NA | 0 | NA | NW
13089 | Raipur | Bangoli | PHC |  | BABY WEIGHING SCALE | 1 | Raman Surgical |  |  | 3000103862 | NA | 0 | NA | 0 | NA | W
13090 | Raipur | Bangoli | PHC |  | ADULT WEIGHING MACHINE | 1 | Kohinoor |  |  | 3000103863 | 10/13 | 0 | NA | 0 | NA | NW
13091 | Raipur | Bangoli | PHC |  | ADULT WEIGHING MACHINE | 1 | Venus |  |  | 3000103864 | 10/13 | 0 | NA | 0 | NA | NW
13092 | Raipur | Bangoli | PHC |  | REFRIGERATOR | 1 | LG | LG-185 | 903NLVE023727 | 3000103865 | NA | 0 | NA | 0 | NA | W
13093 | Raipur | Bangoli | PHC |  | SPHYGMOMANOMETER (MERCURIAL) | 1 | Life Line | Delux |  | 3000103866 | 02/13 | 0 | NA | 0 | NA | NW
13094 | Raipur | Khairkhut | PHC |  | BABY WEIGHING SCALE | 1 | Raman Surgical |  |  | 3000103949 | 04/12 | 0 | NA | 0 | NA | W
13095 | Raipur | Khairkhut | PHC |  | FOETAL DOPPLER | 1 | Easy Care | ECFDT-106 |  | 3000103950 | 2013 | 0 | NA | 0 | NA | W
13096 | Raipur | Khairkhut | PHC |  | ELECTRIC STERILIZER | 1 | Local |  |  | 3000103951 | 12/2013 | 0 | NA | 0 | NA | W
13097 | Raipur | Khairkhut | PHC |  | SPHYGMOMANOMETER (MERCURIAL) | 1 | Medicare Products |  | 13H0110 | 3000103952 | 03/2014 | 0 | NA | 0 | NA | W
13098 | Raipur | Khairkhut | PHC |  | SPHYGMOMANOMETER (MERCURIAL) | 1 | Medicare Products |  | 13H0116 | 3000103953 | NA | 0 | NA | 0 | NA | W
13099 | Raipur | Khairkhut | PHC |  | ADULT WEIGHING MACHINE | 1 | Venus |  |  | 3000103954 | 10/13 | 0 | NA | 0 | NA | W
13100 | Raipur | Khairkhut | PHC |  | REFRIGERATOR | 1 | Whirlpool | 11662 | INC090810696 | 3000103955 |  | 0 | NA | 0 | NA | W
13101 | Raipur | Khairkhut | PHC |  | GLUCOMETER | 1 | Life Scan |  | SACNH1CC | 3000103956 | 2011 | 0 | NA | 0 | NA | W
13102 | Raipur | Khairkhut | PHC |  | ELECTRIC STERILIZER | 1 | Local | 2011 |  | 3000103957 | 12/2013 | 0 | NA | 0 | NA | NW
13103 | Raipur | Rewa | PHC | OPD | SPHYGMOMANOMETER (MERCURIAL) | 1 | Dimond | Regular | 21589 | 3000074181 | 2012 | 0 | NA | 0 | NA | W
13104 | Raipur | Rewa | PHC | DELIVERY ROOM | BABY WEIGHING SCALE | 1 | Sai Kripa Enterprises | RS250 | 25014131-641 | 3000074182 | 05/2010 | 0 | NA | 0 | NA | W
13105 | Raipur | Rewa | PHC | DELIVERY ROOM | FOETAL DOPPLER | 1 | Hemodiz Life science | HD SonilineC | FE13022-00037 | 3000074183 | 07/2013 | 0 | NA | 0 | NA | W
13106 | Raipur | Rewa | PHC | DELIVERY ROOM | NEEDLE DESTROYER | 1 | Sara Tech | SIR | NA | 3000074184 |  | 0 | NA | 0 | NA | W
13107 | Raipur | Rewa | PHC | DELIVERY ROOM | Labour OT TABLE | 1 | Local | NA | NA | 3000074185 |  | 0 | NA | 0 | NA | W
13108 | Raipur | Rewa | PHC | DELIVERY ROOM | Labour OT TABLE | 1 | Local | NA |  | 3000074186 | 2007 | 0 | NA | 0 | NA | W
13109 | Raipur | Rewa | PHC | OPD Injection Room | GLUCOMETER | 1 | Taidoc Technology Crop. | Accucare |  | 3000074187 | 2012 | 0 | NA | 0 | NA | W
13110 | Raipur | Rewa | PHC | OPD Injection Room | REFRIGERATOR | 1 | LG |  | GL-254AM-5 BLIZE-BN | 3000074188 | 2010 | 0 | NA | 0 | NA | W
13111 | Raipur | Rewa | PHC | OPD Injection Room | SPHYGMOMANOMETER (MERCURIAL) | 1 | Diamond |  | 00819 | 3000074189 | 2010 | 0 | NA | 0 | NA | W
13112 | Raipur | Rewa | PHC | OPD Injection Room | SPHYGMOMANOMETER (MERCURIAL) | 1 | Life Line |  | 86600 | 3000074190 | 2010 | 0 | NA | 0 | NA | W
13113 | Raipur | Rewa | PHC | OPD Injection Room | SPHYGMOMANOMETER (MERCURIAL) | 1 | Life Line |  | 7821 | 3000074191 |  | 0 | NA | 0 | NA | W
13114 | Raipur | Rewa | PHC | OPD Injection Room | ADULT WEIGHING MACHINE | 1 | Korpe Corpar | Kohinoor | Kohinoor | 3000074192 |  | 0 | NA | 0 | NA | W
13115 | Raipur | Rewa | PHC | Store Room | SUCTION APPARATUS | 1 | NA |  |  | 3000074193 |  | 0 | NA | 0 | NA | W
13116 | Raipur | Rewa | PHC | Store Room | CENTRIFUGE MACHINE | 1 | NA |  |  | 3000074194 | 2006 | 0 | NA | 0 | NA | W
13117 | Raipur | Rewa | PHC | Store Room | Digital PHOTO COLORIMETER | 1 | Sim Tronics |  |  | 3000074195 |  | 0 | NA | 0 | NA | W
13118 | Raipur | Rewa | PHC | Store Room | SPHYGMOMANOMETER (MERCURIAL) | 1 | Diamond | Regular | 35035 | 3000074196 | 2006 | 0 | NA | 0 | NA | NW
13119 | Raipur | Rewa | PHC | Store Room | ADULT WEIGHING MACHINE | 1 | Korpre Corp. | Kohinoor 120Kg (Blue Light) |  | 3000074197 | 2006 | 0 | NA | 0 | NA | W
13120 | Raipur | Rewa | PHC | Store Room | BABY WEIGHING SCALE | 1 | Misaki | 12 Kg |  | 3000074199 | 2010 | 0 | NA | 0 | NA | W
13121 | Raipur | Rewa | PHC | Store Room | ADULT WEIGHING MACHINE | 1 | Korpre Corp. | Kohinoor |  | 3000074198 | 2006 | 0 | NA | 0 | NA | NW
13122 | Raipur | Rewa | PHC | Store Room | SUCTION APPARATUS | 1 | Na | NA |  | 3000074200 | 2006 | 0 | NA | 0 | NA | NW
13123 | Raipur | Rewa | PHC | Store Room | AUTOCLAVE | 1 | Dynamic | NA |  | 3000074201 | 2006 | 0 | NA | 0 | NA | W
13124 | Raipur | Rewa | PHC | Store Room | ELECTRIC STERILIZER | 1 | Local | NA |  | 3000104001 | 2006 | 0 | NA | 0 | NA | NW
13125 | Raipur | Rewa | PHC | Store Room | ELECTRIC STERILIZER | 1 | Local | NA |  | 3000104002 | 2006 | 0 | NA | 0 | NA | NW
13126 | Raipur | Rewa | PHC | Store Room | ELECTRIC STERILIZER | 1 | Local | NA |  | 3000104003 | 2006 | 0 | NA | 0 | NA | NW
13127 | Raipur | Rewa | PHC | Store Room | ELECTRIC STERILIZER | 1 | Local | NA |  | 3000104004 | 2006 | 0 | NA | 0 | NA | NW
13128 | Raipur | Rewa | PHC | Store Room | ELECTRIC STERILIZER | 1 | Local | NA |  | 3000104005 | 2006 | 0 | NA | 0 | NA | NW
13129 | Raipur | Rewa | PHC | Store Room | ELECTRIC STERILIZER | 1 | Local | NA |  | 3000104006 | 2006 | 0 | NA | 0 | NA | NW
13130 | Raipur | Rewa | PHC | Store Room | ELECTRIC STERILIZER | 1 | Local | NA |  | 3000104007 | 2006 | 0 | NA | 0 | NA | NW
13131 | Raipur | Rewa | PHC | Duty Room | NEEDLE DESTROYER | 1 | Saratech | S1R |  | 3000104008 | 2010 | 0 | NA | 0 | NA | NW
13132 | Raipur | Rewa | PHC | Duty Room | NEEDLE DESTROYER | 1 | Swan | SS1025 |  | 3000104009 | 2006 | 0 | NA | 0 | NA | W
13133 | Raipur | Indawati Bhawan Naya Raipur | CIVIL DISPENSERY |  | ADULT WEIGHING MACHINE | 1 | Venus | NA | NA | 3000103983 | 2014-05-14 | 0 | NA | 0 | NA | NW
13134 | Raipur | Indawati Bhawan Naya Raipur | CIVIL DISPENSERY |  | SPHYGMOMANOMETER (MERCURIAL) | 1 | medi care | NA | 14I6B8 | 3000103984 | 2014-05-01 | 0 | NA | 0 | NA | W
13135 | Raipur | Indawati Bhawan Naya Raipur | CIVIL DISPENSERY |  | GLUCOMETER | 1 | Rochi dig | ACCUCHECK | 55308375416 | 3000103985 | 2014-08-01 | 0 | NA | 0 | NA | W
13136 | Raipur | Indawati Bhawan Naya Raipur | CIVIL DISPENSERY |  | SPHYGMOMANOMETER (MERCURIAL) | 1 | medi care | NA | 13H0139 | 3000103986 | 2014-11-14 | 0 | NA | 0 | NA | W
13137 | Raipur | Indawati Bhawan Naya Raipur | CIVIL DISPENSERY |  | PULSE OXIMETER | 1 | hemodiaz | HD5500 | DQ1302101244 | 3000103987 | 2014-04-20 | 0 | NA | 0 | NA | W
13138 | Raipur | Kharora | CHC | Opthalmology Dept. | SLIT LAMP | 1 | NA | NA | NA | 3000103867 | 2012-09-25 | 0 | NA | 0 | NA | W
13139 | Raipur | Kharora | CHC | Opthalmology Dept. | OPHTHALMOSCOPE | 1 | NA | NA | NA | 3000103868 | 2010-07-09 | 0 | NA | 0 | NA | W
13140 | Raipur | Kharora | CHC | OPD | SPHYGMOMANOMETER (MERCURIAL) | 1 | Diamond | DELUX | 31427 | 3000103869 | 2012-09-20 | 0 | NA | 0 | NA | W
13141 | Raipur | Kharora | CHC | OPD | SPHYGMOMANOMETER (MERCURIAL) | 1 | Diamond | NA | NA | 3000103870 | NA | 0 | NA | 0 | NA | W
13142 | Raipur | Kharora | CHC | OPD | SPHYGMOMANOMETER (MERCURIAL) | 1 | Diamond | REGULAR | 27616 | 3000103871 | 2012-09-20 | 0 | NA | 0 | NA | W
13143 | Raipur | Kharora | CHC | Pathology Lab. | MICROSCOPE (BINOCULAR) | 1 | Labexk | BIOXL | 2001196 | 3000103872 | 2009-01-01 | 0 | NA | 0 | NA | W
13144 | Raipur | Kharora | CHC | Pathology Lab. | CENTRIFUGE MACHINE | 1 | NA | NA | NA | 3000103873 | 2009-01-01 | 0 | NA | 0 | NA | W
13145 | Raipur | Kharora | CHC | Pathology Lab. | GLUCOMETER | 1 | Rochi dig | REGULAR | 55310167131 | 3000103874 | 2009-01-01 | 0 | NA | 0 | NA | W
13146 | Raipur | Kharora | CHC | Pathology Lab. | ADULT WEIGHING MACHINE | 1 | Venus | NA | NA | 3000103875 | 2009-01-01 | 0 | NA | 0 | NA | W
13147 | Raipur | Kharora | CHC | Injection Room | ELECTRIC STERILIZER | 1 | ATLAS | NA | NA | 3000103876 | 2012-08-02 | 0 | NA | 0 | NA | W
13148 | Raipur | Kharora | CHC | Injection Room | NEEDLE DESTROYER | 1 | HC | NA | NA | 3000103877 | 2012-03-23 | 0 | NA | 0 | NA | W
13149 | Raipur | Kharora | CHC | Injection Room | REFRIGERATOR | 1 | ELECTROLEX | ER180L | 72000150 | 3000103878 | 2009-01-01 | 0 | NA | 0 | NA | W
13150 | Raipur | Kharora | CHC | Injection Room | SUCTION APPARATUS | 1 | SHIVA | NA | NA | 3000103879 | 2012-09-28 | 0 | NA | 0 | NA | W
13151 | Raipur | Kharora | CHC | Injection Room | NEBULIZER | 1 | READY | NA | 71251 | 3000103880 | NA | 0 | NA | 0 | NA | W
13152 | Raipur | Kharora | CHC | RADIOLOGY Dept. | X-RAY MACHINE 300 mA | 1 | EPSILON | 100D | 222 | 3000103881 | NA | 0 | NA | 0 | NA | W
13153 | Raipur | Kharora | CHC | DELIVERY ROOM | ELECTRIC STERILIZER | 1 | Local | NA | NA | 3000103882 | 2012-08-21 | 0 | NA | 0 | NA | W
13154 | Raipur | Kharora | CHC | DELIVERY ROOM | BABY WEIGHING SCALE | 1 | RAMON SURGICAL CO. | CROUN | NA | 3000103883 | NA | 0 | NA | 0 | NA | W
13155 | Raipur | Kharora | CHC | DELIVERY ROOM | SUCTION APPARATUS | 1 | NA | 7B | 100 | 3000103884 | NA | 0 | NA | 0 | NA | W
13156 | Raipur | Kharora | CHC | DELIVERY ROOM | INFANT RADIANT WARMER | 1 | SUNGIT AID PHARMA | NA | NA | 3000103885 | 2009-01-01 | 0 | NA | 0 | NA | W
13157 | Raipur | Kharora | CHC | DELIVERY ROOM | NEEDLE DESTROYER | 1 | MICRO SIL | ND-350 | NA | 3000103886 | 2012-03-23 | 0 | NA | 0 | NA | W
13158 | Raipur | Kharora | CHC | DELIVERY ROOM | BABY WEIGHING SCALE | 1 | KIDLEE | NA | NA | 3000103887 | NA | 0 | NA | 0 | NA | W
13159 | Raipur | Kharora | CHC | DELIVERY ROOM | FOETAL DOPPLER | 1 | GULTRON ELECTRMICS | 9FM-4 | 20134A029 | 3000103888 | NA | 0 | NA | 0 | NA | W
13160 | Raipur | Kharora | CHC | DELIVERY ROOM | SPHYGMOMANOMETER (MERCURIAL) | 1 | medi care | NA | 313T0119 | 3000103889 | NA | 0 | NA | 0 | NA | W
13161 | Raipur | Kharora | CHC | DELIVERY ROOM | SpSHADOWLESS OT LIGHT | 1 | Local | NA | NA | 3000103902 | NA | 0 | NA | 0 | NA | W
13162 | Raipur | Kharora | CHC | OT | AUTOCLAVE | 1 | Local | NA | NA | 3000103900 | NA | 0 | NA | 0 | NA | W
13163 | Raipur | Kharora | CHC | OT | AUTOCLAVE | 1 | Local | NA | NA | 3000103901 | NA | 0 | NA | 0 | NA | W
13164 | Raipur | Kharora | CHC | Store Room | ELECTRIC STERILIZER | 1 | Local | NA | NA | 3000103890 | 2012-09-20 | 0 | NA | 0 | NA | W
13165 | Raipur | Kharora | CHC | Store Room | ELECTRIC STERILIZER | 1 | Local | NA | NA | 3000103891 | 2012-09-20 | 0 | NA | 0 | NA | W
13166 | Raipur | Kharora | CHC | Store Room | ELECTRIC STERILIZER | 1 | Local | NA | NA | 3000103892 | 2012-09-20 | 0 | NA | 0 | NA | W
13167 | Raipur | Kharora | CHC | Store Room | ELECTRIC STERILIZER | 1 | Local | NA | NA | 3000103893 | 2012-09-20 | 0 | NA | 0 | NA | W
13168 | Raipur | Kharora | CHC | Store Room | ELECTRIC STERILIZER | 1 | Local | NA | NA | 3000103894 | 2012-09-20 | 0 | NA | 0 | NA | W
13169 | Raipur | Kharora | CHC | Store Room | ELECTRIC STERILIZER | 1 | Local | NA | NA | 3000103895 | 2012-09-20 | 0 | NA | 0 | NA | W
13170 | Raipur | Kharora | CHC | Store Room | ELECTRIC STERILIZER | 1 | Local | NA | NA | 3000103896 | 2012-09-20 | 0 | NA | 0 | NA | W
13171 | Raipur | Kharora | CHC | Store Room | ELECTRIC STERILIZER | 1 | Local | NA | NA | 3000103897 | 2012-09-20 | 0 | NA | 0 | NA | W
13172 | Raipur | Kharora | CHC | Store Room | ELECTRIC STERILIZER | 1 | Local | NA | NA | 3000103898 | 2012-09-20 | 0 | NA | 0 | NA | W
13173 | Raipur | Kharora | CHC | Store Room | ELECTRIC STERILIZER | 1 | Local | NA | NA | 3000103899 | 2012-09-20 | 0 | NA | 0 | NA | W
13174 | Raipur | Bhansoj | PHC | OPD | SPHYGMOMANOMETER (MERCURIAL) | 1 | LIFE LINE | Extra Care | NA | 3000104010 | 2013 | 0 | NA | 0 | NA | W
13175 | Raipur | Bhansoj | PHC | OPD | REFRIGERATOR | 1 | VEDIO CON | Ecocool | 12100926015610100 | 3000104011 | 2012 | 0 | NA | 0 | NA | W
13176 | Raipur | Bhansoj | PHC | DELIVERY ROOM | NEBULIZER | 1 | NA | Redy masti | 127760 | 3000104012 | 2009 | 0 | NA | 0 | NA | W
13177 | Raipur | Bhansoj | PHC | DELIVERY ROOM | BABY WEIGHING SCALE | 1 | Misaki | NA | NA | 3000104013 | 2009 | 0 | NA | 0 | NA | W
13178 | Raipur | Bhansoj | PHC | DELIVERY ROOM | Labour OT TABLE | 1 | Local | NA | NA | 3000104014 | 2014 | 0 | NA | 0 | NA | W
13179 | Raipur | Bhansoj | PHC | DELIVERY ROOM | SUCTION APPARATUS | 1 | Local | NA | NA | 3000104015 | 2009 | 0 | NA | 0 | NA | W
13180 | Raipur | Bhansoj | PHC | DELIVERY ROOM | AUTOCLAVE | 1 | NA | SUPREAMNA | NA | 3000104016 | 2010 | 0 | NA | 0 | NA | W
13181 | Raipur | Bhansoj | PHC | DELIVERY ROOM | NEEDLE DESTROYER | 1 | MICRO SIL | ND-360 | 8535/03 | 3000104017 | 2012 | 0 | NA | 0 | NA | W
13182 | Raipur | Bhansoj | PHC | DELIVERY ROOM | ELECTRIC STERILIZER | 1 | Local | NA | NA | 3000104018 | 2009 | 0 | NA | 0 | NA | W
13183 | Raipur | Bhansoj | PHC | Store Room | BABY WEIGHING SCALE | 1 | Docbel brawn | BROWN | NA | 3000104019 | 2009 | 0 | NA | 0 | NA | NW
13184 | Raipur | Bhansoj | PHC | Store Room | ELECTRIC STERILIZER | 1 | NA | NA | NA | 3000104020 | 2009 | 0 | NA | 0 | NA | NW
13185 | Raipur | Bhansoj | PHC | Injection Room | SPHYGMOMANOMETER (MERCURIAL) | 1 | Diamond | REGULAR | 25908 | 3000104021 | 2011 | 0 | NA | 0 | NA | W
13186 | Raipur | Bhansoj | PHC | Injection Room | GLUCOMETER | 1 | Rochi dig | ACCUCHECK | 55308370424 | 3000104022 | 2013 | 0 | NA | 0 | NA | W
13187 | Raipur | Bhansoj | PHC | Injection Room | ADULT WEIGHING MACHINE | 1 | BHASSEN HEALTH PRODUCT LTD. | NA | NA | 3000104023 | 2013 | 0 | NA | 0 | NA | W
13188 | Raipur | Tilda | CHC | Injection Room | NEEDLE DESTROYER | 1 | SARATECH | 100VA/60VA | NA | 3000103903 | NA | 0 | NA | 0 | NA | W
13189 | Raipur | Tilda | CHC | Pathology Lab. | CENTRIFUGE MACHINE | 1 | NA | NA | NA | 3000103904 | NA | 0 | NA | 0 | NA | W
13190 | Raipur | Tilda | CHC | Pathology Lab. | MICROSCOPE (MONOCULAR) | 1 | RADICAL | 35315 | NA | 3000103905 | NA | 0 | NA | 0 | NA | W
13191 | Raipur | Tilda | CHC | Pathology Lab. | MICROSCOPE (BINOCULAR) | 1 | LabMED | NA | 2001218 | 3000103906 | NA | 0 | NA | 0 | NA | W
13192 | Raipur | Tilda | CHC | Pathology Lab. | GLUCOMETER | 1 | Rochi dig | ACCUCHECK | 55308382796 | 3000103907 | NA | 0 | NA | 0 | NA | W
13193 | Raipur | Tilda | CHC | Pathology Lab. | Urine Analyzer | 1 | NA | NA | N130082796 | 3000103908 | NA | 0 | NA | 0 | NA | W
13194 | Raipur | Tilda | CHC | Pathology Lab. | COLORIMETER | 1 | Beacon Diagnostic | NA | 20350 | 3000103909 | NA | 0 | NA | 0 | NA | W
13195 | Raipur | Tilda | CHC | Pharmacy Dept. | REFRIGERATOR | 1 | Samsung | NA | NA | 3000103910 | NA | 0 | NA | 0 | NA | W
13196 | Raipur | Tilda | CHC | DELIVERY ROOM | REFRIGERATOR | 1 | LG | GL-205KL5 | 203SRNQ001703 | 3000103911 | NA | 0 | NA | 0 | NA | W
13197 | Raipur | Tilda | CHC | DELIVERY ROOM | NEEDLE DESTROYER | 1 | SARATECH | 100VA/60VA | NA | 3000103912 | NA | 0 | NA | 0 | NA | W
13198 | Raipur | Tilda | CHC | DELIVERY ROOM | FOETAL DOPPLER | 1 | hemodiaz | HD SONOLIREC | FE1302200016 | 3000103913 | NA | 0 | NA | 0 | NA | W
13199 | Raipur | Tilda | CHC | DELIVERY ROOM | SPHYGMOMANOMETER (MERCURIAL) | 1 | Diamond | REGULAR | 13874 | 3000103914 | NA | 0 | NA | 0 | NA | W
13200 | Raipur | Tilda | CHC | DELIVERY ROOM | SPHYGMOMANOMETER (MERCURIAL) | 1 | Diamond | REGULAR | 18861 | 3000103915 | NA | 0 | NA | 0 | NA | W
13201 | Raipur | Tilda | CHC | DELIVERY ROOM | INFANT RADIANT WARMER | 1 | PHOEMIX | OGW100 | 6412 | 3000103916 | NA | 0 | NA | 0 | NA | W
13202 | Raipur | Tilda | CHC | DELIVERY ROOM | BABY WEIGHING SCALE | 1 | ESSAE TERA KODALTA | BS-250 | 25014131795 | 3000103917 | NA | 0 | NA | 0 | NA | W
13203 | Raipur | Tilda | CHC | DELIVERY ROOM | BABY WEIGHING SCALE | 1 | ESSAE TERA KODALTA | PS-250 | 25014131748 | 3000103918 | NA | 0 | NA | 0 | NA | W
13204 | Raipur | Tilda | CHC | DELIVERY ROOM | SpSHADOWLESS OT LIGHT | 1 | Local | NA | NA | 3000103919 | NA | 0 | NA | 0 | NA | W
13205 | Raipur | Tilda | CHC | DELIVERY ROOM | ELECTRIC STERILIZER | 1 | ATLAS | NA | NA | 3000103920 | NA | 0 | NA | 0 | NA | W
13206 | Raipur | Tilda | CHC | DELIVERY ROOM | NEBULIZER | 1 | Medil | NA | 158746 | 3000103921 | NA | 0 | NA | 0 | NA | W
13207 | Raipur | Tilda | CHC | DELIVERY ROOM | SUCTION APPARATUS | 1 |  | 7B | 43 | 3000103922 | NA | 0 | NA | 0 | NA | W
13208 | Raipur | Tilda | CHC | BLOOD BANK | Blood Bank REFRIGERATOR | 1 | Yarle Sciertilic | NA | 08E0409 | 3000103923 | NA | 0 | NA | 0 | NA | W
13209 | Raipur | Tilda | CHC | OT | SHADOWLESS OT LIGHT | 1 | Philips | PHILINUXM70 | NA | 3000103924 | NA | 0 | NA | 0 | NA | W
13210 | Raipur | Tilda | CHC | OT | SUCTION APPARATUS | 1 | SHIVA | NA | NA | 3000103926 | NA | 0 | NA | 0 | NA | W
13211 | Raipur | Tilda | CHC | OT | BOYLE'S APPARATUS | 1 | medi care | NA | NA | 3000103927 | NA | 0 | NA | 0 | NA | W
13212 | Raipur | Tilda | CHC | OT | MULTIPARA PATIENT MONITOR | 1 | Philips | INTELLIMP30 | NA | 3000103928 | NA | 0 | NA | 0 | NA | W
13213 | Raipur | Tilda | CHC | OT | SUCTION APPARATUS | 1 | johnson & johnson | NA | NA | 3000103929 | NA | 0 | NA | 0 | NA | W
13214 | Raipur | Tilda | CHC | OT | SUCTION APPARATUS | 1 | johnson & johnson | NA | NA | 3000103930 | NA | 0 | NA | 0 | NA | W
13215 | Raipur | Tilda | CHC | OT | SURGICAL DIATHERMY MACHINE | 1 |  | NA | E0470171 | 3000103931 | NA | 0 | NA | 0 | NA | W
13216 | Raipur | Tilda | CHC | OT | DEFIBRILLATOR | 1 | Philips | HEART HEAT XL | NA | 3000103932 | NA | 0 | NA | 0 | NA | W
13217 | Raipur | Tilda | CHC | OT | BABY WEIGHING SCALE | 1 | Dr. Reddy | NA | NA | 3000103933 | NA | 0 | NA | 0 | NA | W
13218 | Raipur | Tilda | CHC | OT | OT TABLE (Hydraulic) | 1 |  | NA | NA | 3000103934 | NA | 0 | NA | 0 | NA | W
13219 | Raipur | Tilda | CHC | OT | Air ELECTRIC STERILIZER Machine | 1 | INETIAL ELECTROMEDICAL SYS | TROPOJ | NA | 3000103935 | NA | 0 | NA | 0 | NA | W
13220 | Raipur | Tilda | CHC | OT | AUTOCLAVE | 1 |  |  |  | 3000103936 | NA | 0 | NA | 0 | NA | W
13221 | Raipur | Tilda | CHC | OT | ELECTRIC STERILIZER | 1 |  |  |  | 3000103937 | NA | 0 | NA | 0 | NA | W
13222 | Raipur | Tilda | CHC | OT | AUTOCLAVE | 1 |  |  |  | 3000103938 | NA | 0 | NA | 0 | NA | W
13223 | Raipur | Tilda | CHC | OT | ELECTRIC STERILIZER | 1 | ATLAS | NA | NA | 3000103939 | NA | 0 | NA | 0 | NA | W
13224 | Raipur | Tilda | CHC | OT | FUMIGATION MACHINE | 1 | Local | NA | NA | 3000103940 | NA | 0 | NA | 0 | NA | W
13225 | Raipur | Tilda | CHC | RADIOLOGY Dept. | X-RAY MACHINE 60 mA | 1 | Siemers | Simox Plus | 3292 | 3000103941 | NA | 0 | NA | 0 | NA | W
13226 | Raipur | Tilda | CHC | RADIOLOGY Dept. | X-RAY MACHINE 300 mA | 1 | G-Elpro |  |  | 3000103942 | NA | 0 | NA | 0 | NA | W
13227 | Raipur | Tilda | CHC | Store Room | ELECTRIC STERILIZER | 1 | Local |  |  | 3000103943 | NA | 0 | NA | 0 | NA | W
13228 | Raipur | Tilda | CHC | Store Room | ADULT WEIGHING MACHINE | 1 | Local |  |  | 3000103944 | NA | 0 | NA | 0 | NA | W
13229 | Raipur | Tilda | CHC | Store Room | AUTOCLAVE | 1 | Local |  |  | 3000103945 | NA | 0 | NA | 0 | NA | W
13230 | Raipur | Tilda | CHC | Store Room | ELECTRIC STERILIZER | 1 | ATLAS |  |  | 3000103946 | NA | 0 | NA | 0 | NA | W
13231 | Raipur | Tilda | CHC | Store Room | SURGICAL DIATHERMY MACHINE | 1 | Medi telc Lorp | meditelc esu-400 |  | 3000103947 | NA | 0 | NA | 0 | NA | W
13232 | Raipur | Tilda | CHC | Store Room | ADULT WEIGHING MACHINE | 1 | Venus | BS-97001 |  | 3000103948 | NA | 0 | NA | 0 | NA | W
13233 | Raipur | Farfoud | PHC | OPD | SPHYGMOMANOMETER (MERCURIAL) | 1 | LIFE LINE | Beta | 4052 | 3000104024 |  | 0 | NA | 0 | NA | W
13234 | Raipur | Farfoud | PHC | OPD | SPHYGMOMANOMETER (MERCURIAL) | 1 | Supreom Surgico | Premier | 98135913 | 3000104025 |  | 0 | NA | 0 | NA | W
13235 | Raipur | Farfoud | PHC | Injection Room | NEEDLE DESTROYER | 1 | SARATECH | SIR | NA | 3000104026 |  | 0 | NA | 0 | NA | W
13236 | Raipur | Farfoud | PHC | Injection Room | NEBULIZER | 1 | Nulife Medical | Handyveb | NGM374261 | 3000104027 | 2015 | 0 | NA | 0 | NA | W
13237 | Raipur | Farfoud | PHC | Injection Room | ADULT WEIGHING MACHINE | 1 | Nova | BS-1107 | NA | 3000104028 |  | 0 | NA | 0 | NA | W
13238 | Raipur | Farfoud | PHC | DELIVERY ROOM | BABY WEIGHING SCALE | 1 | RAMAN SURGICAL | CROWN | NA | 3000104029 |  | 0 | NA | 0 | NA | W
13239 | Raipur | Farfoud | PHC | DELIVERY ROOM | ELECTRIC STERILIZER | 1 | ATLAS | NA | 09F9558 | 3000104030 |  | 0 | NA | 0 | NA | W
13240 | Raipur | Farfoud | PHC | DELIVERY ROOM | FOETAL DOPPLER | 1 | NA | MCP | NA | 3000104031 |  | 0 | NA | 0 | NA | W
13241 | Raipur | Farfoud | PHC | DELIVERY ROOM | GLUCOMETER | 1 | Rochi dig | ACCUCHECK | NA | 3000104032 |  | 0 | NA | 0 | NA | NW
13242 | Raipur | Farfoud | PHC | DELIVERY ROOM | Labour OT TABLE | 1 | Local | NA | NA | 3000104033 |  | 0 | NA | 0 | NA | W
13243 | Raipur | Farfoud | PHC | Store Room | REFRIGERATOR | 1 | LG | GL/195NM5 | 006NLYX088602 | 3000104034 | 2010-01-24 | 0 | NA | 0 | NA | W
13244 | Raipur | Kurud Kutela | PHC | Injection Room | NEEDLE DESTROYER | 1 | SARATECH | SIR | NA | 3000104035 | 2006 | 0 | NA | 0 | NA | W
13245 | Raipur | Kurud Kutela | PHC | Injection Room | NEBULIZER | 1 | Philips | FAMILY | 396254 | 3000104036 | 2013 | 0 | NA | 0 | NA | W
13246 | Raipur | Kurud Kutela | PHC | Pathology Lab. | CENTRIFUGE MACHINE | 1 | SWASTIKA Bio | ACPINE | NA | 3000104037 | 2013 | 0 | NA | 0 | NA | W
13247 | Raipur | Kurud Kutela | PHC | OPD | ADULT WEIGHING MACHINE | 1 |  | Venus | NA | 3000104038 | 2013 | 0 | NA | 0 | NA | W
13248 | Raipur | Kurud Kutela | PHC | OPD | SPHYGMOMANOMETER (MERCURIAL) | 1 | Diamond | DELUX | 238251 | 3000104039 | 2013 | 0 | NA | 0 | NA | W
13249 | Raipur | Kurud Kutela | PHC | OPD | REFRIGERATOR | 1 | LG | GL-185 | 007NLBU065709 | 3000104040 | 2011 | 0 | NA | 0 | NA | W
13250 | Raipur | Kurud Kutela | PHC | DELIVERY ROOM | BABY WEIGHING SCALE | 1 | EASSAE TERONAOR LTD. | BS-250 | 2501413-687 | 3000104041 | 2010 | 0 | NA | 0 | NA | W
13251 | Raipur | Kurud Kutela | PHC | DELIVERY ROOM | SPHYGMOMANOMETER (MERCURIAL) | 1 | MISAWA MEDICAL SUPPLIES | BP360A | W140603 | 3000104042 | 2015-04-01 | 1 | 2016-04-01 | 0 | NA | W
13252 | Raipur | Kurud Kutela | PHC | DELIVERY ROOM | FOETAL DOPPLER | 1 | VCOMIN TEC. | VCOMINFD-200D | FD2D140913417 | 3000104043 | 2015-04-01 | 1 | 2016-04-01 | 0 | NA | W
13253 | Raipur | Kurud Kutela | PHC | DELIVERY ROOM | ELECTRIC STERILIZER | 1 | ATLAS | NA | 09F9630 | 3000104044 | 2006 | 0 | NA | 0 | NA | W
13254 | Raipur | Devpuri | PHC | OPD | SPHYGMOMANOMETER (MERCURIAL) | 1 | Smart Care | SCH-108 | NA | 3000104046 |  | 0 | NA | 0 | NA | W
13255 | Raipur | Devpuri | PHC | OPD | ADULT WEIGHING MACHINE | 1 | Venus | NA | NA | 3000104047 |  | 0 | NA | 0 | NA | W
13256 | Raipur | Devpuri | PHC | OPD | GLUCOMETER | 1 | Rochi dig | ACCUCHECK | 5531016-9984 | 3000104048 |  | 0 | NA | 0 | NA | W
13257 | Raipur | Boriya Kala | PHC | OPD | GLUCOMETER | 1 | Rochi dig | ACCUCHECK | 55330169093 | 3000104049 | 2014-09-01 | 1 | 2015-09-01 | 0 | NA | W
13258 | Raipur | Boriya Kala | PHC | OPD | SPHYGMOMANOMETER (MERCURIAL) | 1 | Smart Care | SCH108 | NA | 3000104050 | 2014-05-01 | 0 | NA | 0 | NA | W
13259 | Raipur | Boriya Kala | PHC | OPD | ADULT WEIGHING MACHINE | 1 | Dr. beli Romo | KRUPS | NA | 3000104051 | 2014-05-01 | 0 | NA | 0 | NA | W
13260 | Raipur | Boriya Kala | PHC | OPD | ADULT WEIGHING MACHINE | 1 | Dr. beli Romo | KRUPS | NA | 3000104052 | 2013 | 0 | NA | 0 | NA | W
13261 | Raipur | Boriya Kala | PHC | OPD | BABY WEIGHING SCALE | 1 | Docbel brawn | BROWN | NA | 3000104053 | 2015-04-01 | 0 | NA | 0 | NA | W
13262 | Raipur | Bhatagaon | PHC | DELIVERY ROOM | FOETAL DOPPLER | 1 | VCOMIN TEC. | FD200D | FD2D140405474 | 3000104054 | 2015-03-01 | 1 | 2016-03-01 | 0 | NA | W
13263 | Raipur | Bhatagaon | PHC | DELIVERY ROOM | FOETAL DOPPLER | 1 | Gattron Gleetro | GFM-2 | 2012B-A052 | 3000104055 | 2000 | 0 | NA | 0 | NA | W
13264 | Raipur | Bhatagaon | PHC | DELIVERY ROOM | NEBULIZER | 1 | INETIAL ELECTROMEDICAL SYS | ICR070 | 2014010 | 3000104056 | 2014-04-01 | 0 | NA | 0 | NA | W
13265 | Raipur | Bhatagaon | PHC | DELIVERY ROOM | BABY WEIGHING SCALE | 1 | Docbel brawn | BRAUN | NA | 3000104057 |  | 0 | NA | 0 | NA | W
13266 | Raipur | Bhatagaon | PHC | DELIVERY ROOM | SUCTION APPARATUS | 1 | SHIVA | NA | NA | 3000104058 | 2015-06-01 | 1 | 2016-02-01 | 0 | NA | W
13267 | Raipur | Bhatagaon | PHC | DELIVERY ROOM | ELECTRIC STERILIZER | 1 | ATLAS | NA | 09F9612 | 3000104059 | NA | 0 | NA | 0 | NA | W
13268 | Raipur | Bhatagaon | PHC | DELIVERY ROOM | AUTOCLAVE | 1 | NA | NA | NA | 3000104060 | NA | 0 | NA | 0 | NA | NW
13269 | Raipur | Bhatagaon | PHC | OPD | SPHYGMOMANOMETER (MERCURIAL) | 1 | medi care | MCP | 1340118 | 3000104061 | NA | 0 | NA | 0 | NA | W
13270 | Raipur | Bhatagaon | PHC | Injection Room | NEEDLE DESTROYER | 1 | MICRO SIL | IND-360 | 9806/03 | 3000104062 | NA | 0 | NA | 0 | NA | W
13271 | Raipur | Bhatagaon | PHC | Pathology Lab. | CENTRIFUGE MACHINE | 1 | REMI | C854/6 | CHCL-5395 | 3000104063 | 2014-07-01 | 1 | 2015-07-01 | 0 | NA | W
13272 | Raipur | Bhatagaon | PHC | Pathology Lab. | REFRIGERATOR | 1 | LG | GL-185RP4/2014 | 412NRER066588 | 3000104064 | 2014-09-01 | 1 | 2015-09-01 | 0 | NA | W
13273 | Raipur | Bhatagaon | PHC | Pathology Lab. | GLUCOMETER | 1 | Rochi dig | ACCUCHECK | 5531017232 | 3000104065 | 2014-09-01 | 1 | 2015-09-01 | 0 | NA | W
13274 | Raipur | Bhatagaon | PHC | Pathology Lab. | MICROSCOPE (BINOCULAR) | 1 | Redical | RMH4B | 35885 | 3000104066 | 2010 | 0 | NA | 0 | NA | W
13275 | Raipur | Bhatagaon | PHC | Pathology Lab. | MICROSCOPE (BINOCULAR) | 1 | Redical | RXL4B | B-8203 | 3000104067 | 2015-06-30 | 1 | 2016-06-30 | 0 | NA | W
13276 | Raipur | Bhatagaon | PHC | Pathology Lab. | MICROSCOPE (BINOCULAR) | 1 | OLYMPUS | MAGNUSMLXB | 518524 | 3000104068 | 2015-01-01 | 0 | NA | 0 | NA | W
13277 | Raipur | Dondekala | PHC |  | SPHYGMOMANOMETER (MERCURIAL) | 1 | Supreom Surgico | HANT CARE | 98122157 | 3000103807 | 2008-10-18 | 0 | NA | 0 | NA | W
13278 | Raipur | Dondekala | PHC |  | GLUCOMETER | 1 | Rochi dig | ACCUCHECK | 55310167134 | 3000103808 | 2006-06-13 | 0 | NA | 0 | NA | W
13279 | Raipur | Dondekala | PHC |  | SUCTION APPARATUS | 1 | Dynamic | M-9 | NA | 3000103809 | NA | 0 | NA | 0 | NA | W
13280 | Raipur | Dondekala | PHC |  | NEEDLE DESTROYER | 1 | MICRO SIL | ND-350 | NA | 3000103810 | NA | 0 | NA | 0 | NA | W
13281 | Raipur | Dondekala | PHC |  | INFANT RADIANT WARMER | 1 | infarmy | NA | NA | 3000103811 | NA | 0 | NA | 0 | NA | W
13282 | Raipur | Dondekala | PHC |  | BABY WEIGHING SCALE | 1 | Docbel brawn | NA | NA | 3000103812 | NA | 0 | NA | 0 | NA | W
13283 | Raipur | Dondekala | PHC |  | NEEDLE DESTROYER | 1 | SARATECH | NA | NA | 3000103813 | NA | 0 | NA | 0 | NA | W
13284 | Raipur | Dondekala | PHC |  | ELECTRIC STERILIZER | 1 | Local | NA | NA | 3000103814 | NA | 0 | NA | 0 | NA | NW
13285 | Raipur | Dondekala | PHC |  | REFRIGERATOR | 1 | FLECTROLAX | FBP-163 | NA | 3000103815 | NA | 0 | NA | 0 | NA | W
13286 | Raipur | Dondekala | PHC |  | ADULT WEIGHING MACHINE | 1 | BHASSEN HEALTH PRODUCT LTD. | NA | NA | 3000103816 | 2008-07-01 | 0 | NA | 0 | NA | W
13287 | Raipur | Dondekala | PHC |  | ADULT WEIGHING MACHINE | 1 | ACTIFIT | NA | NA | 3000103817 | 2009-10-28 | 0 | NA | 0 | NA | W
13288 | Raipur | Vidhanshabha | CIVIL DISPENSERY |  | SPHYGMOMANOMETER (MERCURIAL) | 1 | MASTI | NA | 949 | 3000076787 | 2014-01-20 | 0 | NA | 0 | NA | W
13289 | Raipur | Vidhanshabha | CIVIL DISPENSERY |  | SPHYGMOMANOMETER (MERCURIAL) | 1 | medi care | MCP | 13H0112 | 3000076788 | 2014-01-20 | 0 | NA | 0 | NA | W
13290 | Raipur | Vidhanshabha | CIVIL DISPENSERY |  | SPHYGMOMANOMETER (MERCURIAL) | 1 | Supreom Surgico | GOLD | 98103695 | 3000076789 | 2002-08-23 | 0 | NA | 0 | NA | NW
13291 | Raipur | Vidhanshabha | CIVIL DISPENSERY |  | ELECTRIC STERILIZER | 1 | Local | NA | NA | 3000076790 | 2000-02-24 | 0 | NA | 0 | NA | W
13292 | Raipur | Vidhanshabha | CIVIL DISPENSERY |  | AUTOCLAVE | 1 | NA | NA | NA | 3000076791 | 2001-03-01 | 0 | NA | 0 | NA | W
13293 | Raipur | Vidhanshabha | CIVIL DISPENSERY |  | GLUCOMETER | 1 | Rochi dig | ACCUCHECK | 55310168516 | 3000076792 | 2014-12-11 | 0 | NA | 0 | NA | W
13294 | Raipur | Vidhanshabha | CIVIL DISPENSERY |  | MICROSCOPE (BINOCULAR) | 1 | FALCON | MR-10 | NA | 3000076793 | 2001-07-11 | 0 | NA | 0 | NA | W
13295 | Raipur | Vidhanshabha | CIVIL DISPENSERY |  | SUCTION APPARATUS | 1 | NA | NA | NA | 3000076794 | 2001-07-11 | 0 | NA | 0 | NA | W
13296 | Raipur | Vidhanshabha | CIVIL DISPENSERY |  | DEFIBRILLATOR | 1 | BPL | DEF2509 | NA | 3000076795 | 2004-01-27 | 0 | NA | 0 | NA | NW
13297 | Raipur | Vidhanshabha | CIVIL DISPENSERY |  | ADULT WEIGHING MACHINE | 1 | Smart Care |  |  | 3000076796 | 2001-07-11 | 0 | NA | 0 | NA | W
13298 | Raipur | Vidhanshabha | CIVIL DISPENSERY |  | REFRIGERATOR | 1 | DAFW00 | DIR-220 | M01122EOI553 | 3000076797 | 2001 | 0 | NA | 0 | NA | W
13299 | Raipur | Vidhanshabha | CIVIL DISPENSERY |  | NEBULIZER | 1 | Local | AEOSEL | 360444 | 3000076798 | 2004-05-23 | 0 | NA | 0 | NA | W
13300 | Raipur | Vidhanshabha | CIVIL DISPENSERY |  | NEEDLE DESTROYER | 1 | FIONEER | NA | NA | 3000076799 | 2005 | 0 | NA | 0 | NA | W
13301 | Raipur | Vidhanshabha | CIVIL DISPENSERY |  | ECG RECORDER | 1 | BPL | NUTAN |  | 3000076800 | 2001 | 0 | NA | 0 | NA | W
13302 | Raipur | Vidhanshabha | CIVIL DISPENSERY |  | PULSE OXIMETER | 1 | Datex | NA | FBXGO 1143 | 3000076801 | 2003-09-11 | 0 | NA | 0 | NA | NW
13303 | Raipur | Vidhanshabha | CIVIL DISPENSERY |  | ADULT WEIGHING MACHINE | 1 | RAMON SURGICAL CO. | CROWN | NA | 3000076802 | 2001-02-24 | 0 | NA | 0 | NA | NW
13304 | Raipur | Vidhanshabha | CIVIL DISPENSERY |  | ADULT WEIGHING MACHINE | 1 | NA | NA | NA | 3000076803 | 2004-11-09 | 0 | NA | 0 | NA | W
13305 | Raipur | Vidhanshabha | CIVIL DISPENSERY |  | APNEA MONITOR | 1 | SURGI AID PHARMA | NA |  | 3000076804 | 2003-09-11 | 0 | NA | 0 | NA | NW
13306 | Raipur | Vidhanshabha | CIVIL DISPENSERY |  | SPHYGMOMANOMETER (MERCURIAL) | 1 | medi care | MCD |  | 3000076805 | 2001-07-11 | 0 | NA | 0 | NA | W
13307 | Raipur | Vidhanshabha | CIVIL DISPENSERY |  | GLUCOMETER | 1 | LIFE SCAN | ONET OUEH SURE STEP | L5186RB00300 | 3000076806 | 2002-09-02 | 0 | NA | 0 | NA | NW
13308 | Raipur | Vidhanshabha | CIVIL DISPENSERY |  | GLUCOMETER | 1 | Rochi dig | ACCUCHECK | 8-2115545700 | 3000076807 | 2003-12-31 | 0 | NA | 0 | NA | NW
13309 | Raipur | Vidhanshabha | CIVIL DISPENSERY |  | GLUCOMETER | 1 | NA | GLUCARE | 260057001 | 3000076808 | 2004-02-01 | 0 | NA | 0 | NA | NW
13310 | Raipur | Vidhanshabha | CIVIL DISPENSERY |  | ELECTRIC STERILIZER | 1 | NA | NA | NA | 3000076809 | 2001-10-08 | 0 | NA | 0 | NA | NW
13311 | Raipur | Nawapara | CHC | Pathology Lab. | Urine Analyzer | 1 | Uriplus | uriplus200 | N130010041299 | 3000074154 | 2014 | 0 | NA | 0 | NA | W
13312 | Raipur | Nawapara | CHC | Pathology Lab. | NEEDLE DESTROYER | 1 | Saratech | SIR | NA | 3000074155 |  | 0 | NA | 0 | NA | W
13313 | Raipur | Nawapara | CHC | Pathology Lab. | CENTRIFUGE MACHINE (4 Tubes) | 1 | Rana | NA | NA | 3000074156 |  | 0 | NA | 0 | NA | W
13314 | Raipur | Nawapara | CHC | Pathology Lab. | CENTRIFUGE MACHINE (4 Tubes) | 1 | Rana | NA | NA | 3000074157 |  | 0 | NA | 0 | NA | W
13315 | Raipur | Nawapara | CHC | Pathology Lab. | MICROSCOPE (BINOCULAR) | 1 | olympus | Magnus | 519572 | 3000074158 | 2002 | 0 | NA | 0 | NA | W
13316 | Raipur | Nawapara | CHC | Pathology Lab. | MICROSCOPE (BINOCULAR) | 1 | NA | NA | NA | 3000074159 | 1990 | 0 | NA | 0 | NA | W
13317 | Raipur | Nawapara | CHC | OPD | ADULT WEIGHING MACHINE | 1 | krups |  |  | 3000074160 |  | 0 | NA | 0 | NA | W
13318 | Raipur | Nawapara | CHC | Injection Room | GLUCOMETER | 1 | Roche | Accucheck Active | GN05855950 | 3000074161 |  | 0 | NA | 0 | NA | W
13319 | Raipur | Nawapara | CHC | Injection Room | REFRIGERATOR | 1 | LG | Gl225BMG5 | 309PRLW017976 | 3000074162 |  | 0 | NA | 0 | NA | W
13320 | Raipur | Nawapara | CHC | Injection Room | ELECTRIC STERILIZER | 1 | local make |  |  | 3000074163 | 2020 | 0 | NA | 0 | NA | W
13321 | Raipur | Nawapara | CHC | Injection Room | ELECTRIC STERILIZER | 1 | local make |  |  | 3000074164 | 0 | 0 | NA | 0 | NA | NW
13322 | Raipur | Nawapara | CHC | DELIVERY ROOM | BABY WEIGHING SCALE | 1 | sai kripa Enter | Essge | BS-25025014131801 | 3000074165 | 0 | 0 | NA | 0 | NA | W
13323 | Raipur | Nawapara | CHC | DELIVERY ROOM | SHADOWLESS OT LIGHT | 1 | NA | NA | NA | 3000074166 | 0 | 0 | NA | 0 | NA | W
13324 | Raipur | Nawapara | CHC | DELIVERY ROOM | SHADOWLESS OT LIGHT | 1 | NA | NA | NA | 3000074167 | 0 | 0 | NA | 0 | NA | NW
13325 | Raipur | Nawapara | CHC | DELIVERY ROOM | AUTOCLAVE | 1 | Dynamic 30kg/cm | NA | NA | 3000074168 | 0 | 0 | NA | 0 | NA | W
13326 | Raipur | Nawapara | CHC | OPD | SPHYGMOMANOMETER (MERCURIAL) | 1 | Supreme Surgical | NA | 98103675 | 3000074169 | 0 | 0 | NA | 0 | NA | W
13327 | Raipur | Boriya Kala | PHC | Store Room | ELECTRIC STERILIZER | 1 | Local make | NA | NA | 3000074116 | NA | 0 | NA | 0 | NA | NW
13328 | Raipur | Boriya Kala | PHC | Store Room | SUCTION APPARATUS | 1 | Surgical Enterprises | SE4000 | NA | 3000074117 | NA | 1 | 2016-07-01 | 0 | NA | W
13329 | Raipur | Boriya Kala | PHC | Store Room | PULSE OXIMETER | 1 | Beijing Choice | MD300C20-OTC | L4286108489 | 3000074118 | NA | 1 | 2014-01-10 | 0 | NA | W
13330 | Raipur | Boriya Kala | PHC | Store Room | MICROSCOPE (BINOCULAR) | 1 | Radical | RMH-43 | 35893 | 3000074130 | 2012-01-01 | 0 | NA | 0 | NA | W
13331 | Raipur | Boriya Kala | PHC | Store Room | CENTRIFUGE MACHINE | 1 | Instrument & Corptn | I.A.103 | 10598 | 3000074119 | 2010-01-01 | 0 | NA | 0 | NA | NW
13332 | Raipur | Boriya Kala | PHC | Store Room | NEBULIZER | 1 | Nulife Global Device P | Handyneb | NGM 432342 | 3000074120 | NA | 1 | 2007-01-07 | 0 | NA | W
13333 | Raipur | Boriya Kala | PHC | Store Room | ELECTRIC STERILIZER | 1 | local make | NA | NA | 3000074121 | NA | 0 | 0 | 0 | NA | NW
13334 | Raipur | Boriya Kala | PHC | Store Room | ADULT WEIGHING MACHINE | 1 | krups | NA | NA | 3000074122 | NA | 0 | 0 | 0 | NA | NW
13335 | Raipur | Boriya Kala | PHC | Store Room | AUTOCLAVE | 1 | local make |  |  | 3000074123 | NA | 0 | 0 | 0 | NA | NW
13336 | Raipur | Boriya Kala | PHC | Store Room | SPHYGMOMANOMETER (MERCURIAL) | 1 | Suprem f Surgico | CM/L-8282373 | 87101730 | 3000074124 | NA | 0 | 0 | 0 | NA | W
13337 | Raipur | Boriya Kala | PHC | DELIVERY ROOM | BABY WEIGHING SCALE | 1 | Misakl | NA | NA | 3000074125 | NA | 0 | 0 | 0 | NA | W
13338 | Raipur | Boriya Kala | PHC | DELIVERY ROOM | Labour OT TABLE | 1 | NA | NA | NA | 3000074126 | 2012-01-01 | 0 | 0 | 0 | NA | W
13339 | Raipur | Boriya Kala | PHC | DELIVERY ROOM | REFRIGERATOR | 1 | LG | Gl245FEDG | 105PRDE008306 | 3000074127 | NA | 0 | 0 | 0 | NA | NW
13340 | Raipur | Boriya Kala | PHC | OPD | SPHYGMOMANOMETER (MERCURIAL) | 1 | Medicare | CML8677709 | 1342540 | 3000074128 | NA | 0 | 0 | 0 | NA | W
13341 | Raipur | Boriya Kala | PHC | OPD | GLUCOMETER | 1 | Rucia | Accucheck Active | 55310169988 | 3000074129 | NA | 0 | 0 | 0 | NA | W
13342 | Raipur | CM house | CIVIL DISPENSERY | OPD | SPHYGMOMANOMETER (MERCURIAL) | 1 | Diamond | Deluxe | 46183 | 3000103343 | 26/12/2014 | 0 | NA | 0 | NA | W
13343 | Raipur | CM house | CIVIL DISPENSERY | OPD | REFRIGERATOR | 1 | LG | GL-195SL4 | 202NRPV051240 | 3000103344 | 17/9/2012 | 0 | NA | 0 | NA | W
13344 | Raipur | CM house | CIVIL DISPENSERY | OPD | GLUCOMETER | 1 | Roche | GC | GC17441478 | 3000103345 | 23/9/2015 | 0 | NA | 0 | NA | W
13345 | Raipur | CM house | CIVIL DISPENSERY | OPD | ADULT WEIGHING MACHINE | 1 | smart care | NA | NA | 3000103346 | 2013-08-08 | 0 | NA | 0 | NA | W
13346 | Raipur | Abhanpur | CHC | OT | MULTIPARA PATIENT MONITOR | 1 | Philips | Intelmp20 | DE62231143 | 3000074038 | NA | 0 | NA | 0 | NA | W
13347 | Raipur | Abhanpur | CHC | OT | BOYLE'S APPARATUS | 1 | medisys | supreme | NA | 3000074039 | NA | 0 | NA | 0 | NA | NW
13348 | Raipur | Abhanpur | CHC | OT | OT TABLE | 1 | localmade | NA | NA | 3000074040 | NA | 0 | NA | 0 | NA | W
13349 | Raipur | Abhanpur | CHC | OT | OT TABLE | 1 | localmade | NA | NA | 3000074041 | NA | 0 | NA | 0 | NA | W
13350 | Raipur | Abhanpur | CHC | OT | OT TABLE | 1 | localmade | NA | NA | 3000074042 | NA | 0 | NA | 0 | NA | W
13351 | Raipur | Abhanpur | CHC | OT | Air ELECTRIC STERILIZER Machine | 1 | Tropo | NA | NA | 3000074043 | NA | 0 | NA | 0 | NA | W
13352 | Raipur | Abhanpur | CHC | OT | SPHYGMOMANOMETER (DIGITAL) | 1 | Omron | HEM7120 | 20150222331VG1 | 3000074045 | NA | 0 | NA | 0 | NA | W
13353 | Raipur | Abhanpur | CHC | OT | PULSE OXIMETER | 1 | Homedix | HDS50D | 0Qi302100066 | 3000074044 | NA | 0 | NA | 0 | NA | W
13354 | Raipur | Abhanpur | CHC | OT | NEEDLE DESTROYER | 1 | saratech | S1R | NA | 3000074046 | NA | 0 | NA | 0 | NA | W
13355 | Raipur | Abhanpur | CHC | OT | ELECTRIC STERILIZER | 1 | localmade | NA | NA | 3000074047 | NA | 0 | NA | 0 | NA | W
13356 | Raipur | Abhanpur | CHC | Dental Dept. | DENTAL CHAIR | 1 | Chesa inc | akash | E3002970 | 3000258010 | 2015-03-01 | 0 | 2018-03-01 | 0 | NA | W
13357 | Raipur | Abhanpur | CHC | Store Room | INFANT RADIANT WARMER | 1 | phoenix | OCW-100 | 6408 | 3000074048 | 2015-06-01 | 0 | NA | 1 | 2018 | W
13358 | Raipur | Abhanpur | CHC | Store Room | INFANT RADIANT WARMER | 1 | phoenix | OCW-100 | 6409 | 3000074049 | NA | 0 | NA | 1 | 2018 | W
13359 | Raipur | Abhanpur | CHC | Store Room | INFANT RADIANT WARMER | 1 | phoenix | OCW-100 | 6410 | 3000104987 | NA | 0 | NA | 1 | 2018 | W
13360 | Raipur | Abhanpur | CHC | DELIVERY ROOM | BABY PHOTOTHERAPY UNIT | 1 | phoenix | LED PT100 | 1677 | 3000074050 | NA | 0 | NA | 0 | NA | W
13361 | Raipur | Abhanpur | CHC | DELIVERY ROOM | SUCTION APPARATUS | 1 | NA | 7A23-D | 00 120 | 3000074051 | NA | 0 | NA | 0 | NA | W
13362 | Raipur | Abhanpur | CHC | DELIVERY ROOM | SHADOWLESS OT LIGHT | 1 | NA | NA | NA | 3000074052 | NA | 0 | NA | 0 | NA | W
13363 | Raipur | Abhanpur | CHC | DELIVERY ROOM | BABY WEIGHING SCALE | 1 | Japan misaki | NA | NA | 3000074053 | NA | 0 | NA | 0 | NA | W
13364 | Raipur | Abhanpur | CHC | DELIVERY ROOM | ELECTRIC STERILIZER | 1 | Atlas surgical | NA | 09E964 | 3000074054 | NA | 0 | NA | 0 | NA | W
13365 | Raipur | Abhanpur | CHC | DELIVERY ROOM | AUTOCLAVE | 1 | localmade | NA | NA | 3000074055 | NA | 0 | NA | 0 | NA | W
13366 | Raipur | Abhanpur | CHC | DELIVERY ROOM | SPHYGMOMANOMETER (MERCURIAL) | 1 | Omron | HEM7120 | 2014061643 | 3000074056 | NA | 0 | NA | 0 | NA | W
13367 | Raipur | Abhanpur | CHC | DELIVERY ROOM | ADULT WEIGHING MACHINE | 1 | localmade | NA | NA | 3000074057 | NA | 0 | NA | 0 | NA | W
13368 | Raipur | Abhanpur | CHC | DELIVERY ROOM | Blood Bank REFRIGERATOR | 1 | meditech | MTPF01 | M786253 | 3000074058 | NA | 0 | NA | 0 | NA | W
13369 | Raipur | Abhanpur | CHC | Pathology Lab. | MICROSCOPE (BINOCULAR) | 1 | Olympus | magnus | 518732 | 3000074060 | NA | 0 | NA | 0 | NA | W
13370 | Raipur | Abhanpur | CHC | Pathology Lab. | CENTRIFUGE MACHINE (4 Tubes) | 1 | instrument App | 1A103 | 10591 | 3000074061 | NA | 0 | NA | 0 | NA | W
13371 | Raipur | Abhanpur | CHC | Pathology Lab. | Urine Analyzer | 1 | NA | NA | N1300100H1257 | 3000074063 | NA | 0 | NA | 0 | NA | W
13372 | Raipur | Abhanpur | CHC | Pathology Lab. | PHOTO COLORIMETER | 1 | NA | NA | NA | 3000074064 | NA | 0 | NA | 0 | NA | W
13373 | Raipur | Abhanpur | CHC | Pathology Lab. | ADULT WEIGHING MACHINE | 1 | salter | NA | NA | 3000074065 | NA | 0 | NA | 0 | NA | W
13374 | Raipur | Abhanpur | CHC | Pathology Lab. | GLUCOMETER | 1 | Roche | accuchek | 55131017008 | 3000074066 | NA | 0 | NA | 0 | NA | W
13375 | Raipur | Abhanpur | CHC | Pathology Lab. | NEEDLE DESTROYER | 1 | microsil | ND100 | 3085 | 3000074067 | NA | 0 | NA | 0 | NA | W
13376 | Raipur | Abhanpur | CHC | Pathology Lab. | REFRIGERATOR | 1 | LG | NA | NA | 3000074068 | NA | 0 | NA | 0 | NA | W
13377 | Raipur | Abhanpur | CHC | Store Room | CENTRIFUGE MACHINE | 1 | Remi | R-8C | DHLC-6582 | 3000104990 | 2014-07-01 | 1 | 2017 | 0 | NA | NI
13378 | Raipur | Abhanpur | CHC | Store Room | MICROSCOPE (BINOCULAR) | 1 | Weswox | HL66 | 63764 | 3000104991 | 2015-03-01 | 1 | 2017 | 0 | NA | NI
13379 | Raipur | Abhanpur | CHC | Store Room | BABY WEIGHING SCALE | 1 | Misaki | NA | NA | 3000104992 | NA | 0 | NA | 0 | NA | NW
13380 | Raipur | Abhanpur | CHC | Store Room | PULSE OXIMETER | 1 | memodiaz | HDS50D | DQ1302100816 | 3000258009 | 2013 | 0 | NA | 0 | NA | W
13381 | Raipur | Abhanpur | CHC | Store Room | PHOTO COLORIMETER | 1 | simtronics | NA | NA | 3000104965 | NA | 0 | NA | 0 | NA | NW
13382 | Raipur | Abhanpur | CHC | Store Room | NEEDLE DESTROYER | 1 | saratech | S1R | NA | 3000104966 | NA | 0 | NA | 0 | NA | NW
13383 | Raipur | Abhanpur | CHC | Store Room | ADULT WEIGHING MACHINE | 1 | actibit | NA | NA | 3000104967 | NA | 0 | NA | 0 | NA | NW
13384 | Raipur | Abhanpur | CHC | Store Room | ADULT WEIGHING MACHINE | 1 | omega electronics | OTW | 74150 | 3000104968 | NA | 0 | NA | 0 | NA | NW
13385 | Raipur | Abhanpur | CHC | Store Room | ADULT WEIGHING MACHINE | 1 | omega electronics | OTW | 74009 | 3000104969 | NA | 0 | NA | 0 | NA | NW
13386 | Raipur | Abhanpur | CHC | Store Room | ADULT WEIGHING MACHINE | 1 | omega electronics | OTW | NA | 3000104970 | NA | 0 | NA | 0 | NA | NW
13387 | Raipur | Abhanpur | CHC | Store Room | COLORIMETER | 1 | NA | NA | NA | 3000104971 | NA | 0 | NA | 0 | NA | NW
13388 | Raipur | Abhanpur | CHC | Store Room | AUTOCLAVE | 1 | NA | NA | NA | 3000104972 | NA | 0 | NA | 0 | NA | NW
13389 | Raipur | Abhanpur | CHC | Store Room | ELECTRIC STERILIZER | 1 | Atlas surgical | NA | NA | 3000104973 | NA | 0 | NA | 0 | NA | NW
13390 | Raipur | Abhanpur | CHC | Store Room | BOYLE'S APPARATUS | 1 | Meditrin | NA | NA | 3000104974 | NA | 0 | NA | 0 | NA | NW
13391 | Raipur | Abhanpur | CHC | Store Room | ELECTRIC STERILIZER | 1 | Atlas surgical | NA | 09F9599 | 3000104975 | NA | 0 | NA | 0 | NA | NI
13392 | Raipur | Abhanpur | CHC | Store Room | ADULT WEIGHING MACHINE | 1 | actibit | NA | NA | 3000104976 | NA | 0 | NA | 0 | NA | NW
13393 | Raipur | Abhanpur | CHC | Store Room | SHADOWLESS OT LIGHT | 1 | Indiamedico | IMIR805 | NA | 3000104977 | NA | 0 | NA | 0 | NA | NI
13394 | Raipur | Abhanpur | CHC | Store Room | SHADOWLESS OT LIGHT | 1 | Indiamedico | IMIR805 | NA | 3000104978 | NA | 0 | NA | 0 | NA | NI
13395 | Raipur | Abhanpur | CHC | Store Room | SHADOWLESS OT LIGHT | 1 | Indiamedico | IMIR805 | NA | 3000104979 | NA | 0 | NA | 0 | NA | NI
13396 | Raipur | Abhanpur | CHC | Store Room | Exercise Bicycle | 1 | Indiamedico | IMIR805 | NA | 3000104980 | NA | 0 | NA | 0 | NA | NI
13397 | Raipur | Abhanpur | CHC | Store Room | FUMIGATION MACHINE | 1 | faith instruments | NA | FAI-SF-1160 | 3000104981 | NA | 0 | NA | 0 | NA | NW
13398 | Raipur | Abhanpur | CHC | Store Room | SPHYGMOMANOMETER (MERCURIAL) | 1 | Omron | HEM7120 | 20150222333VGI | 3000104982 | NA | 0 | NA | 0 | NA | NW
13399 | Raipur | Abhanpur | CHC | Store Room | FOETAL DOPPLER | 1 | LCP | NA | NA | 3000104983 | NA | 0 | NA | 0 | NA | NW
13400 | Raipur | Abhanpur | CHC | Store Room | SURGICAL DIATHERMY MACHINE | 1 | NA | ESU300w | NA | 3000104984 | NA | 0 | NA | 0 | NA | NW
13401 | Raipur | Abhanpur | CHC | Store Room | AUTOCLAVE | 1 | NA | NA | NA | 3000104985 | NA | 0 | NA | 0 | NA | W
13402 | Raipur | Abhanpur | CHC | Store Room | BABY WEIGHING SCALE | 1 | Essae | BS250 | 29014131756 | 3000104989 | 2014-01-03 | 0 | NA | 0 | NA | W
13403 | Raipur | Abhanpur | CHC | X-RAY DEPT | X-RAY MACHINE | 1 | simens | multiphase10 plus | 0 3261F3 | 3000104986 | NA | 0 | NA | 0 | NA | W
13404 | Raipur | Abhanpur | CHC | Dressing Room | NEEDLE DESTROYER | 1 | saratech | S1R | NA | 3000104993 | NA | 0 | NA | 0 | NA | NW
13405 | Raipur | Abhanpur | CHC | Dressing Room | NEEDLE DESTROYER | 1 | saratech | S1R | NA | 3000104994 | NA | 0 | NA | 0 | NA | NW
13406 | Raipur | Abhanpur | CHC | Dressing Room | NEEDLE DESTROYER | 1 | saratech | S1R | NA | 3000104995 | NA | 0 | NA | 0 | NA | NW
13407 | Raipur | Abhanpur | CHC | Dressing Room | NEEDLE DESTROYER | 1 | saratech | S1R | NA | 3000104996 | NA | 0 | NA | 0 | NA | NW
13408 | Raipur | Abhanpur | CHC | Dressing Room | NEEDLE DESTROYER | 1 | microsil | ND-360 | 10744 | 3000104997 | NA | 0 | NA | 0 | NA | NW
13409 | Raipur | Abhanpur | CHC | Dressing Room | BABY WEIGHING SCALE | 1 | misaki | NA | NA | 3000104998 | NA | 0 | NA | 0 | NA | NW
13410 | Raipur | Abhanpur | CHC | Dressing Room | INCUBATOR | 1 | NA | NA | NA | 3000104999 | NA | 0 | NA | 0 | NA | NW
13411 | Raipur | Abhanpur | CHC | Dressing Room | ELECTRIC STERILIZER | 1 | NA | NA | NA | 3000105000 | NA | 0 | NA | 0 | NA | NW
13412 | Raipur | Abhanpur | CHC | Dressing Room | NEEDLE DESTROYER | 1 | saratech | S1R | NA | 3000258001 | NA | 0 | NA | 0 | NA | NW
13413 | Raipur | Abhanpur | CHC | Dressing Room | ELECTRIC STERILIZER | 1 | Atlas surgical | S1R | 0 9F9614 | 3000258002 | NA | 0 | NA | 0 | NA | NW
13414 | Raipur | Abhanpur | CHC | Store Room | SPHYGMOMANOMETER (MERCURIAL) | 1 | Diamond | Deluxe | 0 3917 | 3000258003 | NA | 0 | NA | 0 | NA | NI
13415 | Raipur | Abhanpur | CHC | Store Room | SPHYGMOMANOMETER (MERCURIAL) | 1 | smart care | SCH10B | NA | 3000258004 | NA | 0 | NA | 0 | NA | NW
13416 | Raipur | Abhanpur | CHC | Store Room | SPHYGMOMANOMETER (MERCURIAL) | 1 | smart care | SCH10B | NA | 3000258005 | NA | 0 | NA | 0 | NA | NW
13417 | Raipur | Abhanpur | CHC | Store Room | SPHYGMOMANOMETER (MERCURIAL) | 1 | medicare | SCH10B | 13A0108 | 3000258006 | NA | 0 | NA | 0 | NA | NW
13418 | Raipur | Abhanpur | CHC | Store Room | SPHYGMOMANOMETER (MERCURIAL) | 1 | medicare | extracare CP | NA | 3000258007 | NA | 0 | NA | 0 | NA | NW
13419 | Raipur | Abhanpur | CHC | Store Room | SPHYGMOMANOMETER (MERCURIAL) | 1 | deluxe | regular | 11561 | 3000258008 | NA | 0 | NA | 0 | NA | NW
13420 | Raipur | Leprosy Home and Hospital, Pandri | Other | OPD | SPHYGMOMANOMETER (MERCURIAL) | 1 | Smartcare | SCH-10B | NA | 3000076645 | NA | 0 | NA | 0 | NA | W
13421 | Raipur | Parsada | PHC | No Building | No Instrument | 0 | NA | NA | NA | NA | NA | 0 | NA | 0 | NA | NW
13422 | Raipur | Mandir Hasoud | PHC | Doctor's Room | SPHYGMOMANOMETER (MERCURIAL) | 1 | NA | NA | NA | 3000076688 | NA | 0 | NA | 0 | NA | W
13423 | Raipur | Mandir Hasoud | PHC | WARD | NEEDLE DESTROYER | 1 | Gramocet-O | NA | NA | 3000076689 | NA | 0 | NA | 0 | NA | W
13424 | Raipur | Mandir Hasoud | PHC | WARD | ELECTRIC STERILIZER | 1 | Atlas | NA | NA | 3000076690 | NA | 0 | NA | 0 | NA | W
13425 | Raipur | Mandir Hasoud | PHC | DELIVERY ROOM | REFRIGERATOR | 1 | LG | GL-195 RL4 | 206NRV1179326 | 3000076691 | NA | 0 | NA | 0 | NA | W
13426 | Raipur | Mandir Hasoud | PHC | DELIVERY ROOM | BABY WEIGHING SCALE | 1 | Essae | BS-250 | NA | 3000076692 | NA | 0 | NA | 0 | NA | W
13427 | Raipur | Mandir Hasoud | PHC | DELIVERY ROOM | FOETAL DOPPLER | 1 | Hemo diazcite Sec. | NA | NA | 3000076693 | NA | 0 | NA | 0 | NA | W
13428 | Raipur | Mandir Hasoud | PHC | DELIVERY ROOM | NEEDLE DESTROYER | 1 | saratech | 100VA/60VA | NA | 3000076694 | NA | 0 | NA | 0 | NA | W
13429 | Raipur | Mandir Hasoud | PHC | Vaccination Room | BABY WEIGHING SCALE | 1 | Docbel | Braun | NA | 3000076695 | NA | 0 | NA | 0 | NA | W
13430 | Raipur | Mandir Hasoud | PHC | Vaccination Room | ADULT WEIGHING MACHINE | 1 | Docbel | KRUPS | NA | 3000076696 | NA | 0 | NA | 0 | NA | W
13431 | Raipur | Mandir Hasoud | PHC | Pathology Lab. | MICROSCOPE (BINOCULAR) | 1 | Olympus | NA | 518523 | 3000076697 | 2013-09-01 | 0 | NA | 0 | NA | W
13432 | Raipur | Mandir Hasoud | PHC | Pathology Lab. | SPHYGMOMANOMETER (MERCURIAL) | 1 | NAMAt SHREE | NA | 53281 | 3000076698 | NA | 0 | NA | 0 | NA | NW
13433 | Raipur | Mandir Hasoud | PHC | Store Room | NEBULIZER | 1 | American Bantex | ACPHANEB | NA | 3000076699 | NA | 0 | NA | 0 | NA | W
13434 | Raipur | Mandir Hasoud | PHC | Store Room | SPHYGMOMANOMETER (MERCURIAL) | 1 | Bhasin son | NA | 518609-04 | 3000076700 | NA | 0 | NA | 0 | NA | NW
13435 | Raipur | District Hospital | DH | Major OT | Diffibrillator | 1 | Schiller | Defigard 400 | JI3B142 | 3000100001 |  | 0 | 0 | 0 | NA | W
13436 | Raipur | District Hospital | DH | Major OT | Lygngyscope | 1 | NA | MAC 3 | NA | 3000100002 |  | 0 | 0 | 0 | NA | W
13437 | Raipur | District Hospital | DH | Major OT | Electric Needle Cutter | 1 | Microsil | ND 350 | 1569 | 3000100003 |  | 0 | 0 | 0 | NA | W
13438 | Raipur | District Hospital | DH | Major OT | Pulse Oximeteer | 1 | Datex Ohmeda | 3800 Tritrak | FBXGO-1140 | 3000100004 |  | 0 | 0 | 0 | NA | W
13439 | Raipur | District Hospital | DH | Major OT | Lygngyscope | 1 | NA | Mach | NA | 3000100005 |  | 0 | 0 | 0 | NA | W
13440 | Raipur | District Hospital | DH | Major OT | NEBULIZER | 1 | Omron | Compare | 742281 | 3000100006 |  | 0 | 0 | 0 | NA | W
13441 | Raipur | District Hospital | DH | Store OT | Fumigator | 1 | Local | NA | NA | 3000100007 |  | 0 | 0 | 0 | NA | NW
13442 | Raipur | District Hospital | DH | OT Operative Ward | SUCTION APPARATUS | 1 | Anand's | HI-VAC | NA | 3000100008 |  | 0 | 0 | 0 | NA | NW
13443 | Raipur | District Hospital | DH | OT Operative Ward | SUCTION APPARATUS | 1 | Indian Drugs & Parama | Nanand's | NA | 3000100009 |  | 0 | 0 | 0 | NA | NW
13444 | Raipur | District Hospital | DH | SNCU | GLUCOMETER | 1 | Bayer | Contour-TS | 7744584 | 3000100010 |  | 0 | 0 | 0 | NA | W
13445 | Raipur | District Hospital | DH | NRC | BABY WEIGHING SCALE | 1 | Laica | MDG141 | PPO-0061001 | 3000100011 |  | 0 | 0 | 0 | NA | NW
13446 | Raipur | District Hospital | DH | Emergency (Minor OT) | ELECTRIC STERILIZER | 1 | Local | CNL-837-3584 | NA | 3000100012 |  | 0 | 0 | 0 | NA | W
13447 | Raipur | District Hospital | DH | Emergency (Minor OT) | SUCTION APPARATUS | 1 | Siva | NA | NA | 3000100013 |  | 0 | 0 | 0 | NA | W
13448 | Raipur | District Hospital | DH | Emergency (Casuality) | SPHYGMOMANOMETER (MERCURIAL) | 1 | GodwiN | 0206045 | NA | 3000100015 |  | 0 | 0 | 0 | NA | W
13449 | Raipur | District Hospital | DH | Emergency (Minor OT) | SpSHADOWLESS OT LIGHT | 1 | Local | NA | NA | 3000100014 |  | 0 | 0 | 0 | NA | W
13450 | Raipur | MLA Rest House | CIVIL DISPENSERY |  | SPHYGMOMANOMETER (MERCURIAL) | 1 | Supreme Surgico | Top | NA | 3000103201 | 2011-07-01 | 0 | NA | 0 | NA | W
13451 | Raipur | MLA Rest House | CIVIL DISPENSERY |  | ADULT WEIGHING MACHINE | 1 | Dr. Diaz | NA | NA | 3000103202 | 2012-07-12 | 0 | NA | 0 | NA | NW
13452 | Raipur | MLA Rest House | CIVIL DISPENSERY |  | SPHYGMOMANOMETER (MERCURIAL) | 1 | Supreme Surgico | Top | NA | 3000103203 | 2015-07-01 | 0 | NA | 0 | NA | NW
13453 | Raipur | MLA Rest House | CIVIL DISPENSERY |  | NEBULIZER | 1 |  | NA | NA | 3000103206 | NA | 0 | NA | 0 | NA | W
13454 | Raipur | MLA Rest House | CIVIL DISPENSERY |  | AUTOCLAVE | 1 |  | NA | NA | 3000103204 | 2014-01-22 | 0 | NA | 0 | NA | W
13455 | Rajnandgaon | Sankarpur | UPHC | Nursing Duty Room | ADULT WEIGHING MACHINE | 1 | Suvarna | NA | NA | 3000077409 | NA | 0 | NA | 0 | NA | W
13456 | Rajnandgaon | Sankarpur | UPHC | Nursing Duty Room | BABY WEIGHING SCALE | 1 | Crown | NA | NA | 3000077410 | NA | 0 | NA | 0 | NA | W
13457 | Rajnandgaon | Sankarpur | UPHC | Nursing Duty Room | SPHYGMOMANOMETER (MERCURIAL) | 1 | Diamond | NA | NA | 3000077411 | NA | 0 | NA | 0 | NA | W
13458 | Rajnandgaon | Sankarpur | UPHC | DELIVERY ROOM | SHADOWLESS OT LIGHT | 1 | NA | NA | NA | 3000077412 | NA | 0 | NA | 0 | NA | W
13459 | Rajnandgaon | Sankarpur | UPHC | DELIVERY ROOM | ELECTRIC STERILIZER | 1 | NA | NA | NA | 3000077413 | NA | 0 | NA | 0 | NA | NW
13460 | Rajnandgaon | Sankarpur | UPHC | DELIVERY ROOM | INFANT RADIANT WARMER | 1 | Mediserve | NA | NA | 3000077414 | NA | 0 | NA | 0 | NA | W
13461 | Rajnandgaon | Sankarpur | UPHC | DELIVERY ROOM | SUCTION APPARATUS | 1 | NA | NA | NA | 3000077415 | NA | 0 | NA | 0 | NA | W
13462 | Rajnandgaon | Sankarpur | UPHC | DELIVERY ROOM | AUTOCLAVE | 1 | NA | NA | NA | 3000077416 | NA | 0 | NA | 0 | NA | NW
13463 | Rajnandgaon | Sankarpur | UPHC | DELIVERY ROOM | ELECTRIC STERILIZER | 1 | NA | NA | NA | 3000077417 | NA | 0 | NA | 0 | NA | W
13464 | Rajnandgaon | Sankarpur | UPHC | Pathology Lab. | MICROSCOPE (BINOCULAR) | 1 | Labomed | Vision2000 | NA | 3000077418 | NA | 0 | NA | 0 | NA | W
13465 | Rajnandgaon | Sankarpur | UPHC | Store Room | NEBULIZER | 1 | Nulife | Pistion Type | NA | 3000077419 | NA | 0 | NA | 0 | NA | W
13466 | Rajnandgaon | Sankarpur | UPHC | Store Room | GLUCOMETER | 1 | Dn.Diaz | TD4223 | 4223614140019920 | 3000077420 | NA | 0 | NA | 0 | NA | W
13467 | Rajnandgaon | Sankarpur | UPHC | Store Room | NEEDLE DESTROYER | 1 | Sara Tech | SIR (100VA) | NA | 3000077421 | NA | 0 | NA | 0 | NA | W
13468 | Rajnandgaon | Somni | PHC | Doctor's Room | SPHYGMOMANOMETER (MERCURIAL) | 1 | Dimond | NA | NA | 3000077398 | NA | 0 | NA | 0 | NA | W
13469 | Rajnandgaon | Somni | PHC | Doctor's Room | SPHYGMOMANOMETER (MERCURIAL) | 1 | Diamond | NA | NA | 3000077399 | NA | 0 | NA | 0 | NA | W
13470 | Rajnandgaon | Somni | PHC | Doctor's Room | ADULT WEIGHING MACHINE | 1 | Krups | NA | NA | 3000077400 | NA | 0 | NA | 0 | NA | W
13471 | Rajnandgaon | Somni | PHC | DELIVERY ROOM | SPHYGMOMANOMETER (MERCURIAL) | 1 | Life Line | NA | NA | 3000077401 | NA | 0 | NA | 0 | NA | W
13472 | Rajnandgaon | Somni | PHC | DELIVERY ROOM | ELECTRIC STERILIZER | 1 | NA | NA | NA | 3000077402 | NA | 0 | NA | 0 | NA | W
13473 | Rajnandgaon | Somni | PHC | DELIVERY ROOM | INFANT RADIANT WARMER | 1 | Bird Meditech | NA | NA | 3000077403 | NA | 0 | NA | 0 | NA | W
13474 | Rajnandgaon | Somni | PHC | DELIVERY ROOM | NEEDLE DESTROYER | 1 | Microsil India | ND100 | 2456/0506 | 3000077404 | NA | 0 | NA | 0 | NA | W
13475 | Rajnandgaon | Somni | PHC | DELIVERY ROOM | BABY WEIGHING SCALE | 1 | Docbel Braun | NA | NA | 3000077405 | NA | 0 | NA | 0 | NA | W
13476 | Rajnandgaon | Somni | PHC | Injection Room | NEEDLE DESTROYER | 1 | Sara Tech | SIR 100 VA | NA | 3000077406 | NA | 0 | NA | 0 | NA | W
13477 | Rajnandgaon | Somni | PHC | Pathology Lab. | MICROSCOPE (BINOCULAR) | 1 | Blfsco | NA | 2001210 | 3000077407 | NA | 0 | NA | 0 | NA | W
13478 | Rajnandgaon | Somni | PHC | Pathology Lab. | CENTRIFUGE MACHINE | 1 | NA | NA | NA | 3000077408 | NA | 0 | NA | 0 | NA | W
13479 | Rajnandgaon | Umarvahi | PHC | Doctor's Room | SPHYGMOMANOMETER (MERCURIAL) | 1 | NA | X007 | NA | 3000077368 | NA | 0 | NA | 0 | NA | W
13480 | Rajnandgaon | Umarvahi | PHC | Injection Room | ADULT WEIGHING MACHINE | 1 | Nova | BS-112 | NA | 3000077369 | NA | 0 | NA | 0 | NA | W
13481 | Rajnandgaon | Umarvahi | PHC | Injection Room | ADULT WEIGHING MACHINE | 1 | Dragon | NA | NA | 3000077370 | NA | 0 | NA | 0 | NA | W
13482 | Rajnandgaon | Umarvahi | PHC | Injection Room | NEEDLE DESTROYER | 1 | Microsil India | ND110 | NA | 3000077371 | NA | 0 | NA | 0 | NA | W
13483 | Rajnandgaon | Umarvahi | PHC | Pathology Lab. | CENTRIFUGE MACHINE | 1 | NA | NA | NA | 3000077372 | NA | 0 | NA | 0 | NA | W
13484 | Rajnandgaon | Umarvahi | PHC | Pathology Lab. | MICROSCOPE (BINOCULAR) | 1 | Olympus Magnus | NA | 518775 | 3000077373 | NA | 0 | NA | 0 | NA | W
13485 | Rajnandgaon | Umarvahi | PHC | DELIVERY ROOM | BABY WEIGHING SCALE | 1 | Docbel Braun | NA | NA | 3000077374 | NA | 0 | NA | 0 | NA | W
13486 | Rajnandgaon | Umarvahi | PHC | DELIVERY ROOM | SPHYGMOMANOMETER (MERCURIAL) | 1 | Anmatt | NA | NA | 3000077375 | NA | 0 | NA | 0 | NA | W
13487 | Rajnandgaon | Umarvahi | PHC | DELIVERY ROOM | Warmer Machine | 1 | Bird Infotech | NA | NA | 3000077376 | NA | 0 | NA | 0 | NA | W
13488 | Rajnandgaon | Umarvahi | PHC | DELIVERY ROOM | SUCTION APPARATUS | 1 | NA | NA | NA | 3000077377 | NA | 0 | NA | 0 | NA | W
13489 | Rajnandgaon | Dumardihkala | PHC | DELIVERY ROOM | BABY WEIGHING SCALE | 1 | Misaki | NA | NA | 3000077387 | NA | 0 | NA | 0 | NA | W
13490 | Rajnandgaon | Dumardihkala | PHC | DELIVERY ROOM | INFANT RADIANT WARMER | 1 | Bird Infotech | 0470 | BM/RW/40/0410 | 3000077388 | NA | 0 | NA | 0 | NA | W
13491 | Rajnandgaon | Dumardihkala | PHC | DELIVERY ROOM | ELECTRIC STERILIZER | 1 | NA | NA | NA | 3000077389 | NA | 0 | NA | 0 | NA | W
13492 | Rajnandgaon | Dumardihkala | PHC | Pathology Lab. | MICROSCOPE (BINOCULAR) | 1 | Babomed | Vision 2000 | 141276165 | 3000077390 | NA | 0 | NA | 0 | NA | W
13493 | Rajnandgaon | Dumardihkala | PHC | Injection Room | NEEDLE DESTROYER | 1 | Saratech | SIR (100 VA) Min. | 9016 | 3000077391 | NA | 0 | NA | 0 | NA | W
13494 | Rajnandgaon | Dumardihkala | PHC | Injection Room | NEEDLE DESTROYER | 1 | Microsil INdia | ND360 | 10720/03 | 3000077392 | NA | 0 | NA | 0 | NA | NW
13495 | Rajnandgaon | Dumardihkala | PHC | Doctor's Room | SPHYGMOMANOMETER (MERCURIAL) | 1 | Dr.morepen | NA | NA | 3000077393 | NA | 0 | NA | 0 | NA | W
13496 | Rajnandgaon | Dumardihkala | PHC | Doctor's Room | ADULT WEIGHING MACHINE | 1 | Dr.morepen | MS02 | NA | 3000077394 | NA | 0 | NA | 0 | NA | NW
13497 | Rajnandgaon | Dumardihkala | PHC | Doctor's Room | SPHYGMOMANOMETER (MERCURIAL) | 1 | Metro | NA | NA | 3000077395 | NA | 0 | NA | 0 | NA | NW
13498 | Rajnandgaon | Dumardihkala | PHC | Doctor's Room | NEBULIZER | 1 | New Speed NEB | New Speed Ned | 063004786 | 3000077396 | NA | 0 | NA | 0 | NA | NW
13499 | Rajnandgaon | Dumardihkala | PHC | Doctor's Room | NEEDLE DESTROYER | 1 | Saratech | SIR (100 VA) Min. | 9015 | 3000077397 | NA | 0 | NA | 0 | NA | NW
13500 | Rajnandgaon | Dongargaon | CHC | Vaccination Room | Ice Lined REFRIGERATOR | 1 | Vestfrost | MK144 | 65115041 | 3000077161 | NA | 0 | NA | 0 | NA | W
13501 | Rajnandgaon | Dongargaon | CHC | Vaccination Room | Ice Lined REFRIGERATOR | 1 | Vestfrost | MK144 | 65114942 | 3000077162 | NA | 0 | NA | 0 | NA | W
13502 | Rajnandgaon | Dongargaon | CHC | Vaccination Room | Ice Lined REFRIGERATOR | 1 | Vestfrost | MK144 | 20032300278 | 3000077163 | NA | 0 | NA | 0 | NA | W
13503 | Rajnandgaon | Dongargaon | CHC | Vaccination Room | REFRIGERATOR | 1 | Haier | HBD286 | BE04F4E2600B2A8V0081 | 3000077164 | NA | 0 | NA | 0 | NA | W
13504 | Rajnandgaon | Dongargaon | CHC | Vaccination Room | SHADOWLESS OT LIGHT | 1 | NA | NA | NA | 3000077165 | NA | 0 | NA | 0 | NA | W
13505 | Rajnandgaon | Dongargaon | CHC | X-RAY DEPT | X-RAY MACHINE | 1 | CollimexII | NA | 1425 | 3000077166 | NA | 0 | NA | 0 | NA | W
13506 | Rajnandgaon | Dongargaon | CHC | OT | Hydraulic OT TABLE | 1 | NA | NA | NA | 3000077167 | NA | 0 | NA | 0 | NA | W
13507 | Rajnandgaon | Dongargaon | CHC | OT | Hydraulic OT TABLE | 1 | NA | NA | NA | 3000077168 | NA | 0 | NA | 0 | NA | W
13508 | Rajnandgaon | Dongargaon | CHC | OT | SHADOWLESS OT LIGHT | 1 | NA | NA | NA | 3000077169 | NA | 0 | NA | 0 | NA | W
13509 | Rajnandgaon | Dongargaon | CHC | OT | SHADOWLESS OT LIGHT | 1 | NA | NA | NA | 3000077170 | NA | 0 | NA | 0 | NA | W
13510 | Rajnandgaon | Dongargaon | CHC | OT | Air ELECTRIC STERILIZER Machine | 1 | NA | NA | NA | 3000077171 | NA | 0 | NA | 0 | NA | W
13511 | Rajnandgaon | Dongargaon | CHC | OT | AUTOCLAVE | 1 | NA | NA | NA | 3000077172 | NA | 0 | NA | 0 | NA | W
13512 | Rajnandgaon | Dongargaon | CHC | OT | AUTOCLAVE | 1 | NA | NA | NA | 3000077173 | NA | 0 | NA | 0 | NA | W
13513 | Rajnandgaon | Dongargaon | CHC | OT | ELECTRIC STERILIZER | 1 | NA | NA | NA | 3000077174 | NA | 0 | NA | 0 | NA | W
13514 | Rajnandgaon | Dongargaon | CHC | DELIVERY ROOM | Hydraulic OT TABLE | 1 | NA | NA | NA | 3000077175 | NA | 0 | NA | 0 | NA | W
13515 | Rajnandgaon | Dongargaon | CHC | DELIVERY ROOM | Warmer Machine | 1 | NA | NA | BM/FW35/1910 | 3000077176 | NA | 0 | NA | 0 | NA | W
13516 | Rajnandgaon | Dongargaon | CHC | DELIVERY ROOM | SUCTION APPARATUS | 1 | NA | NA | NA | 3000077177 | NA | 0 | NA | 0 | NA | W
13517 | Rajnandgaon | Dongargaon | CHC | DELIVERY ROOM | FOETAL DOPPLER | 1 | NA | NA | NA | 3000077178 | NA | 0 | NA | 0 | NA | NW
13518 | Rajnandgaon | Dongargaon | CHC | DELIVERY ROOM | BABY WEIGHING SCALE | 1 | Crown | NA | NA | 3000077179 | NA | 0 | NA | 0 | NA | W
13519 | Rajnandgaon | Dongargaon | CHC | DELIVERY ROOM | SHADOWLESS OT LIGHT | 1 | NA | NA | NA | 3000077180 | NA | 0 | NA | 0 | NA | W
13520 | Rajnandgaon | Dongargaon | CHC | Pathology Lab. | MICROSCOPE (BINOCULAR) | 1 | Labo-Med | NA | NA | 3000077181 | NA | 0 | NA | 0 | NA | W
13521 | Rajnandgaon | Dongargaon | CHC | Pathology Lab. | CENTRIFUGE MACHINE | 1 | NA | NA | NA | 3000077182 | NA | 0 | NA | 0 | NA | W
13522 | Rajnandgaon | Dongargaon | CHC | Pathology Lab. | CENTRIFUGE MACHINE | 1 | NA | NA | NA | 3000077183 | NA | 0 | NA | 0 | NA | W
13523 | Rajnandgaon | Dongargaon | CHC | Pathology Lab. | CENTRIFUGE MACHINE | 1 | NA | NA | NA | 3000077184 | NA | 0 | NA | 0 | NA | W
13524 | Rajnandgaon | Dongargaon | CHC | Pathology Lab. | CENTRIFUGE MACHINE | 1 | NA | NA | NA | 3000077185 | NA | 0 | NA | 0 | NA | NW
13525 | Rajnandgaon | Dongargaon | CHC | Pathology Lab. | CENTRIFUGE MACHINE | 1 | NA | NA | NA | 3000077186 | NA | 0 | NA | 0 | NA | NW
13526 | Rajnandgaon | Dongargaon | CHC | Pathology Lab. | MICROSCOPE (BINOCULAR) | 1 | NA | NA | NA | 3000077187 | NA | 0 | NA | 0 | NA | NW
13527 | Rajnandgaon | Dongargaon | CHC | Pathology Lab. | MICROSCOPE (BINOCULAR) | 1 | NA | NA | NA | 3000077188 | NA | 0 | NA | 0 | NA | NW
13528 | Rajnandgaon | Dongargaon | CHC | Pathology Lab. | MICROSCOPE (BINOCULAR) | 1 | NA | NA | NA | 3000077189 | NA | 0 | NA | 0 | NA | NW
13529 | Rajnandgaon | Dongargaon | CHC | Pathology Lab. | MICROSCOPE (BINOCULAR) | 1 | NA | NA | NA | 3000077190 | NA | 0 | NA | 0 | NA | NW
13530 | Rajnandgaon | Dongargaon | CHC | Pathology Lab. | INCUBATOR | 1 | NA | NA | NA | 3000077191 | NA | 0 | NA | 0 | NA | W
13531 | Rajnandgaon | Dongargaon | CHC | Pathology Lab. | INCUBATOR | 1 | NA | NA | NA | 3000077192 | NA | 0 | NA | 0 | NA | W
13532 | Rajnandgaon | Dongargaon | CHC | Pathology Lab. | INCUBATOR | 1 | NA | NA | NA | 3000077193 | NA | 0 | NA | 0 | NA | NW
13533 | Rajnandgaon | Dongargaon | CHC | Dressing Room | NEEDLE DESTROYER | 1 | NA | NA | NA | 3000077194 | NA | 0 | NA | 0 | NA | W
13534 | Rajnandgaon | Dongargaon | CHC | Dental Dept. | DENTAL CHAIR | 1 | Akash | VAGA | NA | 3000077195 | NA | 0 | NA | 0 | NA | W
13535 | Rajnandgaon | Dongargaon | CHC | Dental Dept. | AUTOCLAVE | 1 | NA | NA | NA | 3000077196 | NA | 0 | NA | 0 | NA | W
13536 | Rajnandgaon | Dongargaon | CHC | Dental Dept. | NEEDLE DESTROYER | 1 | NA | NA | NA | 3000077197 | NA | 0 | NA | 0 | NA | W
13537 | Rajnandgaon | Dongargaon | CHC | Dressing Room | ELECTRIC STERILIZER | 1 | NA | NA | NA | 3000077198 | NA | 0 | NA | 0 | NA | NW
13538 | Rajnandgaon | Chhuria | CHC | OT | SHADOWLESS OT LIGHT | 1 | NA | NA | NA | 3000077276 | NA | 0 | NA | 0 | NA | W
13539 | Rajnandgaon | Chhuria | CHC | OT | Hydraulic Bed | 1 | NA | NA | NA | 3000077277 | NA | 0 | NA | 0 | NA | W
13540 | Rajnandgaon | Chhuria | CHC | OT | Air ELECTRIC STERILIZER Machine | 1 | NA | NA | NA | 3000077278 | NA | 0 | NA | 0 | NA | W
13541 | Rajnandgaon | Chhuria | CHC | OT | Air ELECTRIC STERILIZER Machine | 1 | NA | Tropo AIR Steriliser | NA | 3000077279 | NA | 0 | NA | 0 | NA | W
13542 | Rajnandgaon | Chhuria | CHC | DELIVERY ROOM | SHADOWLESS OT LIGHT | 1 | Multilux | NA | NA | 3000077280 | NA | 0 | NA | 0 | NA | W
13543 | Rajnandgaon | Chhuria | CHC | DELIVERY ROOM | ELECTRIC STERILIZER | 1 | NA | NA | NA | 3000077281 | NA | 0 | NA | 0 | NA | NW
13544 | Rajnandgaon | Chhuria | CHC | DELIVERY ROOM | BABY WEIGHING SCALE | 1 | Essate | BS 250 | NA | 3000077282 | NA | 0 | NA | 0 | NA | W
13545 | Rajnandgaon | Chhuria | CHC | DELIVERY ROOM | BABY WEIGHING SCALE | 1 | Crown | NA | NA | 3000077283 | NA | 0 | NA | 0 | NA | W
13546 | Rajnandgaon | Chhuria | CHC | DELIVERY ROOM | SPHYGMOMANOMETER (MERCURIAL) | 1 | Diamond | NA | NA | 3000077284 | NA | 0 | NA | 0 | NA | W
13547 | Rajnandgaon | Chhuria | CHC | DELIVERY ROOM | SPHYGMOMANOMETER (MERCURIAL) | 1 | NA | NA | NA | 3000077285 | NA | 0 | NA | 0 | NA | NW
13548 | Rajnandgaon | Chhuria | CHC | DELIVERY ROOM | Warmer Machine | 1 | Bird Info Tech | NA | NA | 3000077286 | NA | 0 | NA | 0 | NA | W
13549 | Rajnandgaon | Chhuria | CHC | DELIVERY ROOM | Warmer Machine | 1 | Bird Info Tech | NA | NA | 3000077287 | NA | 0 | NA | 0 | NA | W
13550 | Rajnandgaon | Chhuria | CHC | DELIVERY ROOM | FOETAL DOPPLER | 1 | NA | NA | NA | 3000077288 | NA | 0 | NA | 0 | NA | NW
13551 | Rajnandgaon | Chhuria | CHC | DELIVERY ROOM | AUTOCLAVE | 1 | Kitchn Kingh | NA | NA | 3000077289 | NA | 0 | NA | 0 | NA | W
13552 | Rajnandgaon | Chhuria | CHC | DELIVERY ROOM | AUTOCLAVE | 1 | SNI | NA | NA | 3000077290 | NA | 0 | NA | 0 | NA | W
13553 | Rajnandgaon | Chhuria | CHC | DELIVERY ROOM | OT | 1 | Bird Medi Tech | NA | NA | 3000077291 | NA | 0 | NA | 0 | NA | W
13554 | Rajnandgaon | Chhuria | CHC | OPD | SPHYGMOMANOMETER (MERCURIAL) | 1 | Diamond | NA | NA | 3000077292 | NA | 0 | NA | 0 | NA | W
13555 | Rajnandgaon | Chhuria | CHC | OPD | SPHYGMOMANOMETER (MERCURIAL) | 1 | NA | NA | NA | 3000077293 | NA | 0 | NA | 0 | NA | NW
13556 | Rajnandgaon | Chhuria | CHC | X-RAY DEPT | X-RAY MACHINE 60 mA | 1 | Siemens | 5305 | 12742524 | 3000077294 | NA | 0 | NA | 0 | NA | W
13557 | Rajnandgaon | Chhuria | CHC | Pathology Lab. | NEEDLE DESTROYER | 1 | NA | NA | NA | 3000077295 | NA | 0 | NA | 0 | NA | W
13558 | Rajnandgaon | Chhuria | CHC | Pathology Lab. | COLORIMETER | 1 | NA | NA | NA | 3000077296 | NA | 0 | NA | 0 | NA | W
13559 | Rajnandgaon | Chhuria | CHC | Pathology Lab. | CENTRIFUGE MACHINE | 1 | Remi | R-SC | NA | 3000077297 | NA | 0 | NA | 0 | NA | W
13560 | Rajnandgaon | Chhuria | CHC | Pathology Lab. | CENTRIFUGE MACHINE | 1 | NA | NA | NA | 3000077298 | NA | 0 | NA | 0 | NA | NW
13561 | Rajnandgaon | Chhuria | CHC | Pathology Lab. | MICROSCOPE (BINOCULAR) | 1 | NA | NA | NA | 3000077299 | NA | 0 | NA | 0 | NA | W
13562 | Rajnandgaon | Chhuria | CHC | Pathology Lab. | MICROSCOPE (BINOCULAR) | 1 | NA | NA | NA | 3000077300 | NA | 0 | NA | 0 | NA | W
13563 | Rajnandgaon | Chhuria | CHC | Pathology Lab. | MICROSCOPE (BINOCULAR) | 1 | NA | NA | NA | 3000077301 | NA | 0 | NA | 0 | NA | NW
13564 | Rajnandgaon | Chhuria | CHC | IPD | NEEDLE DESTROYER | 1 | NA | NA | NA | 3000077302 | NA | 0 | NA | 0 | NA | NW
13565 | Rajnandgaon | Chhuria | CHC | IPD | NEEDLE DESTROYER | 1 | NA | NA | NA | 3000077303 | NA | 0 | NA | 0 | NA | NW
13566 | Rajnandgaon | Chhuria | CHC | IPD | ELECTRIC STERILIZER | 1 | NA | NA | NA | 3000077304 | NA | 0 | NA | 0 | NA | NW
13567 | Rajnandgaon | Chhuria | CHC | IPD | SPHYGMOMANOMETER (MERCURIAL) | 1 | Diamond | NA | NA | 3000077305 | NA | 0 | NA | 0 | NA | NW
13568 | Rajnandgaon | Kumrada | PHC | Doctor's Room | SPHYGMOMANOMETER (MERCURIAL) | 1 | Mico | NA | NA | 3000077341 | NA | 0 | NA | 0 | NA | W
13569 | Rajnandgaon | Kumrada | PHC | Doctor's Room | ADULT WEIGHING MACHINE | 1 | Krups | NA | NA | 3000077342 | NA | 0 | NA | 0 | NA | W
13570 | Rajnandgaon | Kumrada | PHC | Doctor's Room | NEEDLE DESTROYER | 1 | Saratech | NA | NA | 3000077343 | NA | 0 | NA | 0 | NA | W
13571 | Rajnandgaon | Kumrada | PHC | Injection Room | ELECTRIC STERILIZER | 1 | NA | NA | NA | 3000077344 | NA | 0 | NA | 0 | NA | NW
13572 | Rajnandgaon | Kumrada | PHC | Injection Room | ELECTRIC STERILIZER | 1 | NA | NA | NA | 3000077345 | NA | 0 | NA | 0 | NA | NW
13573 | Rajnandgaon | Kumrada | PHC | Injection Room | NEEDLE DESTROYER | 1 | Microsti India | NA | NA | 3000077346 | NA | 0 | NA | 0 | NA | NW
13574 | Rajnandgaon | Kumrada | PHC | Injection Room | NEEDLE DESTROYER | 1 | Microsti India | NA | NA | 3000077347 | NA | 0 | NA | 0 | NA | W
13575 | Rajnandgaon | Kumrada | PHC | Injection Room | AUTOCLAVE | 1 | NA | NA | NA | 3000077348 | NA | 0 | NA | 0 | NA | W
13576 | Rajnandgaon | Kumrada | PHC | Pathology Lab. | MICROSCOPE (BINOCULAR) | 1 | Olympus Magnus | NA | NA | 3000077349 | NA | 0 | NA | 0 | NA | W
13577 | Rajnandgaon | Kumrada | PHC | DELIVERY ROOM | BABY WEIGHING SCALE | 1 | Misaki | NA | NA | 3000077350 | NA | 0 | NA | 0 | NA | W
13578 | Rajnandgaon | Kumrada | PHC | DELIVERY ROOM | SUCTION APPARATUS | 1 | NA | NA | NA | 3000077351 | NA | 0 | NA | 0 | NA | W
13579 | Rajnandgaon | Kumrada | PHC | DELIVERY ROOM | ELECTRIC STERILIZER | 1 | NA | NA | NA | 3000077352 | NA | 0 | NA | 0 | NA | W
13580 | Rajnandgaon | Kumrada | PHC | DELIVERY ROOM | ELECTRIC STERILIZER | 1 | NA | NA | NA | 3000077353 | NA | 0 | NA | 0 | NA | W
13581 | Rajnandgaon | Kumrada | PHC | DELIVERY ROOM | BABY WEIGHING SCALE | 1 | Essae | NA | NA | 3000077354 | NA | 0 | NA | 0 | NA | W
13582 | Rajnandgaon | Kumrada | PHC | DELIVERY ROOM | SPHYGMOMANOMETER (MERCURIAL) | 1 | NA | NA | NA | 3000077355 | NA | 0 | NA | 0 | NA | W
13583 | Rajnandgaon | Khobha | PHC | OPD | SPHYGMOMANOMETER (MERCURIAL) | 1 | Eliet | NA | NA | 3000077328 | NA | 0 | NA | 0 | NA | W
13584 | Rajnandgaon | Khobha | PHC | OPD | SPHYGMOMANOMETER (MERCURIAL) | 1 | Life Line | NA | NA | 3000077329 | NA | 0 | NA | 0 | NA | W
13585 | Rajnandgaon | Khobha | PHC | Injection Room | ELECTRIC STERILIZER | 1 | NA | NA | NA | 3000077330 | NA | 0 | NA | 0 | NA | W
13586 | Rajnandgaon | Khobha | PHC | Injection Room | NEEDLE DESTROYER | 1 | Microil India | NA | NA | 3000077331 | NA | 0 | NA | 0 | NA | W
13587 | Rajnandgaon | Khobha | PHC | Injection Room | ADULT WEIGHING MACHINE | 1 | Krups | NA | NA | 3000077332 | NA | 0 | NA | 0 | NA | W
13588 | Rajnandgaon | Khobha | PHC | DELIVERY ROOM | SPHYGMOMANOMETER (MERCURIAL) | 1 | Life Line | NA | NA | 3000077333 | NA | 0 | NA | 0 | NA | NW
13589 | Rajnandgaon | Khobha | PHC | DELIVERY ROOM | SHADOWLESS OT LIGHT | 1 | Spary | NA | NA | 3000077334 | NA | 0 | NA | 0 | NA | NW
13590 | Rajnandgaon | Khobha | PHC | DELIVERY ROOM | SUCTION APPARATUS | 1 | Deluxe | NA | NA | 3000077335 | NA | 0 | NA | 0 | NA | W
13591 | Rajnandgaon | Khobha | PHC | DELIVERY ROOM | BABY WEIGHING SCALE | 1 | Docbel Barun | NA | NA | 3000077336 | NA | 0 | NA | 0 | NA | W
13592 | Rajnandgaon | Khobha | PHC | DELIVERY ROOM | ELECTRIC STERILIZER | 1 | NA | NA | NA | 3000077337 | NA | 0 | NA | 0 | NA | W
13593 | Rajnandgaon | Khobha | PHC | Pathology Lab. | MICROSCOPE (BINOCULAR) | 1 | NA | NA | NA | 3000077338 | NA | 0 | NA | 0 | NA | NW
13594 | Rajnandgaon | Khobha | PHC | Pathology Lab. | CENTRIFUGE MACHINE | 1 | NA | NA | NA | 3000077339 | NA | 0 | NA | 0 | NA | W
13595 | Rajnandgaon | Khobha | PHC | Pathology Lab. | FOETAL DOPPLER | 1 | Euto Dopp | NA | NA | 3000077340 | NA | 0 | NA | 0 | NA | W
13596 | Rajnandgaon | Buchhatola | PHC | OPD | SPHYGMOMANOMETER (MERCURIAL) | 1 | Micro Life | NA | NA | 3000077313 | NA | 0 | NA | 0 | NA | W
13597 | Rajnandgaon | Buchhatola | PHC | OPD | NEEDLE DESTROYER | 1 | Microsil India | NA | NA | 3000077314 | NA | 0 | NA | 0 | NA | W
13598 | Rajnandgaon | Tumdibod | PHC | OPD | SPHYGMOMANOMETER (MERCURIAL) | 1 | Diamond | NA | NA | 3000077315 | NA | 0 | NA | 0 | NA | W
13599 | Rajnandgaon | Tumdibod | PHC | OPD | NEEDLE DESTROYER | 1 | Micosil India | NA | NA | 3000077316 | NA | 0 | NA | 0 | NA | W
13600 | Rajnandgaon | Tumdibod | PHC | OPD | ADULT WEIGHING MACHINE | 1 | Crown | NA | NA | 3000077317 | NA | 0 | NA | 0 | NA | W
13601 | Rajnandgaon | Tumdibod | PHC | DELIVERY ROOM | BABY WEIGHING SCALE | 1 | Crown | NA | NA | 3000077318 | NA | 0 | NA | 0 | NA | W
13602 | Rajnandgaon | Tumdibod | PHC | DELIVERY ROOM | FOETAL DOPPLER | 1 | NA | NA | NA | 3000077319 | NA | 0 | NA | 0 | NA | W
13603 | Rajnandgaon | Tumdibod | PHC | DELIVERY ROOM | ELECTRIC STERILIZER | 1 | NA | NA | NA | 3000077320 | NA | 0 | NA | 0 | NA | W
13604 | Rajnandgaon | Tumdibod | PHC | DELIVERY ROOM | SUCTION APPARATUS | 1 | Shiva | NA | NA | 3000077321 | NA | 0 | NA | 0 | NA | NW
13605 | Rajnandgaon | Tumdibod | PHC | DELIVERY ROOM | INFANT RADIANT WARMER | 1 | Bird Meditech | NA | NA | 3000077322 | NA | 0 | NA | 0 | NA | W
13606 | Rajnandgaon | Tumdibod | PHC | IPD | FOETAL DOPPLER | 1 | Comin | FD-200D | FD2D/50403964 | 3000077323 | NA | 0 | NA | 0 | NA | W
13607 | Rajnandgaon | Tumdibod | PHC | Pathology Lab. | MICROSCOPE (BINOCULAR) | 1 | Magnus | NA | NA | 3000077324 | NA | 0 | NA | 0 | NA | W
13608 | Rajnandgaon | Tumdibod | PHC | Pathology Lab. | ADULT WEIGHING MACHINE | 1 | Suvarama | NA | NA | 3000077325 | NA | 0 | NA | 0 | NA | W
13609 | Rajnandgaon | Tumdibod | PHC | Pathology Lab. | AUTOCLAVE | 1 | NA | NA | NA | 3000077326 | NA | 0 | NA | 0 | NA | W
13610 | Rajnandgaon | Tumdibod | PHC | Pathology Lab. | NEEDLE DESTROYER | 1 | Microsil India | NA | NA | 3000077327 | NA | 0 | NA | 0 | NA | W
13611 | Rajnandgaon | Gendatola | PHC | DELIVERY ROOM | SPHYGMOMANOMETER (MERCURIAL) | 1 | Omron | HEM-7120 | 20140806042VGI | 3000077306 | NA | 0 | NA | 0 | NA | W
13612 | Rajnandgaon | Gendatola | PHC | DELIVERY ROOM | INFANT RADIANT WARMER | 1 | Bird Meditech | NA | NA | 3000077307 | NA | 0 | NA | 0 | NA | NW
13613 | Rajnandgaon | Gendatola | PHC | DELIVERY ROOM | BABY PHOTOTHERAPY UNIT | 1 | Bird Meditech | NA | NA | 3000077308 | NA | 0 | NA | 0 | NA | NW
13614 | Rajnandgaon | Gendatola | PHC | DELIVERY ROOM | BABY WEIGHING SCALE | 1 | Docbel Braun | NA | NA | 3000077309 | NA | 0 | NA | 0 | NA | W
13615 | Rajnandgaon | Gendatola | PHC | Pathology Lab. | MICROSCOPE (BINOCULAR) | 1 | NA | NA | NA | 3000077310 | NA | 0 | NA | 0 | NA | NW
13616 | Rajnandgaon | Gendatola | PHC | Pathology Lab. | CENTRIFUGE MACHINE | 1 | NA | NA | NA | 3000077311 | NA | 0 | NA | 0 | NA | W
13617 | Rajnandgaon | Gendatola | PHC | Pathology Lab. | NEEDLE DESTROYER | 1 | Sai + Life | NA | NA | 3000077312 | NA | 0 | NA | 0 | NA | W
13618 | Rajnandgaon | Asra | PHC | OPD | NEEDLE DESTROYER | 1 | Micro Sil | NA | NA | 3000077241 | NA | 0 | NA | 0 | NA | W
13619 | Rajnandgaon | Asra | PHC | OPD | ELECTRIC STERILIZER | 1 | NA | NA | NA | 3000077242 | NA | 0 | NA | 0 | NA | W
13620 | Rajnandgaon | Asra | PHC | Vaccination Room | Ice Lined REFRIGERATOR | 1 | Haier | NA | NA | 3000077243 | NA | 0 | NA | 0 | NA | W
13621 | Rajnandgaon | Asra | PHC | Vaccination Room | DEEP FREEZER | 1 | Haier | HBD116 | BE04G0E010OB296CO249 | 3000077244 | NA | 0 | NA | 0 | NA | W
13622 | Rajnandgaon | Asra | PHC | DELIVERY ROOM | Warmer Machine | 1 | Bird | NA | NA | 3000077245 | NA | 0 | NA | 0 | NA | W
13623 | Rajnandgaon | Asra | PHC | DELIVERY ROOM | BABY WEIGHING SCALE | 1 | Crown | NA | NA | 3000077246 | NA | 0 | NA | 0 | NA | W
13624 | Rajnandgaon | Asra | PHC | DELIVERY ROOM | ELECTRIC STERILIZER | 1 | NA | NA | NA | 3000077247 | NA | 0 | NA | 0 | NA | W
13625 | Rajnandgaon | Asra | PHC | DELIVERY ROOM | NEEDLE DESTROYER | 1 | Microsil | NA | NA | 3000077248 | NA | 0 | NA | 0 | NA | W
13626 | Rajnandgaon | Asra | PHC | DELIVERY ROOM | SUCTION APPARATUS | 1 | NA | NA | NA | 3000077249 | NA | 0 | NA | 0 | NA | W
13627 | Rajnandgaon | Asra | PHC | DELIVERY ROOM | FOETAL DOPPLER | 1 | MCP | NA | NA | 3000077250 | NA | 0 | NA | 0 | NA | W
13628 | Rajnandgaon | badgaon Charbhata | PHC | OPD | NEEDLE DESTROYER | 1 | Microsil | NA | NA | 3000077226 | NA | 0 | NA | 0 | NA | W
13629 | Rajnandgaon | badgaon Charbhata | PHC | Opthalmology Dept. | VISION DRUM | 1 | NA | NA | NA | 3000077227 | NA | 0 | NA | 0 | NA | W
13630 | Rajnandgaon | badgaon Charbhata | PHC | Opthalmology Dept. | VISION DRUM | 1 | NA | NA | NA | 3000077228 | NA | 0 | NA | 0 | NA | W
13631 | Rajnandgaon | badgaon Charbhata | PHC | DELIVERY ROOM | SUCTION APPARATUS | 1 | Dyna Mic | NA | NA | 3000077229 | NA | 0 | NA | 0 | NA | W
13632 | Rajnandgaon | badgaon Charbhata | PHC | DELIVERY ROOM | Warmer Machine | 1 | Bird Medi Tech | NA | NA | 3000077230 | NA | 0 | NA | 0 | NA | W
13633 | Rajnandgaon | badgaon Charbhata | PHC | DELIVERY ROOM | ELECTRIC STERILIZER | 1 | NA | NA | NA | 3000077231 | NA | 0 | NA | 0 | NA | W
13634 | Rajnandgaon | badgaon Charbhata | PHC | DELIVERY ROOM | Colour Doppler Machine | 1 | Crown | NA | NA | 3000077232 | NA | 0 | NA | 0 | NA | W
13635 | Rajnandgaon | badgaon Charbhata | PHC | DELIVERY ROOM | BABY WEIGHING SCALE | 1 | Crown | NA | NA | 3000077233 | NA | 0 | NA | 0 | NA | W
13636 | Rajnandgaon | badgaon Charbhata | PHC | Vaccination Room | Ice Lined REFRIGERATOR | 1 | Haier | NA | NA | 3000077234 | NA | 0 | NA | 0 | NA | W
13637 | Rajnandgaon | badgaon Charbhata | PHC | Vaccination Room | DEEP FREEZER | 1 | Vest Frost | NA | NA | 3000077235 | NA | 0 | NA | 0 | NA | W
13638 | Rajnandgaon | badgaon Charbhata | PHC | Dressing Room | AUTOCLAVE | 1 | NA | NA | NA | 3000077236 | NA | 0 | NA | 0 | NA | NW
13639 | Rajnandgaon | badgaon Charbhata | PHC | Dressing Room | ELECTRIC STERILIZER | 1 | NA | NA | NA | 3000077237 | NA | 0 | NA | 0 | NA | NW
13640 | Rajnandgaon | badgaon Charbhata | PHC | Dressing Room | ELECTRIC STERILIZER | 1 | Atlas | NA | 0919683 | 3000077238 | NA | 0 | NA | 0 | NA | W
13641 | Rajnandgaon | badgaon Charbhata | PHC | Pathology Lab. | MICROSCOPE (BINOCULAR) | 1 | Labomed | NA | NA | 3000077239 | NA | 0 | NA | 0 | NA | W
13642 | Rajnandgaon | badgaon Charbhata | PHC | Pathology Lab. | NEEDLE DESTROYER | 1 | Sara Tech | NA | NA | 3000077240 | NA | 0 | NA | 0 | NA | W
13643 | Rajnandgaon | Tappa | PHC | Doctor's Room | ADULT WEIGHING MACHINE | 1 | Crown | NA | NA | 3000077251 | NA | 0 | NA | 0 | NA | W
13644 | Rajnandgaon | Tappa | PHC | Doctor's Room | SPHYGMOMANOMETER (MERCURIAL) | 1 | Life Line | NA | NA | 3000077252 | NA | 0 | NA | 0 | NA | W
13645 | Rajnandgaon | Tappa | PHC | Pathology Lab. | MICROSCOPE (BINOCULAR) | 1 | Life Line | NA | 57902 | 3000077253 | NA | 0 | NA | 0 | NA | W
13646 | Rajnandgaon | Tappa | PHC | Pathology Lab. | NEEDLE DESTROYER | 1 | Labomed | Vision2000 | NA | 3000077254 | NA | 0 | NA | 0 | NA | W
13647 | Rajnandgaon | Tappa | PHC | Store Room | SPHYGMOMANOMETER (MERCURIAL) | 1 | Microsil | NA | NA | 3000077255 | NA | 0 | NA | 0 | NA | NW
13648 | Rajnandgaon | Tappa | PHC | Store Room | SUCTION APPARATUS | 1 | Dynosure | DT11 | NA | 3000077256 | NA | 0 | NA | 0 | NA | NW
13649 | Rajnandgaon | Tappa | PHC | Store Room | AUTOCLAVE | 1 | NA | NA | NA | 3000077257 | NA | 0 | NA | 0 | NA | NW
13650 | Rajnandgaon | Tappa | PHC | Store Room | AUTOCLAVE | 1 | NA | NA | NA | 3000077258 | NA | 0 | NA | 0 | NA | NW
13651 | Rajnandgaon | Tappa | PHC | OPD | NEEDLE DESTROYER | 1 | NA | NA | NA | 3000077259 | NA | 0 | NA | 0 | NA | W
13652 | Rajnandgaon | Tappa | PHC | OPD | ELECTRIC STERILIZER | 1 | NA | NA | NA | 3000077260 | NA | 0 | NA | 0 | NA | NW
13653 | Rajnandgaon | Tappa | PHC | DELIVERY ROOM | Warmer Machine | 1 | Bird | NA | NA | 3000077261 | NA | 0 | NA | 0 | NA | W
13654 | Rajnandgaon | Tappa | PHC | DELIVERY ROOM | BABY WEIGHING SCALE | 1 | Crown | NA | NA | 3000077262 | NA | 0 | NA | 0 | NA | W
13655 | Rajnandgaon | Tappa | PHC | DELIVERY ROOM | SUCTION APPARATUS | 1 | NA | NA | NA | 3000077263 | NA | 0 | NA | 0 | NA | W
13656 | Rajnandgaon | Tappa | PHC | DELIVERY ROOM | SUCTION APPARATUS | 1 | NA | NA | NA | 3000077264 | NA | 0 | NA | 0 | NA | W
13657 | Rajnandgaon | Tappa | PHC | DELIVERY ROOM | NEEDLE DESTROYER | 1 | Microsil | NA | NA | 3000077265 | NA | 0 | NA | 0 | NA | W
13658 | Rajnandgaon | Tappa | PHC | DELIVERY ROOM | SHADOWLESS OT LIGHT | 1 | NA | NA | NA | 3000077266 | NA | 0 | NA | 0 | NA | NW
13659 | Rajnandgaon | Chichola | PHC | OPD | SPHYGMOMANOMETER (MERCURIAL) | 1 | TOP | NA | NA | 3000077267 | NA | 0 | NA | 0 | NA | W
13660 | Rajnandgaon | Chichola | PHC | OPD | SPHYGMOMANOMETER (MERCURIAL) | 1 | Elite | NA | NA | 3000077268 | NA | 0 | NA | 0 | NA | NW
13661 | Rajnandgaon | Chichola | PHC | OPD | ADULT WEIGHING MACHINE | 1 | NA | QF2003A | NA | 3000077269 | NA | 0 | NA | 0 | NA | W
13662 | Rajnandgaon | Chichola | PHC | DELIVERY ROOM | BABY WEIGHING SCALE | 1 | Crown | NA | NA | 3000077270 | NA | 0 | NA | 0 | NA | W
13663 | Rajnandgaon | Chichola | PHC | DELIVERY ROOM | SUCTION APPARATUS | 1 | NA | NA | NA | 3000077271 | NA | 0 | NA | 0 | NA | W
13664 | Rajnandgaon | Chichola | PHC | DELIVERY ROOM | ELECTRIC STERILIZER | 1 | NA | NA | NA | 3000077272 | NA | 0 | NA | 0 | NA | W
13665 | Rajnandgaon | Chichola | PHC | DELIVERY ROOM | SPHYGMOMANOMETER (MERCURIAL) | 1 | Life Line | NA | NA | 3000077273 | NA | 0 | NA | 0 | NA | W
13666 | Rajnandgaon | Chichola | PHC | Dressing Room | ELECTRIC STERILIZER | 1 | NA | NA | NA | 3000077274 | NA | 0 | NA | 0 | NA | NW
13667 | Rajnandgaon | Chichola | PHC | Dressing Room | NEEDLE DESTROYER | 1 | NA | NA | NA | 3000077275 | NA | 0 | NA | 0 | NA | NW
13668 | Rajnandgaon | Gandai | CHC | DELIVERY ROOM | INFANT RADIANT WARMER | 1 | Medi Bird | NA | NA | 3000078170 | NA | 0 | NA | 0 | NA | W
13669 | Rajnandgaon | Gandai | CHC | DELIVERY ROOM | BABY PHOTOTHERAPY UNIT | 1 | Medi Bird | BM/CP5/130/0910 | NA | 3000078171 | NA | 0 | NA | 0 | NA | NW
13670 | Rajnandgaon | Gandai | CHC | DELIVERY ROOM | BABY WEIGHING SCALE | 1 | Crown | NA | NA | 3000078172 | NA | 0 | NA | 0 | NA | W
13671 | Rajnandgaon | Gandai | CHC | DELIVERY ROOM | NEEDLE DESTROYER | 1 | Sara Tech | NA | NA | 3000078173 | NA | 0 | NA | 0 | NA | W
13672 | Rajnandgaon | Gandai | CHC | DELIVERY ROOM | AUTOCLAVE | 1 | NA | NA | NA | 3000078174 | NA | 0 | NA | 0 | NA | W
13673 | Rajnandgaon | Gandai | CHC | DELIVERY ROOM | SPHYGMOMANOMETER (MERCURIAL) | 1 | Regular | NA | NA | 3000078175 | NA | 0 | NA | 0 | NA | W
13674 | Rajnandgaon | Gandai | CHC | Vaccination Room | Ice Lined REFRIGERATOR | 1 | I Taier | BE04G0E010B296C124 | NA | 3000078176 | NA | 0 | NA | 0 | NA | NW
13675 | Rajnandgaon | Gandai | CHC | Vaccination Room | DEEP FREEZER | 1 | Uniat | NA | NA | 3000078177 | NA | 0 | NA | 0 | NA | W
13676 | Rajnandgaon | Gandai | CHC | Pathology Lab. | MICROSCOPE (BINOCULAR) | 1 | Labo Med. | Vision2000 | 3136 | 3000078178 | NA | 0 | NA | 0 | NA | W
13677 | Rajnandgaon | Gandai | CHC | OT | SHADOWLESS OT LIGHT | 1 | NA | NA | NA | 3000078179 | NA | 0 | NA | 0 | NA | W
13678 | Rajnandgaon | Gandai | CHC | Store Room | SPHYGMOMANOMETER (MERCURIAL) | 1 | EMV | NA | NA | 3000078180 | NA | 0 | NA | 0 | NA | W
13679 | Rajnandgaon | Gandai | CHC | Store Room | SPHYGMOMANOMETER (MERCURIAL) | 1 | Basin Son's Pvt. Ltd. | NA | NA | 3000078181 | NA | 0 | NA | 0 | NA | W
13680 | Rajnandgaon | Gandai | CHC | Store Room | NEBULIZER | 1 | Sristhi BP. App. | NA | NA | 3000078182 | NA | 0 | NA | 0 | NA | W
13681 | Rajnandgaon | Gandai | CHC | Store Room | SPHYGMOMANOMETER (MERCURIAL) | 1 | Supteme Surgical | NA | NA | 3000078183 | NA | 0 | NA | 0 | NA | W
13682 | Rajnandgaon | Gandai | CHC | Store Room | SPHYGMOMANOMETER (MERCURIAL) | 1 | Sara Tech | NA | NA | 3000078184 | NA | 0 | NA | 0 | NA | NW
13683 | Rajnandgaon | Gandai | CHC | OPD | NEEDLE DESTROYER | 1 | Medicare Agencies | New Stand NEB | 063004774 | 3000078185 | NA | 0 | NA | 0 | NA | NW
13684 | Rajnandgaon | Gandai | CHC | OPD | NEBULIZER | 1 | NA | NA | NA | 3000078186 | NA | 0 | NA | 0 | NA | W
13685 | Rajnandgaon | Gandai | CHC | Pathology Lab. | CENTRIFUGE MACHINE (4 Tubes) | 1 | NA | NA | NA | 3000078187 | NA | 0 | NA | 0 | NA | NW
13686 | Rajnandgaon | Gandai | CHC | Pathology Lab. | CENTRIFUGE MACHINE (4 Tubes) | 1 | Sara Tech | SIR | NA | 3000078188 | NA | 0 | NA | 0 | NA | W
13687 | Rajnandgaon | Gandai | CHC | Pathology Lab. | NEEDLE DESTROYER | 1 | York scientific solution | NA | NA | 3000078189 | NA | 0 | NA | 0 | NA | W
13688 | Rajnandgaon | Gandai | CHC | Pathology Lab. | NEEDLE DESTROYER | 1 | NA | NA | NA | 3000078190 | NA | 0 | NA | 0 | NA | NW
13689 | Rajnandgaon | Gandai | CHC | Pathology Lab. | SUCTION APPARATUS | 1 | Claritu Med. | NA | NA | 3000078191 | NA | 0 | NA | 0 | NA | W
13690 | Rajnandgaon | Gandai | CHC | Pathology Lab. | ECG RECORDER | 1 | NA | NA | NA | 3000078192 | NA | 0 | NA | 0 | NA | NW
13691 | Rajnandgaon | Gandai | CHC | Pathology Lab. | OT TABLE (Hydraulic) | 1 | Paul freathing equipment | MVA25 | NA | 3000078193 | NA | 0 | NA | 0 | NA | W
13692 | Rajnandgaon | Gandai | CHC | Pathology Lab. | BOYLE'S APPARATUS | 1 | NA | NA | NA | 3000078194 | NA | 0 | NA | 0 | NA | NW
13693 | Rajnandgaon | Gandai | CHC | Pathology Lab. | INFANT RADIANT WARMER | 1 | NA | NA | NA | 3000078195 | NA | 0 | NA | 0 | NA | NW
13694 | Rajnandgaon | Ghumka | CHC | WARD | SUCTION APPARATUS | 1 | NA | NA | NA | 3000078001 | NA | 0 | NA | 0 | NA | NW
13695 | Rajnandgaon | Ghumka | CHC | WARD | ECG RECORDER | 1 | Clarity Medical Pvt. Ltd. | Clarity Med. 50 | 1CHA12060580 | 3000078002 | NA | 0 | NA | 0 | NA | NW
13696 | Rajnandgaon | Ghumka | CHC | WARD | CENTRIFUGE MACHINE | 1 | NA | NA | NA | 3000078003 | NA | 0 | NA | 0 | NA | W
13697 | Rajnandgaon | Ghumka | CHC | WARD | SUCTION APPARATUS | 1 | NA | NA | NA | 3000078004 | NA | 0 | NA | 0 | NA | W
13698 | Rajnandgaon | Ghumka | CHC | WARD | NEEDLE DESTROYER | 1 | NA | NA | NA | 3000078005 | NA | 0 | NA | 0 | NA | W
13699 | Rajnandgaon | Ghumka | CHC | RADIOLOGY Dept. | X-RAY MACHINE 60 mA | 1 | NA | NA | NA | 3000078006 | NA | 0 | NA | 0 | NA | NW
13700 | Rajnandgaon | Ghumka | CHC | Vaccination Room | DEEP FREEZER | 1 | Haier 286L | HBD286 | NA | 3000078007 | NA | 0 | NA | 0 | NA | W
13701 | Rajnandgaon | Ghumka | CHC | Vaccination Room | DEEP FREEZER | 1 | Haier 286L | HBD200 | NA | 3000078008 | NA | 0 | NA | 0 | NA | W
13702 | Rajnandgaon | Ghumka | CHC | Vaccination Room | Ice Lined REFRIGERATOR | 1 | West Forst | NA | NA | 3000078009 | NA | 0 | NA | 0 | NA | NW
13703 | Rajnandgaon | Ghumka | CHC | OPD | SPHYGMOMANOMETER (MERCURIAL) | 1 | Diamond | Delux | NA | 3000078010 | NA | 0 | NA | 0 | NA | W
13704 | Rajnandgaon | Ghumka | CHC | OPD | AUTOCLAVE | 1 | NA | NA | NA | 3000078011 | NA | 0 | NA | 0 | NA | W
13705 | Rajnandgaon | Ghumka | CHC | OPD | AUTOCLAVE | 1 | NA | NA | NA | 3000078012 | NA | 0 | NA | 0 | NA | NW
13706 | Rajnandgaon | Ghumka | CHC | OPD | AUTOCLAVE | 1 | NA | NA | NA | 3000078013 | NA | 0 | NA | 0 | NA | NW
13707 | Rajnandgaon | Ghumka | CHC | DELIVERY ROOM | INFANT RADIANT WARMER | 1 | Na | NA | NA | 3000078014 | NA | 0 | NA | 0 | NA | NW
13708 | Rajnandgaon | Ghumka | CHC | DELIVERY ROOM | INFANT RADIANT WARMER | 1 | Med Tech Bird | NA | BM/RW/318/09/101 | 3000078015 | NA | 0 | NA | 0 | NA | W
13709 | Rajnandgaon | Ghumka | CHC | Pathology Lab. | CENTRIFUGE MACHINE | 1 | NA | NA | NA | 3000078016 | NA | 0 | NA | 0 | NA | W
13710 | Rajnandgaon | Ghumka | CHC | Pathology Lab. | Blood Cell counter | 1 | Burga | NA | NA | 3000078017 | NA | 0 | NA | 0 | NA | W
13711 | Rajnandgaon | Ghumka | CHC | Pathology Lab. | MICROSCOPE (BINOCULAR) | 1 | Olympus | MLXB | 519025 | 3000078018 | NA | 0 | NA | 0 | NA | W
13712 | Rajnandgaon | Ghumka | CHC | Pathology Lab. | MICROSCOPE (MONOCULAR) | 1 | Olympus | NA | NA | 3000078019 | NA | 0 | NA | 0 | NA | NW
13713 | Rajnandgaon | Ghumka | CHC | Pathology Lab. | MICROSCOPE (BINOCULAR) | 1 | Radient | NA | NA | 3000078020 | NA | 0 | NA | 0 | NA | NW
13714 | Rajnandgaon | Murmunda | PHC | DELIVERY ROOM | SUCTION APPARATUS | 1 |  | NA | NA | 3000077049 | NA | 0 | NA | 0 | NA | W
13715 | Rajnandgaon | Murmunda | PHC | DELIVERY ROOM | BABY WEIGHING SCALE | 1 | Docbal Brown | NA | NA | 3000077048 | NA | 0 | NA | 0 | NA | W
13716 | Rajnandgaon | Murmunda | PHC | DELIVERY ROOM | INFANT RADIANT WARMER | 1 | Medi Tech Bird | NA | NA | 3000077047 | NA | 0 | NA | 0 | NA | W
13717 | Rajnandgaon | Murmunda | PHC | DELIVERY ROOM | FOETAL DOPPLER | 1 | EW20 Dopp | NA | NA | 3000077046 | NA | 0 | NA | 0 | NA | W
13718 | Rajnandgaon | Murmunda | PHC | DELIVERY ROOM | SPHYGMOMANOMETER (MERCURIAL) | 1 | Omega | NA | NA | 3000077045 | NA | 0 | NA | 0 | NA | W
13719 | Rajnandgaon | Murmunda | PHC | DELIVERY ROOM | SPHYGMOMANOMETER (MERCURIAL) | 1 | Omega | NA | NA | 3000077044 | NA | 0 | NA | 0 | NA | W
13720 | Rajnandgaon | Murmunda | PHC | Pathology Lab. | NEEDLE DESTROYER | 1 | Saratech | SLR | 1030 | 3000077043 | NA | 0 | NA | 0 | NA | W
13721 | Rajnandgaon | Murmunda | PHC | Pathology Lab. | NEEDLE DESTROYER | 1 | Saratech | SLR | NA | 3000077042 | NA | 0 | NA | 0 | NA | W
13722 | Rajnandgaon | Murmunda | PHC | Pathology Lab. | NEEDLE DESTROYER | 1 | Saratech | SLR | NA | 3000077041 | NA | 0 | NA | 0 | NA | NW
13723 | Rajnandgaon | Murmunda | PHC | Pathology Lab. | NEBULIZER | 1 | Micropen Labratoes | CN02 | CN-0212090011 | 3000077040 | NA | 0 | NA | 0 | NA | W
13724 | Rajnandgaon | Murmunda | PHC | Pathology Lab. | MICROSCOPE (BINOCULAR) | 1 | Labomed | Vision200 | 150378174 | 3000077039 | 03/15 | 1 | 05/16 | 0 | NA | W
13725 | Rajnandgaon | Murmunda | PHC | Pathology Lab. | MICROSCOPE (BINOCULAR) | 1 | Magnus | MLX | NA | 3000077038 | NA | 0 | NA | 0 | NA | NW
13726 | Rajnandgaon | Murmunda | PHC | Pathology Lab. | SUCTION APPARATUS | 1 |  |  |  | 3000077037 | NA | 0 | NA | 0 | NA | W
13727 | Rajnandgaon | Murmunda | PHC | Pathology Lab. | SUCTION APPARATUS | 1 |  |  |  | No Bar Code | NA | 0 | NA | 0 | NA | NW
13728 | Rajnandgaon | Gatapar | PHC |  | SPHYGMOMANOMETER (MERCURIAL) | 1 | Dimond | Regular | NA | 3000078160 | NA | 0 | NA | 0 | NA | W
13729 | Rajnandgaon | Gatapar | PHC |  | SPHYGMOMANOMETER (MERCURIAL) | 1 | Dimond | Regular | NA | 3000078161 | NA | 0 | NA | 0 | NA | W
13730 | Rajnandgaon | Gatapar | PHC |  | HB METER | 1 | NA | NA | NA | 3000078162 | NA | 0 | NA | 0 | NA | W
13731 | Rajnandgaon | Gatapar | PHC |  | GLUCOMETER | 1 | Accu Chek | NA | NA | 3000078163 | NA | 0 | NA | 0 | NA | W
13732 | Rajnandgaon | Gatapar | PHC |  | AUTOCLAVE | 1 | NA | NA | NA | 3000078164 | NA | 0 | NA | 0 | NA | W
13733 | Rajnandgaon | Gatapar | PHC |  | NEEDLE DESTROYER | 1 | Saratech | SIR | NA | 3000078165 | NA | 0 | NA | 0 | NA | W
13734 | Rajnandgaon | Gatapar | PHC |  | ADULT WEIGHING MACHINE | 1 | Anjuscare | NA | NA | 3000078166 | NA | 0 | NA | 0 | NA | W
13735 | Rajnandgaon | Gatapar | PHC |  | SUCTION APPARATUS | 1 | NA | NA | NA | 3000078167 | NA | 0 | NA | 0 | NA | NW
13736 | Rajnandgaon | Gatapar | PHC |  | FOETAL DOPPLER | 1 | Nisco Med | ND101 | NA | 3000078168 | NA | 0 | NA | 0 | NA | W
13737 | Rajnandgaon | Mudhipar | PHC | DELIVERY ROOM | SUCTION APPARATUS | 1 | NA | NA | NA | 3000078115 | NA | 0 | NA | 0 | NA | NW
13738 | Rajnandgaon | Mudhipar | PHC | DELIVERY ROOM | SUCTION APPARATUS | 1 | NA | NA | NA | 3000078116 | NA | 0 | NA | 0 | NA | NW
13739 | Rajnandgaon | Mudhipar | PHC | DELIVERY ROOM | SUCTION APPARATUS | 1 | NA | NA | NA | 3000078117 | NA | 0 | NA | 0 | NA | W
13740 | Rajnandgaon | Mudhipar | PHC | DELIVERY ROOM | SPHYGMOMANOMETER (MERCURIAL) | 1 | NA | NA | NA | 3000078118 | NA | 0 | NA | 0 | NA | W
13741 | Rajnandgaon | Mudhipar | PHC | DELIVERY ROOM | SPHYGMOMANOMETER (MERCURIAL) | 1 | NA | NA | NA | 3000078119 | NA | 0 | NA | 0 | NA | NW
13742 | Rajnandgaon | Mudhipar | PHC | DELIVERY ROOM | SPHYGMOMANOMETER (MERCURIAL) | 1 | NA | NA | NA | 3000078120 | NA | 0 | NA | 0 | NA | NW
13743 | Rajnandgaon | Mudhipar | PHC | Vaccination Room | SPHYGMOMANOMETER (MERCURIAL) | 1 | NA | NA | NA | 3000078121 | NA | 0 | NA | 0 | NA | W
13744 | Rajnandgaon | Mudhipar | PHC | Vaccination Room | Ice Lined REFRIGERATOR | 1 | NA | HBD116 | BEQ4G4E2600D2A830066 | 3000078122 | NA | 0 | NA | 0 | NA | W
13745 | Rajnandgaon | Mudhipar | PHC | DELIVERY ROOM | DEEP FREEZER | 1 | NA | HBC70 | BE07F4E0N0082A9B0132 | 3000078123 | NA | 0 | NA | 0 | NA | W
13746 | Rajnandgaon | Mudhipar | PHC | DELIVERY ROOM | ADULT WEIGHING MACHINE | 1 | NA | NA | NA | 3000078124 | NA | 0 | NA | 0 | NA | NW
13747 | Rajnandgaon | Mudhipar | PHC | DELIVERY ROOM | ADULT WEIGHING MACHINE | 1 | NA | NA | NA | 3000078125 | NA | 0 | NA | 0 | NA | NW
13748 | Rajnandgaon | Mudhipar | PHC | DELIVERY ROOM | NEEDLE DESTROYER | 1 | NA | NA | NA | 3000078126 | NA | 0 | NA | 0 | NA | NW
13749 | Rajnandgaon | Mudhipar | PHC | DELIVERY ROOM | NEEDLE DESTROYER | 1 | NA | NA | NA | 3000078127 | NA | 0 | NA | 0 | NA | NW
13750 | Rajnandgaon | Pandadah | PHC |  | Ice Lined REFRIGERATOR | 1 | ILR | 352 | NA | 3000078088 | NA | 0 | NA | 0 | NA | W
13751 | Rajnandgaon | Pandadah | PHC |  | DEEP FREEZER | 1 | DF | 352 | NA | 3000078089 | NA | 0 | NA | 0 | NA | W
13752 | Rajnandgaon | Pandadah | PHC |  | INFANT RADIANT WARMER | 1 | CE | 0470 | NA | 3000078090 | NA | 0 | NA | 0 | NA | W
13753 | Rajnandgaon | Pandadah | PHC |  | GLUCOMETER | 1 | NA | NA | NA | 3000078091 | NA | 0 | NA | 0 | NA | W
13754 | Rajnandgaon | Pandadah | PHC |  | ADULT WEIGHING MACHINE | 1 | NA | NA | NA | 3000078092 | NA | 0 | NA | 0 | NA | W
13755 | Rajnandgaon | Pandadah | PHC |  | ADULT WEIGHING MACHINE | 1 | Na | NA | NA | 3000078093 | NA | 0 | NA | 0 | NA | W
13756 | Rajnandgaon | Pandadah | PHC |  | NEEDLE DESTROYER | 1 | SLR (100VA) | NA | NA | 3000078094 | NA | 0 | NA | 0 | NA | W
13757 | Rajnandgaon | Pandadah | PHC |  | NEEDLE DESTROYER | 1 | SLR (100VA) | NA | NA | 3000078095 | NA | 0 | NA | 0 | NA | W
13758 | Rajnandgaon | Pandadah | PHC |  | NEEDLE DESTROYER | 1 | SLR (100VA) | NA | NA | 3000078096 | NA | 0 | NA | 0 | NA | W
13759 | Rajnandgaon | Pandadah | PHC |  | NEEDLE DESTROYER | 1 | SLR (100VA) | NA | NA | 3000078097 | NA | 0 | NA | 0 | NA | W
13760 | Rajnandgaon | Pandadah | PHC |  | NEBULIZER | 1 | NA | 102556 | NA | 3000078098 | NA | 0 | NA | 0 | NA | W
13761 | Rajnandgaon | Pandadah | PHC |  | BABY WEIGHING SCALE | 1 | BS | 250 | NA | 3000078099 | NA | 0 | NA | 0 | NA | W
13762 | Rajnandgaon | Pandadah | PHC |  | BABY WEIGHING SCALE | 1 | BS | 250 | NA | 3000078100 | NA | 0 | NA | 0 | NA | W
13763 | Rajnandgaon | Ramatola | PHC | DELIVERY ROOM | SUCTION APPARATUS | 1 |  | NA | NA | 3000077036 | NA | 0 | NA | 0 | NA | W
13764 | Rajnandgaon | Ramatola | PHC | DELIVERY ROOM | NEEDLE DESTROYER | 1 | Saratech | SIR | NA | 3000077035 | NA | 0 | NA | 0 | NA | W
13765 | Rajnandgaon | Ramatola | PHC | DELIVERY ROOM | NEEDLE DESTROYER | 1 | Saratech | SIR | NA | 3000077034 | NA | 0 | NA | 0 | NA | W
13766 | Rajnandgaon | Ramatola | PHC | DELIVERY ROOM | NEEDLE DESTROYER | 1 | Saratech | SIR | NA | 3000077033 | NA | 0 | NA | 0 | NA | W
13767 | Rajnandgaon | Ramatola | PHC | DELIVERY ROOM | FOETAL DOPPLER | 1 | Krishna Medi Equipment | KMEFDIIC | FDIIC03309075 | 3000077032 | NA | 0 | NA | 0 | NA | W
13768 | Rajnandgaon | Ramatola | PHC | DELIVERY ROOM | SPHYGMOMANOMETER (MERCURIAL) | 1 | Smart Care | SCH10B | NA | 3000077031 | NA | 0 | NA | 0 | NA | W
13769 | Rajnandgaon | Ramatola | PHC | DELIVERY ROOM | ADULT WEIGHING MACHINE | 1 | Crown | NA | NA | 3000077030 | NA | 0 | NA | 0 | NA | W
13770 | Rajnandgaon | Ramatola | PHC | OPD | SPHYGMOMANOMETER (MERCURIAL) | 1 | Diamond | Regular | 3390 | 3000077028 | NA | 0 | NA | 0 | NA | NW
13771 | Rajnandgaon | Ramatola | PHC | Vaccination Room | Ice Lined REFRIGERATOR | 1 | NA | NA | NA | 3000077029 | NA | 0 | NA | 0 | NA | W
13772 | Rajnandgaon | Ramatola | PHC | Vaccination Room | DEEP FREEZER | 1 | NA | NA | NA | 3000077027 | NA | 0 | NA | 0 | NA | W
13773 | Rajnandgaon | Ramatola | PHC | Vaccination Room | NEBULIZER | 1 | Hemant Surgical Unit | Aero | 6004781 | 3000077026 | NA | 0 | NA | 0 | NA | W
13774 | Rajnandgaon | Ramatola | PHC | Vaccination Room | SPHYGMOMANOMETER (MERCURIAL) | 1 | Extra Care | NA | NA | 3000077025 | NA | 0 | NA | 0 | NA | W
13775 | Rajnandgaon | Ramatola | PHC |  | MICROSCOPE (MONOCULAR) | 1 | Magnus Olympus | NA | NA | 3000077024 | NA | 0 | NA | 0 | NA | W
13776 | Rajnandgaon | Ramatola | PHC |  | MICROSCOPE (BINOCULAR) | 1 | Quality India | NA | NA | 3000077023 | NA | 0 | NA | 0 | NA | NW
13777 | Rajnandgaon | Pendarwani | PHC |  | NEEDLE DESTROYER | 1 | Sara Tech | SIR | NA | 3000078156 | NA | 0 | NA | 0 | NA | W
13778 | Rajnandgaon | Pendarwani | PHC |  | NEEDLE DESTROYER | 1 | Sara Tech | SIR | NA | 3000078157 | NA | 0 | NA | 0 | NA | W
13779 | Rajnandgaon | Pendarwani | PHC |  | SPHYGMOMANOMETER (MERCURIAL) | 1 | Diamond | Regular | Na | 3000078158 | NA | 0 | NA | 0 | NA | NW
13780 | Rajnandgaon | Pendarwani | PHC |  | SUCTION APPARATUS | 1 | NA | Na | NA | 3000078159 | NA | 0 | NA | 0 | NA | W
13781 | Rajnandgaon | Jadutola | PHC |  | NEBULIZER | 1 | Equinox | EG47 | NA | 3000078266 | NA | 0 | NA | 0 | NA | W
13782 | Rajnandgaon | Jadutola | PHC |  | SPHYGMOMANOMETER (MERCURIAL) | 1 | Diamond | Regular | NA | 3000078267 | NA | 0 | NA | 0 | NA | W
13783 | Rajnandgaon | Jadutola | PHC |  | SPHYGMOMANOMETER (MERCURIAL) | 1 | Diamond | Regular | NA | 3000078268 | NA | 0 | NA | 0 | NA | W
13784 | Rajnandgaon | Jadutola | PHC |  | SPHYGMOMANOMETER (MERCURIAL) | 1 | Diamond | Delux | NA | 3000078269 | NA | 0 | NA | 0 | NA | W
13785 | Rajnandgaon | Jadutola | PHC |  | SPHYGMOMANOMETER (MERCURIAL) | 1 | Diamond | Delux | NA | 3000078270 | NA | 0 | NA | 0 | NA | W
13786 | Rajnandgaon | Jadutola | PHC |  | BABY WEIGHING SCALE | 1 | Gown | NA | NA | 3000078271 | NA | 0 | NA | 0 | NA | W
13787 | Rajnandgaon | Jadutola | PHC |  | OPHTHALMOSCOPE | 1 | Swan | HS-OT-10D | NA | 3000078272 | NA | 0 | NA | 0 | NA | W
13788 | Rajnandgaon | Jadutola | PHC |  | FOETAL DOPPLER | 1 | Easycare | ECFDT-106 | NA | 3000078273 | NA | 0 | NA | 0 | NA | W
13789 | Rajnandgaon | Jadutola | PHC |  | PULSE OXIMETER | 1 | Easycare | 004014 | NA | 3000078274 | NA | 0 | NA | 0 | NA | W
13790 | Rajnandgaon | Jadutola | PHC |  | SUCTION APPARATUS | 1 | NA | NA | NA | 3000078275 | NA | 0 | NA | 0 | NA | W
13791 | Rajnandgaon | Jadutola | PHC |  | Ice Lined REFRIGERATOR | 1 | West Forst | K144 | NA | 3000078276 | NA | 0 | NA | 0 | NA | W
13792 | Rajnandgaon | Jadutola | PHC |  | DEEP FREEZER | 1 | Haier | BE04GOE01011608296HBDCO236 | NA | 3000078277 | NA | 0 | NA | 0 | NA | W
13793 | Rajnandgaon | Jadutola | PHC |  | NEEDLE DESTROYER | 1 | SIR | NA | NA | 3000078278 | NA | 0 | NA | 0 | NA | W
13794 | Rajnandgaon | Jadutola | PHC |  | NEEDLE DESTROYER | 1 | SIR | NA | NA | 3000078279 | NA | 0 | NA | 0 | NA | W
13795 | Rajnandgaon | Khadgaon | PHC | OPD | SPHYGMOMANOMETER (MERCURIAL) | 1 | DIAMOND | Regular | NA | 3000078409 | NA | 0 | NA | 0 | NA | NW
13796 | Rajnandgaon | Khadgaon | PHC | DELIVERY ROOM | NEEDLE DESTROYER | 1 | Linco Scientific | MD-350 | 2367 | 3000078410 | NA | 0 | NA | 0 | NA | W
13797 | Rajnandgaon | Khadgaon | PHC | DELIVERY ROOM | INFANT RADIANT WARMER | 1 | BIRD MEDITECH | CE-1293 | BM/RW/3209/1011 | 3000078411 | NA | 0 | NA | 0 | NA | W
13798 | Rajnandgaon | Khadgaon | PHC | DELIVERY ROOM | SUCTION APPARATUS | 1 | Nita Surgical | NA | NA | 3000078412 | NA | 0 | NA | 0 | NA | W
13799 | Rajnandgaon | Khadgaon | PHC | DELIVERY ROOM | BABY WEIGHING SCALE | 1 | ESSAL | BS-250 | IND-190-1101497 | 3000078413 | NA | 0 | NA | 0 | NA | W
13800 | Rajnandgaon | Mainpur | CHC | Vaccination Room | Ice Lined REFRIGERATOR | 1 | Unicef Vest frost | MK-304 | 20102774-023 | 3000078350 | NA | 0 | NA | 0 | NA | W
13801 | Rajnandgaon | Mainpur | CHC | Vaccination Room | DEEP FREEZER | 1 | HAIER | HBD-286 | BE04F4F2600B2A8V0093 | 3000078351 | NA | 0 | NA | 0 | NA | W
13802 | Rajnandgaon | Mainpur | CHC | Vaccination Room | DEEP FREEZER | 1 | Unicef Vest frost | MF-144 | 200139-0065 | 3000078352 | NA | 0 | NA | 0 | NA | W
13803 | Rajnandgaon | Mainpur | CHC | Vaccination Room | DEEP FREEZER | 1 | Roclwell Unicef | DFV-225 | 7198 | 3000078353 | NA | 0 | NA | 0 | NA | W
13804 | Rajnandgaon | Mainpur | CHC | Vaccination Room | Ice Lined REFRIGERATOR | 1 | Unicef | MK114 | 65115006 | 3000078354 | NA | 0 | NA | 0 | NA | W
13805 | Rajnandgaon | Mainpur | CHC | Vaccination Room | Ice Lined REFRIGERATOR | 1 | HAIER | BD9580-E0100 | BQ-49W-0271 | 3000078355 | NA | 0 | NA | 0 | NA | NW
13806 | Rajnandgaon | Mainpur | CHC | Vaccination Room | Ice Lined REFRIGERATOR | 1 | HAIER | BD0580-E0100 | BQIA-05625 | 3000078356 | NA | 0 | NA | 0 | NA | NW
13807 | Rajnandgaon | Mainpur | CHC | Vaccination Room | Ice Lined REFRIGERATOR | 1 | HAIER | HBD-116 | BEQUROE0100B296C0219 | 3000078357 | NA | 0 | NA | 0 | NA | W
13808 | Rajnandgaon | Mainpur | CHC | Store Room | SPHYGMOMANOMETER (MERCURIAL) | 1 | Supreme Surgico | NA | NA | 3000078358 | NA | 0 | NA | 0 | NA | W
13809 | Rajnandgaon | Mainpur | CHC | Store Room | SPHYGMOMANOMETER (MERCURIAL) | 1 | Supreme Surgico | NA | NA | 3000078359 | NA | 0 | NA | 0 | NA | W
13810 | Rajnandgaon | Mainpur | CHC | Store Room | SPHYGMOMANOMETER (MERCURIAL) | 1 | Supreme Surgico | NA | NA | 3000078360 | NA | 0 | NA | 0 | NA | W
13811 | Rajnandgaon | Mainpur | CHC | Store Room | SPHYGMOMANOMETER (MERCURIAL) | 1 | Supreme Surgico | NA | NA | 3000078361 | NA | 0 | NA | 0 | NA | W
13812 | Rajnandgaon | Mainpur | CHC | DELIVERY ROOM | INFANT RADIANT WARMER | 1 | Meditech Bird | NA | BM/RW/300930 | 3000078362 | NA | 0 | NA | 0 | NA | W
13813 | Rajnandgaon | Mainpur | CHC | DELIVERY ROOM | SUCTION APPARATUS | 1 | Supreme | NA | NA | 3000078363 | NA | 0 | NA | 0 | NA | W
13814 | Rajnandgaon | Mainpur | CHC | DELIVERY ROOM | BABY WEIGHING SCALE | 1 | Doctor's Beli-Ram Sovij | NA | NA | 3000078364 | NA | 0 | NA | 0 | NA | W
13815 | Rajnandgaon | Mainpur | CHC | DELIVERY ROOM | FOETAL DOPPLER | 1 | Medi-Gold | 1 | NA | 3000078365 | NA | 0 | NA | 0 | NA | W
13816 | Rajnandgaon | Mainpur | CHC | DELIVERY ROOM | ELECTRIC STERILIZER | 1 | Atlas Surgical co. | NA | 09-F9645 | 3000078366 | NA | 0 | NA | 0 | NA | W
13817 | Rajnandgaon | Mainpur | CHC | DELIVERY ROOM | Blood Bank REFRIGERATOR | 1 | Hindustan Latax LTD. | HBR-240V | HBR-240V/24 | 3000078367 | NA | 0 | NA | 0 | NA | W
13818 | Rajnandgaon | Mainpur | CHC | DELIVERY ROOM | NEBULIZER | 1 | Inpinity Mediquip India | MCN 5600A | 131106 | 3000078368 | NA | 0 | NA | 0 | NA | W
13819 | Rajnandgaon | Mainpur | CHC | DELIVERY ROOM | SPHYGMOMANOMETER (MERCURIAL) | 1 | DIAMOND | Delux | 98134547 | 3000078369 | NA | 0 | NA | 0 | NA | W
13820 | Rajnandgaon | Mainpur | CHC | DELIVERY ROOM | NEEDLE DESTROYER | 1 | MICRO SIL | NA | NA | 3000078370 | NA | 0 | NA | 0 | NA | W
13821 | Rajnandgaon | Mainpur | CHC | OPD | SPHYGMOMANOMETER (MERCURIAL) | 1 | Supreme Surgico | NA | NA | 3000078371 | NA | 0 | NA | 0 | NA | W
13822 | Rajnandgaon | Mainpur | CHC | OPD | NEEDLE DESTROYER | 1 | MICRO SIL | NA | NA | 3000078372 | NA | 0 | NA | 0 | NA | W
13823 | Rajnandgaon | Mainpur | CHC | Emergency room | NEEDLE DESTROYER | 1 | MICRO SIL | NA | NA | 3000078373 | NA | 0 | NA | 0 | NA | W
13824 | Rajnandgaon | Mainpur | CHC | Emergency room | SUCTION APPARATUS | 1 | Supreme | NA | NA | 3000078374 | NA | 0 | NA | 0 | NA | W
13825 | Rajnandgaon | Mainpur | CHC | BLOOD BANK | FOETAL DOPPLER | 1 | HLL Hicase | NA | NA | 3000078375 | NA | 0 | NA | 0 | NA | NW
13826 | Rajnandgaon | Mainpur | CHC | Dental Dept. | DENTAL LIGHT CURE UNIT | 1 | Chesa | Akash | NA | 3000078376 | NA | 0 | NA | 0 | NA | W
13827 | Rajnandgaon | Mainpur | CHC | X-RAY DEPT | X-RAY MACHINE 60 mA | 1 | Meditronic | Medex 6010FR | 6M880-29 | 3000078377 | NA | 0 | NA | 0 | NA | W
13828 | Rajnandgaon | Mainpur | CHC | Pathology Lab. | MICROSCOPE (BINOCULAR) | 1 | Olympus | NA | 519407 | 3000078378 | NA | 0 | NA | 0 | NA | W
13829 | Rajnandgaon | Mainpur | CHC | Pathology Lab. | MICROSCOPE (BINOCULAR) | 1 | MLW | NA | NA | 3000078379 | NA | 0 | NA | 0 | NA | NW
13830 | Rajnandgaon | Mainpur | CHC | OT | SHADOWLESS OT LIGHT | 1 | NA | NA | NA | 3000078380 | NA | 0 | NA | 0 | NA | NW
13831 | Rajnandgaon | Mainpur | CHC | OT | BOYLE'S APPARATUS | 1 | Paul Breathing | MVA-25 | NA | 3000078381 | NA | 0 | NA | 0 | NA | NW
13832 | Rajnandgaon | Mainpur | CHC | OT | CENTRIFUGE MACHINE | 1 | NA | NA | NA | 3000078382 | NA | 0 | NA | 0 | NA | NW
13833 | Rajnandgaon | Mainpur | CHC | OT | AUTOCLAVE | 1 | NA | NA | NA | 3000078383 | NA | 0 | NA | 0 | NA | NW
13834 | Rajnandgaon | Mainpur | CHC | Doctor's Room | SPHYGMOMANOMETER (MERCURIAL) | 1 | DIAMOND | Delux | NA | 3000078384 | NA | 0 | NA | 0 | NA | W
13835 | Rajnandgaon | Mainpur | CHC | Doctor's Room | SPHYGMOMANOMETER (MERCURIAL) | 1 | DIAMOND | Delux | NA | 3000078385 | NA | 0 | NA | 0 | NA | W
13836 | Rajnandgaon | Mainpur | CHC | Pathology Lab. | MICROSCOPE (BINOCULAR) | 1 | LABOMED | Vision 20000 | 141275-844 | 3000078386 | NA | 0 | NA | 0 | NA | W
13837 | Rajnandgaon | Chuikhadan | CHC | Pathology Lab. | MICROSCOPE (BINOCULAR) | 1 | Lyzer |  |  | 3000078136 |  | 0 | NA | 0 | NA | W
13838 | Rajnandgaon | Chuikhadan | CHC | Pathology Lab. | MICROSCOPE (BINOCULAR) | 1 | Radical | 22612 |  | 3000078128 |  | 0 | NA | 0 | NA | NW
13839 | Rajnandgaon | Chuikhadan | CHC | Pathology Lab. | CENTRIFUGE MACHINE | 1 | NA | NA |  | 3000078129 |  | 0 | NA | 0 | NA | W
13840 | Rajnandgaon | Chuikhadan | CHC | Pathology Lab. | CENTRIFUGE MACHINE | 1 | NA | NA |  | 3000078130 |  | 0 | NA | 0 | NA | W
13841 | Rajnandgaon | Chuikhadan | CHC | Blood Bank (Store) | Blood Bank REFRIGERATOR | 1 | Meditech | MTPF01 | M786525311 | 3000078131 | NA | 0 | NA | 0 | NA | W
13842 | Rajnandgaon | Chuikhadan | CHC | Blood Bank (Store) | Blood Bank REFRIGERATOR | 1 | HLL | HBR240V | HB24V/25 | 3000078132 | NA | 0 | NA | 0 | NA | W
13843 | Rajnandgaon | Chuikhadan | CHC | Blood Bank (Store) | CENTRIFUGE MACHINE | 1 | REMI | R-BC | NA | 3000078133 | NA | 0 | NA | 0 | NA | W
13844 | Rajnandgaon | Chuikhadan | CHC | Blood Bank (Store) | MICROSCOPE (BINOCULAR) | 1 | WESWOX | HL-55 | NA | 3000078134 | NA | 0 | NA | 0 | NA | W
13845 | Rajnandgaon | Chuikhadan | CHC | Pathology Lab. | NEEDLE DESTROYER | 1 | Sara TECH | RIS | NA | 3000078135 | NA | 0 | NA | 0 | NA | W
13846 | Rajnandgaon | Chuikhadan | CHC | DELIVERY ROOM | SHADOWLESS OT LIGHT | 1 | Khare Instrument | NA | NA | 3000078137 | NA | 0 | NA | 0 | NA | W
13847 | Rajnandgaon | Chuikhadan | CHC | DELIVERY ROOM | SUCTION APPARATUS | 1 | NA | NA | NA | 3000078138 | NA | 0 | NA | 0 | NA | W
13848 | Rajnandgaon | Chuikhadan | CHC | DELIVERY ROOM | INFANT RADIANT WARMER | 1 | NA | NA | NA | 3000078139 | NA | 0 | NA | 0 | NA | W
13849 | Rajnandgaon | Chuikhadan | CHC | DELIVERY ROOM | BABY WEIGHING SCALE | 1 | ESSAE | B5250 | 25014131900 | 3000078140 | NA | 0 | NA | 0 | NA | W
13850 | Rajnandgaon | Chuikhadan | CHC | DELIVERY ROOM | FOETAL DOPPLER | 1 | Vcomin tech Ltd. | FD 200 D | FD2D148913297 | 3000078141 | NA | 0 | NA | 0 | NA | W
13851 | Rajnandgaon | Chuikhadan | CHC | DELIVERY ROOM | FOETAL DOPPLER | 1 | Neo-Care | Hiqua EQ.Pvt. Ltd | NA | 3000078142 | NA | 0 | NA | 0 | NA | NW
13852 | Rajnandgaon | Chuikhadan | CHC | Pathology Lab. | REFRIGERATOR | 1 | SAMSUNG | Fresh Tech | 0 392 | 3000078143 | NA | 0 | NA | 0 | NA | W
13853 | Rajnandgaon | Chuikhadan | CHC | DELIVERY ROOM | SPHYGMOMANOMETER (MERCURIAL) | 1 | DIAMOND | Regular | NA | 3000078144 | NA | 0 | NA | 0 | NA | W
13854 | Rajnandgaon | Chuikhadan | CHC | OT | SHADOWLESS OT LIGHT | 1 | NA | NA | NA | 3000078145 | NA | 0 | NA | 0 | NA | W
13855 | Rajnandgaon | Chuikhadan | CHC | OT | BOYLE'S APPARATUS | 1 | Paul Equipment Pvt. Ltd. | NA | NA | 3000078146 | NA | 0 | NA | 0 | NA | W
13856 | Rajnandgaon | Chuikhadan | CHC | OT | OT TABLE (Hydraulic) | 1 | United Surgical Industries | NA | NA | 3000078147 | NA | 0 | NA | 0 | NA | W
13857 | Rajnandgaon | Chuikhadan | CHC | OT | OT TABLE (Hydraulic) | 1 | United Surgical Industries | NA | NA | 3000078148 | NA | 0 | NA | 0 | NA | W
13858 | Rajnandgaon | Chuikhadan | CHC | OT | OT TABLE (Hydraulic) | 1 | United Surgical Industries | NA | NA | 3000078149 | NA | 0 | NA | 0 | NA | W
13859 | Rajnandgaon | Chuikhadan | CHC | OT | Dual Light Insufflator | 1 | CIRCON CABOT | NA | NA | 3000078150 | NA | 0 | NA | 0 | NA | W
13860 | Rajnandgaon | Chuikhadan | CHC | OT | Dual Light Insufflator | 1 | CIRCON CABOT | NA | NA | 3000078151 | NA | 0 | NA | 0 | NA | W
13861 | Rajnandgaon | Chuikhadan | CHC | OT | AUTOCLAVE | 1 | Atlas | NA | NA | 3000078152 | NA | 0 | NA | 0 | NA | W
13862 | Rajnandgaon | Chuikhadan | CHC | OT | Air ELECTRIC STERILIZER Machine | 1 | NA | NA | NA | 3000078153 | NA | 0 | NA | 0 | NA | NW
13863 | Rajnandgaon | Chuikhadan | CHC | X-RAY DEPT | X-RAY MACHINE | 1 | Allenger | A-60 | 2K90406142-X | 3000078154 | NA | 0 | NA | 0 | NA | W
13864 | Rajnandgaon | Chuikhadan | CHC | Dental Dept. | DENTAL CHAIR | 1 | Chesa Dental Care | Vaya | NA | 3000078155 | NA | 0 | NA | 0 | NA | W
13865 | Rajnandgaon | Sukuldaihan | PHC | Pathology Lab. | MICROSCOPE (BINOCULAR) | 1 | Magnus |  |  | 3000078976 | NA | 0 | NA | 0 | NA | W
13866 | Rajnandgaon | Sukuldaihan | PHC | DELIVERY ROOM | ADULT WEIGHING MACHINE | 1 | Aikrila Enterprises | BS-250 | IND/09/10/497 | 3000078977 | NA | 0 | NA | 0 | NA | W
13867 | Rajnandgaon | Sukuldaihan | PHC | DELIVERY ROOM | INFANT RADIANT WARMER | 1 | BIRD MEDITECH | BM/RW332/09/011 | BF | 3000078978 | NA | 0 | NA | 0 | NA | NW
13868 | Rajnandgaon | Sukuldaihan | PHC | DELIVERY ROOM | Vest Frost Denmark | 1 | Ice lined REFRIGERATOR | 651/5021 |  | 3000078979 | NA | 0 | NA | 0 | NA | NW
13869 | Rajnandgaon | Sukuldaihan | PHC | DELIVERY ROOM | ELECTRIC STERILIZER | 1 | SMR Surgical | QMS-04282 | SMR | 3000078980 | NA | 0 | NA | 0 | NA | NW
13870 | Rajnandgaon | Sukuldaihan | PHC |  | ELECTRIC STERILIZER | 1 | Atlas Surgical co. | 09F9646 | ATLAS | 3000078981 | NA | 0 | NA | 0 | NA | NW
13871 | Rajnandgaon | Sukuldaihan | PHC | DELIVERY ROOM | FOETAL DOPPLER | 1 | Vcomin tech Ltd. | FD-200D FDZD/30405478 | Vocmin | 3000078982 | NA | 0 | NA | 0 | NA | W
13872 | Rajnandgaon | Sukuldaihan | PHC | Vaccination Room | DEEP FREEZER | 1 | HAIER | HBC-70 |  | 3000078983 | NA | 0 | NA | 0 | NA | W
13873 | Rajnandgaon | Sukuldaihan | PHC | Vaccination Room | DEEP FREEZER | 1 | Vest Frost | 2501150 | Vest | 3000078984 | NA | 0 | NA | 0 | NA | W
13874 | Rajnandgaon | Aundhi | PHC | Doctor's Room | SPHYGMOMANOMETER (MERCURIAL) | 1 | Medicare Product | NAND-360 | 13171996 | 3000078398 | NA | 0 | NA | 0 | NA | W
13875 | Rajnandgaon | Aundhi | PHC | Doctor's Room | NEEDLE DESTROYER | 1 | Lineo Scientific Instrument | ND-360 | 10175103 | 3000078399 | NA | 0 | NA | 0 | NA | W
13876 | Rajnandgaon | Aundhi | PHC | Pathology Lab. | MICROSCOPE (BINOCULAR) | 1 | Punjab Scientific | NA | 518774 | 3000078400 | NA | 0 | NA | 0 | NA | W
13877 | Rajnandgaon | Aundhi | PHC | DELIVERY ROOM | INFANT RADIANT WARMER | 1 | Meditech Bird | NA | BM/RW/323/09/101 | 3000078401 | NA | 0 | NA | 0 | NA | W
13878 | Rajnandgaon | Aundhi | PHC | DELIVERY ROOM | ELECTRIC STERILIZER | 1 | Atlas Surgical co. | NA | 09F9655 | 3000078402 | NA | 0 | NA | 0 | NA | W
13879 | Rajnandgaon | Aundhi | PHC | DELIVERY ROOM | SUCTION APPARATUS | 1 | MasterCare Suction Machin | NA | NA | 3000078403 | NA | 0 | NA | 0 | NA | W
13880 | Rajnandgaon | Aundhi | PHC | DELIVERY ROOM | BABY WEIGHING SCALE | 1 | Essac Teracoka Ltd. | NA | 2501413-1908 | 3000078404 | NA | 0 | NA | 0 | NA | W
13881 | Rajnandgaon | Aundhi | PHC | DELIVERY ROOM | FOETAL DOPPLER | 1 | Li4ex | NA | NA | 3000078405 | NA | 0 | NA | 0 | NA | W
13882 | Rajnandgaon | Aundhi | PHC | Vaccination Room | Ice Lined REFRIGERATOR | 1 | Vest Frost | 278 | 5021338 | 3000078406 | NA | 0 | NA | 0 | NA | W
13883 | Rajnandgaon | Aundhi | PHC | Vaccination Room | DEEP FREEZER | 1 | HAIER | HBD-116 | BE04014E2600B2A7WO231 | 3000078407 | NA | 0 | NA | 0 | NA | W
13884 | Rajnandgaon | Aundhi | PHC | Vaccination Room | DEEP FREEZER | 1 | Vest Frost | NA | 25011-491 | 3000078408 | NA | 0 | NA | 0 | NA | NW
13885 | Rajnandgaon | Kushmi | PHC | DELIVERY ROOM | SUCTION APPARATUS | 1 | NA | NA | NA | 3000077074 | NA | 0 | NA | 0 | NA | NW
13886 | Rajnandgaon | Kushmi | PHC | DELIVERY ROOM | ADULT WEIGHING MACHINE | 1 | NA | NA | NA | 3000077073 | NA | 0 | NA | 0 | NA | W
13887 | Rajnandgaon | Kushmi | PHC | DELIVERY ROOM | SPHYGMOMANOMETER (MERCURIAL) | 1 | Omega | Gold 2000 | NA | 3000077072 | NA | 0 | NA | 0 | NA | W
13888 | Rajnandgaon | Kushmi | PHC | DELIVERY ROOM | NEBULIZER | 1 | Nuneb RRO |  | NGM102039 | 3000077071 | 2015-02-01 | 1 | 2016-02-01 | 0 | NA | W
13889 | Rajnandgaon | Kushmi | PHC | DELIVERY ROOM | GLUCOMETER | 1 | Bioptic |  | 10024B001827 | 3000077070 | 2015-02-01 | 1 | 2016-02-01 | 0 | NA | W
13890 | Rajnandgaon | Bandhabazar | PHC |  | FOETAL DOPPLER | 1 | Ravish impex Pvt. Ltd. | EasyCARE ECFDT 106 | ECF07106 | 3000078280 | NA | 0 | NA | 0 | NA | W
13891 | Rajnandgaon | Bandhabazar | PHC |  | GLUCOMETER | 1 | Omron Health Care | HGM 112 | 22135281-418 | 3000078281 | NA | 0 | NA | 0 | NA | W
13892 | Rajnandgaon | Bandhabazar | PHC |  | Omron Electronic Spiemo-maxometer | 1 | Omron Health Care | HEM 2120 |  | 3000078282 | NA | 0 | NA | 0 | NA | W
13893 | Rajnandgaon | Bandhabazar | PHC |  | MCPBP instrument | 1 | Medicare Production |  | 11016 | 3000078283 | NA | 0 | NA | 0 | NA | W
13894 | Rajnandgaon | Bandhabazar | PHC |  | SPHYGMOMANOMETER (MERCURIAL) | 1 | Diamond | 03105 CM/L 0196043 | CM/L 0196043 | 3000078284 | NA | 0 | NA | 0 | NA | W
13895 | Rajnandgaon | Bandhabazar | PHC |  | NEEDLE DESTROYER | 1 | Sara TECH | S1R | NA | 3000078285 | NA | 0 | NA | 0 | NA | W
13896 | Rajnandgaon | Bandhabazar | PHC |  | BABY WEIGHING SCALE | 1 | Crown | NA | NA | 3000078286 | NA | 0 | NA | 0 | NA | W
13897 | Rajnandgaon | Bandhabazar | PHC |  | ADULT WEIGHING MACHINE | 1 | NA | NA | NA | 3000078287 | NA | 0 | NA | 0 | NA | W
13898 | Rajnandgaon | Bandhabazar | PHC |  | ADULT WEIGHING MACHINE | 1 | NA | NA | NA | 3000078288 | NA | 0 | NA | 0 | NA | NW
13899 | Rajnandgaon | Bandhabazar | PHC |  | SUCTION APPARATUS | 1 | NA | NA | NA | 3000078289 | NA | 0 | NA | 0 | NA | NW
13900 | Rajnandgaon | Chirgholi | PHC |  | SPHYGMOMANOMETER (MERCURIAL) | 1 | DIAMOND | Regular | NA | 3000078196 | NA | 0 | NA | 0 | NA | W
13901 | Rajnandgaon | Chirgholi | PHC |  | ADULT WEIGHING MACHINE | 1 | Gown | NA | NA | 3000078197 | NA | 0 | NA | 0 | NA | NW
13902 | Rajnandgaon | Chirgholi | PHC |  | NEEDLE DESTROYER | 1 | Sara TECH | S1R | NA | 3000078169 | NA | 0 | NA | 0 | NA | W
13903 | Rajnandgaon | Udaipur | PHC | OPD | NEEDLE DESTROYER | 1 | Sara TECH | S1R | NA | 3000078590 | NA | 0 | NA | 0 | NA | W
13904 | Rajnandgaon | Udaipur | PHC | OPD | NEEDLE DESTROYER | 1 | Sara TECH | S1R | NA | 3000078591 | NA | 0 | NA | 0 | NA | W
13905 | Rajnandgaon | Udaipur | PHC | OPD | SPHYGMOMANOMETER (MERCURIAL) | 1 | DIAMOND | Regular | NA | 3000078592 | NA | 0 | NA | 0 | NA | W
13906 | Rajnandgaon | Udaipur | PHC | OPD | SPHYGMOMANOMETER (MERCURIAL) | 1 | DIAMOND | Regular | NA | 3000078593 | NA | 0 | NA | 0 | NA | W
13907 | Rajnandgaon | Udaipur | PHC | OPD | SPHYGMOMANOMETER (MERCURIAL) | 1 | DIAMOND | Regular | NA | 3000078594 | NA | 0 | NA | 0 | NA | NW
13908 | Rajnandgaon | Udaipur | PHC | DELIVERY ROOM | AUTOCLAVE | 1 | NA | NA | NA | 3000078595 | NA | 0 | NA | 0 | NA | W
13909 | Rajnandgaon | Udaipur | PHC | DELIVERY ROOM | INFANT RADIANT WARMER | 1 | BIRD MEDITECH | Innova | NA | 3000078596 | NA | 0 | NA | 0 | NA | W
13910 | Rajnandgaon | Udaipur | PHC | Vaccination Room | Ice Lined REFRIGERATOR | 1 | Vest Frost | NA | NA | 3000078597 | NA | 0 | NA | 0 | NA | W
13911 | Rajnandgaon | Udaipur | PHC | Vaccination Room | DEEP FREEZER | 1 | Vest Frost | NA | NA | 3000078598 | NA | 0 | NA | 0 | NA | W
13912 | Rajnandgaon | Musrakala | PHC |  | NEEDLE DESTROYER | 1 | Sara TECH | S1R |  | 3000077063 | NA | 0 | NA | 0 | NA | W
13913 | Rajnandgaon | Musrakala | PHC |  | SPHYGMOMANOMETER (MERCURIAL) | 1 | DIAMOND | Regular | 3390 | 3000077062 | NA | 0 | NA | 0 | NA | W
13914 | Rajnandgaon | Musrakala | PHC |  | GLUCOMETER | 1 | Med Source | NA | 100248001831 | 3000077061 | 2015-07-01 | 1 | 2016-07-01 | 0 | NA | W
13915 | Rajnandgaon | Musrakala | PHC |  | NEBULIZER | 1 | Hemo diaz life Sciences | HCMO Neb | IN03231503 | 3000077060 | 2015-07-01 | 1 | 2016-07-01 | 0 | NA | W
13916 | Rajnandgaon | Musrakala | PHC |  | OXYGEN CONCENTRATOR | 1 |  |  |  | No Bar Code | NA | 0 | NA | 0 | NA | W
13917 | Rajnandgaon | Musrakala | PHC |  | HB METER | 1 | Coptech Biomedical | STR (100VA) | 9330 | 3000077059 | 2015-07-01 | 1 | 2016-07-01 | 0 | NA | W
13918 | Rajnandgaon | Musrakala | PHC | DELIVERY ROOM | NEEDLE DESTROYER | 1 | Sara TECH |  |  | 3000077069 | NA | 0 | NA | 0 | NA | W
13919 | Rajnandgaon | Musrakala | PHC | DELIVERY ROOM | SUCTION APPARATUS | 1 |  |  |  | 3000077068 | NA | 0 | NA | 0 | NA | W
13920 | Rajnandgaon | Musrakala | PHC | DELIVERY ROOM | SUCTION APPARATUS | 1 | Yoga Care Max |  |  | 3000077067 | NA | 0 | NA | 0 | NA | W
13921 | Rajnandgaon | Musrakala | PHC | DELIVERY ROOM | ELECTRIC STERILIZER | 1 |  |  |  | 3000077066 | NA | 0 | NA | 0 | NA | W
13922 | Rajnandgaon | Musrakala | PHC | DELIVERY ROOM | BABY WEIGHING SCALE | 1 | Raman Surgical |  |  | 3000077065 | NA | 0 | NA | 0 | NA | W
13923 | Rajnandgaon | Musrakala | PHC | DELIVERY ROOM | Ice Lined REFRIGERATOR | 1 | West Frost |  |  | 3000077064 | NA | 0 | NA | 0 | NA | W
13924 | Rajnandgaon | Rajnandgaon | DH | OT | C-ARM IMAGE INTENSIFIER | 1 | Toshiba | E5863SD-P3A | 5K779 | 3000078312 | NA | 0 | NA | 0 | NA | NW
13925 | Rajnandgaon | Rajnandgaon | DH | OT | SURGICAL DIATHERMY | 1 | Xcel Lance | NA | NA | 3000078313 | NA | 0 | NA | 0 | NA | W
13926 | Rajnandgaon | Rajnandgaon | DH | OT | SHADOWLESS OT LIGHT | 1 | NA | NA | NA | 3000078314 | NA | 0 | NA | 0 | NA | W
13927 | Rajnandgaon | Rajnandgaon | DH | OT | OT TABLE | 1 | NA | NA | NA | 3000078315 | NA | 0 | NA | 0 | NA | W
13928 | Rajnandgaon | Rajnandgaon | DH | OT | BOYLE'S APPARATUS | 1 | Awmed Medical | Jupiter Plus | Z002761 | 3000078316 | NA | 0 | NA | 0 | NA | W
13929 | Rajnandgaon | Rajnandgaon | DH | OT | MULTIPARA PATIENT MONITOR | 1 | MEAID | M-100D | NA | 3000078317 | NA | 0 | NA | 0 | NA | W
13930 | Rajnandgaon | Rajnandgaon | DH | OT | SUCTION APPARATUS | 1 | Monatech Surgical | MSI RG02 | NA | 3000078318 | NA | 0 | NA | 0 | NA | W
13931 | Rajnandgaon | Rajnandgaon | DH | OT | SUCTION APPARATUS | 1 | NA | NA | NA | 3000078319 | NA | 0 | NA | 0 | NA | W
13932 | Rajnandgaon | Rajnandgaon | DH | OT | INFANT RADIANT WARMER | 1 | MEDI TECH+Bird | NA | NA | 3000078320 | NA | 0 | NA | 0 | NA | W
13933 | Rajnandgaon | Rajnandgaon | DH | OT | INFANT RADIANT WARMER | 1 | Meditin Instrument | NA | NA | 3000078321 | NA | 0 | NA | 0 | NA | W
13934 | Rajnandgaon | Rajnandgaon | DH | OT | SUCTION APPARATUS | 1 | NA | OG4203 | NA | 3000078322 | NA | 0 | NA | 0 | NA | W
13935 | Rajnandgaon | Rajnandgaon | DH | OT | OXYGEN CONCENTRATOR | 1 | BPL | NA | NA | 3000078323 | NA | 0 | NA | 0 | NA | NW
13936 | Rajnandgaon | Rajnandgaon | DH | OT | BABY WEIGHING SCALE | 1 | Crown | NA | NA | 3000078324 | NA | 0 | NA | 0 | NA | W
13937 | Rajnandgaon | Rajnandgaon | DH | OT | ELECTRIC STERILIZER | 1 | NA | NA | NA | 3000078325 | NA | 0 | NA | 0 | NA | W
13938 | Rajnandgaon | Rajnandgaon | DH | OT | ELECTRIC STERILIZER | 1 | NA | NA | NA | 3000078326 | NA | 0 | NA | 0 | NA | W
13939 | Rajnandgaon | Rajnandgaon | DH | OT | ELECTRIC STERILIZER | 1 | NA | NA | NA | 3000078327 | NA | 0 | NA | 0 | NA | W
13940 | Rajnandgaon | Rajnandgaon | DH | OT | ELECTRIC STERILIZER | 1 | Surgicoin | NA | E/09-17 | 3000078328 | NA | 0 | NA | 0 | NA | NW
13941 | Rajnandgaon | Rajnandgaon | DH | OT | ELECTRIC STERILIZER | 1 | Sterimax | NA | NA | 3000078329 | NA | 0 | NA | 0 | NA | NW
13942 | Rajnandgaon | Rajnandgaon | DH | OT | ELECTRIC STERILIZER | 1 | Audersen ELECTRIC STERILIZER | NA | NA | 3000078330 | NA | 0 | NA | 0 | NA | W
13943 | Rajnandgaon | Rajnandgaon | DH | OT | BOYLE'S APPARATUS | 1 | A-med | Jupiter Plus | NA | 3000078331 | NA | 0 | NA | 0 | NA | NW
13944 | Rajnandgaon | Rajnandgaon | DH | OT | MULTIPARA PATIENT MONITOR | 1 | MEDIAID | M-100D | Q67B7966 | 3000078332 | NA | 0 | NA | 0 | NA | W
13945 | Rajnandgaon | Rajnandgaon | DH | OT | OT TABLE | 1 | NA | NA | NA | 3000078333 | NA | 0 | NA | 0 | NA | W
13946 | Rajnandgaon | Rajnandgaon | DH | OT | OT TABLE | 1 | NA | NA | NA | 3000078334 | NA | 0 | NA | 0 | NA | W
13947 | Rajnandgaon | Rajnandgaon | DH | OT | SHADOWLESS OT LIGHT | 1 | NA | NA | NA | 3000078335 | NA | 0 | NA | 0 | NA | W
13948 | Rajnandgaon | Rajnandgaon | DH | OT | LAPAROSCOPY SYSTEM | 1 | Tian Soug | NA | NA | 3000078336 | NA | 0 | NA | 0 | NA | W
13949 | Rajnandgaon | Rajnandgaon | DH | OT | NEBULIZER | 1 | Mediserve | CN-01W | NA | 3000078337 | NA | 0 | NA | 0 | NA | NW
13950 | Rajnandgaon | Rajnandgaon | DH | Physiotherapy dept. | shortwave diathermy | 1 | NA | NA | NA | 3000078414 | 2006-08-05 | 0 | 0 | 0 | NA | W
13951 | Rajnandgaon | Rajnandgaon | DH | Physiotherapy dept. | shortwave diathermy | 1 | NA | NA | NA | 3000078415 | 2006-08-05 | 0 | 0 | 0 | NA | NW
13952 | Rajnandgaon | Rajnandgaon | DH | Physiotherapy dept. | continuous passive motion | 1 | UNIGUE | NA | NA | 3000078416 | 2006-08-05 | 0 | 0 | 0 | NA | W
13953 | Rajnandgaon | Rajnandgaon | DH | Physiotherapy dept. | continuous passive motion | 1 | UNIGUE | NA | NA | 3000078417 | 2006-08-05 | 0 | 0 | 0 | NA | W
13954 | Rajnandgaon | Rajnandgaon | DH | Physiotherapy dept. | electrical muscle stimulation | 1 | NA | NA | NA | 3000078418 | 2006-08-05 | 0 | 0 | 0 | NA | W
13955 | Rajnandgaon | Rajnandgaon | DH | Physiotherapy dept. | electrical muscle stimulation | 1 | NA | NA | NA | 3000078419 | 2006-08-05 | 0 | 0 | 0 | NA | W
13956 | Rajnandgaon | Rajnandgaon | DH | Physiotherapy dept. | Auto traction unit | 1 | NA | NA | NA | 3000078420 | 2006-08-05 | 0 | 0 | 0 | NA | W
13957 | Rajnandgaon | Rajnandgaon | DH | Physiotherapy dept. | Auto traction unit | 1 | NA | NA | NA | 3000078421 | 2006-08-05 | 0 | 0 | 0 | NA | W
13958 | Rajnandgaon | Rajnandgaon | DH | Physiotherapy dept. | TENS | 1 | NA | NA | NA | 3000078422 | 2006-08-05 | 0 | 0 | 0 | NA | W
13959 | Rajnandgaon | Rajnandgaon | DH | Physiotherapy dept. | TENS | 1 | NA | NA | NA | 3000078423 | 2006-08-05 | 0 | 0 | 0 | NA | W
13960 | Rajnandgaon | Rajnandgaon | DH | Physiotherapy dept. | ULTRASOUND THERAPY UNIT | 1 | NA | NA | NA | 3000078424 | 2006-08-05 | 0 | 0 | 0 | NA | W
13961 | Rajnandgaon | Rajnandgaon | DH | Physiotherapy dept. | INTERFERENTIAL THERAPY UNIT | 1 | Indian Medical instrument | 3142 | 61007 | 3000078425 | 2006-08-05 | 0 | 0 | 0 | NA | W
13962 | Rajnandgaon | Rajnandgaon | DH | Physiotherapy dept. | INTERFERENTIAL THERAPY UNIT | 1 | Indian Medical instrument | 3142 | 61008 | 3000078426 | 2006-08-05 | 0 | 0 | 0 | NA | W
13963 | Rajnandgaon | Rajnandgaon | DH | Physiotherapy dept. | continuous passive motion | 1 | NA | NA | NA | 3000078427 | 2006-08-05 | 0 | 0 | 0 | NA | W
13964 | Rajnandgaon | Rajnandgaon | DH | Physiotherapy dept. | Hydrocollator Unit | 1 | NA | NA | NA | 3000078428 | 2006-08-05 | 0 | 0 | 0 | NA | W
13965 | Rajnandgaon | Rajnandgaon | DH | Physiotherapy dept. | SPHYGMOMANOMETER (MERCURIAL) | 1 | Diamond | REGULAR | NA | 3000078429 | 2006-08-05 | 0 | 0 | 0 | NA | W
13966 | Rajnandgaon | Rajnandgaon | DH | RADIOLOGY Dept. | X-RAY MACHINE 500 mA | 1 | SIEMENCE | HELIOPHOSD | 3789 | 3000078430 | 2007-07-01 | 0 | 0 | 0 | NA | W
13967 | Rajnandgaon | Rajnandgaon | DH | RADIOLOGY Dept. | X-RAY MACHINE 800mA | 1 | ALLENGES | MARS80 | 2K130980331X/1TF | 3000078431 | 2014-05-01 | 1 | 2017-05-01 | 0 | NA | W
13968 | Rajnandgaon | Rajnandgaon | DH | RADIOLOGY Dept. | C-R-System | 1 | AGFA | DRYSHARP | 6696 | 3000078432 | 2014-05-01 | 1 | 2017-05-01 | 0 | NA | W
13969 | Rajnandgaon | Rajnandgaon | DH | RADIOLOGY Dept. | X-RAY MACHINE 300 mA | 1 | ALLENGES | NA | NA | 3000078440 | 1999 | 0 | 0 | 0 | NA | W
13970 | Rajnandgaon | Rajnandgaon | DH | RADIOLOGY Dept. | CT-Scan 16 slices | 1 | WIPROGE | BIRDSPEED | 83021281-022610 | 3000078433 | 2011-11-01 | 0 | 0 | 1 | 2016 | W
13971 | Rajnandgaon | Rajnandgaon | DH | RADIOLOGY Dept. | Sonography 3probes | 1 | MIND RAY | DCN3 |  | 3000078434 | 2014-11-23 | 1 | 2015-11-22 | 0 | NA | W
13972 | Rajnandgaon | Rajnandgaon | DH | RADIOLOGY Dept. | Sonography Machine | 1 | WIPROGE | 10GIQ100 | 12044WGU | 3000078435 | 1999-02-22 | 0 | 0 | 0 | NA | NW
13973 | Rajnandgaon | Rajnandgaon | DH | RADIOLOGY Dept. | X-RAY MACHINE 60 mA | 1 | ALLENGES | ALLDENTHF | 2K1306027-0 | 3000078436 | 2014-05-01 | 1 | 2017-05-01 | 0 | NA | W
13974 | Rajnandgaon | Rajnandgaon | DH | RADIOLOGY Dept. | Sonography Machine | 1 | ALOKA | NA | NA | 3000078437 | NA | 0 | 0 | 0 | NA | NW
13975 | Rajnandgaon | Rajnandgaon | DH | RADIOLOGY Dept. | X-RAY MACHINE 500 mA | 1 | WIPROGE | ALLPRO | NA | 3000078438 | NA | 0 | 0 | 0 | NA | NW
13976 | Rajnandgaon | Rajnandgaon | DH | ECG Room | ECG RECORDER | 1 | MINDTAY | BEN-HEART R3 | FK-45003235 | 3000078439 | NA | 0 | 0 | 0 | NA | NW
13977 | Rajnandgaon | Rajnandgaon | DH | ICU | ECG RECORDER | 1 | BPL | CARDIAE ART 7108 | EUMB321290 | 3000078441 | 2014-06-23 | 1 | 2015-06-22 | 0 | NA | W
13978 | Rajnandgaon | Rajnandgaon | DH | ICU | MULTIPARA PATIENT MONITOR | 1 | BPL | BM5389 | R9AZ885 | 3000078442 | 2000-12-01 | 0 | 0 | 0 | NA | W
13979 | Rajnandgaon | Rajnandgaon | DH | ICU | MULTIPARA PATIENT MONITOR | 1 | BPL | BM5389 | 98D302183 | 3000078443 | 2000-12-01 | 0 | 0 | 0 | NA | W
13980 | Rajnandgaon | Rajnandgaon | DH | ICU | MULTIPARA PATIENT MONITOR | 1 | BPL | BM5389 | H9A2879 | 3000078444 | 2000-12-01 | 0 | 0 | 0 | NA | W
13981 | Rajnandgaon | Rajnandgaon | DH | ICU | MULTIPARA PATIENT MONITOR | 1 | BPL | BM5389 | NA | 3000078445 | 2000-12-01 | 0 | 0 | 0 | NA | W
13982 | Rajnandgaon | Rajnandgaon | DH | ICU | Syringe Pump | 1 | Akash | SYX4410 | W031U0771 | 3000078446 | 2000-12-01 | 0 | 0 | 0 | NA | W
13983 | Rajnandgaon | Rajnandgaon | DH | ICU | PULSE OXIMETER | 1 | BPL | NA | NA | 3000078447 | 2000-12-01 | 0 | 0 | 0 | NA | NW
13984 | Rajnandgaon | Rajnandgaon | DH | ICU | ECG RECORDER 12 channel | 1 | mindray | BENEHEART R3 | FK45003214 | 3000078448 | 2014-06-26 | 1 | 2015-06-26 | 0 | NA | W
13985 | Rajnandgaon | Rajnandgaon | DH | ICU | NEBULIZER | 1 | mediserve | CNOLW | NA | 3000078449 | 2012-05-31 | 0 | 0 | 0 | NA | NW
13986 | Rajnandgaon | Rajnandgaon | DH | ICU | SUCTION APPARATUS | 1 | NA | NA | NA | 3000078450 | NA | 0 | 0 | 0 | NA | W
13987 | Rajnandgaon | Rajnandgaon | DH | ICU | SPHYGMOMANOMETER (MERCURIAL) | 1 | LITEX | NA | 93102020 | 3000078451 | 2014-05-29 | 0 | 0 | 0 | NA | W
13988 | Rajnandgaon | Rajnandgaon | DH | ICU | Central Monitor | 1 | BPL | NA | NA | 3000078452 | 2000-12-31 | 0 | 0 | 0 | NA | NW
13989 | Rajnandgaon | Rajnandgaon | DH | ICU | SPHYGMOMANOMETER (MERCURIAL) | 1 | Diamond | DELUX | NA | 3000078453 | NA | 0 | 0 | 0 | NA | W
13990 | Rajnandgaon | Rajnandgaon | DH | ICU | VENTILATOR | 1 | BITCL PRODUCT | 15654C | ACM01212 | 3000078454 | 2009-12-31 | 0 | 0 | 0 | NA | W
13991 | Rajnandgaon | Rajnandgaon | DH | ICU | DEEP FREEZER | 1 | BPL | DF2389 | 98C40764 | 3000078455 | 2000-09-23 | 0 | 0 | 0 | NA | W
13992 | Rajnandgaon | Rajnandgaon | DH | ICU | GLUCOMETER | 1 | Major Bio System | GLUCO-CHEADE | B103BA-12FO-0676 | 3000078456 | 2013-12-18 | 0 | 0 | 0 | NA | NW
13993 | Rajnandgaon | Rajnandgaon | DH | ICU | MULTIPARA PATIENT MONITOR | 1 | Midiaid System | M1000 | E607MB10 | 3000078457 | 2006-10-30 | 0 | 0 | 0 | NA | W
13994 | Rajnandgaon | Rajnandgaon | DH | ICU | MULTIPARA PATIENT MONITOR | 1 | Midiaid System | M1000 | AQ67BA228 | 3000078458 | 2006-10-30 | 0 | 0 | 0 | NA | W
13995 | Rajnandgaon | Rajnandgaon | DH | ICU | MULTIPARA PATIENT MONITOR | 1 | Midiaid System | M1000 | AQ67BB022 | 3000078459 | 2006-10-30 | 0 | 0 | 0 | NA | W
13996 | Rajnandgaon | Rajnandgaon | DH | ICU | ECG RECORDER 12 channel | 1 | BPL | NA | 8108 | 3000078460 | NA | 0 | 0 | 0 | NA | NW
13997 | Rajnandgaon | Rajnandgaon | DH | ICU | NEEDLE DESTROYER | 1 | SARATECH | SIR | NA | No Bar Code | NA | 0 | 0 | 0 | NA | W
13998 | Rajnandgaon | Rajnandgaon | DH | SNCU | BABY PHOTOTHERAPY UNIT | 1 | Medi Waues Ine. | Digitel Hour meter | NA | 3000078461 | 2013-02-01 | 0 | 0 | 0 | NA | W
13999 | Rajnandgaon | Rajnandgaon | DH | SNCU | BABY PHOTOTHERAPY UNIT | 1 | Medi Waues Ine. | Digitel Hour meter | NA | 3000078462 | 2013-02-01 | 0 | 0 | 0 | NA | W
14000 | Rajnandgaon | Rajnandgaon | DH | SNCU | BABY PHOTOTHERAPY UNIT | 1 | Medi Waues Ine. | Digitel Hour meter | NA | 3000078463 | 2013-02-01 | 0 | 0 | 0 | NA | W
14001 | Rajnandgaon | Rajnandgaon | DH | SNCU | BABY PHOTOTHERAPY UNIT | 1 | Medi Waues Ine. | Digitel Hour meter | NA | 3000078464 | 2013-02-01 | 0 | 0 | 0 | NA | W
14002 | Rajnandgaon | Rajnandgaon | DH | SNCU | BABY PHOTOTHERAPY UNIT | 1 | Medi Waues Ine. | Digitel Hour meter | NA | 3000078465 | 2013-02-01 | 0 | 0 | 0 | NA | W
14003 | Rajnandgaon | Rajnandgaon | DH | SNCU | BABY PHOTOTHERAPY UNIT | 1 | Medi Waues Ine. | Digitel Hour meter | NA | 3000078466 | 2013-02-01 | 0 | 0 | 0 | NA | NW
14004 | Rajnandgaon | Rajnandgaon | DH | SNCU | INFANT RADIANT WARMER | 1 | BIRD MEDITECH | INNOVA | NA | 3000078467 | 2012-10-19 | 0 | 0 | 0 | NA | W
14005 | Rajnandgaon | Rajnandgaon | DH | SNCU | INFANT RADIANT WARMER | 1 | BIRD MEDITECH | INNOVA | NA | 3000078468 | 2012-10-19 | 0 | 0 | 0 | NA | W
14006 | Rajnandgaon | Rajnandgaon | DH | SNCU | INFANT RADIANT WARMER | 1 | BIRD MEDITECH | INNOVA | NA | 3000078469 | 2012-10-19 | 0 | 0 | 0 | NA | W
14007 | Rajnandgaon | Rajnandgaon | DH | SNCU | INFANT RADIANT WARMER | 1 | BIRD MEDITECH | INNOVA | NA | 3000078470 | 2012-10-19 | 0 | 0 | 0 | NA | W
14008 | Rajnandgaon | Rajnandgaon | DH | SNCU | INFANT RADIANT WARMER | 1 | BIRD MEDITECH | INNOVA | NA | 3000078471 | 2012-10-19 | 0 | 0 | 0 | NA | W
14009 | Rajnandgaon | Rajnandgaon | DH | SNCU | INFANT RADIANT WARMER | 1 | BIRD MEDITECH | INNOVA | NA | 3000078472 | 2012-10-19 | 0 | 0 | 0 | NA | W
14010 | Rajnandgaon | Rajnandgaon | DH | SNCU | INFANT RADIANT WARMER | 1 | BIRD MEDITECH | INNOVA | NA | 3000078473 | 2012-10-19 | 0 | 0 | 0 | NA | W
14011 | Rajnandgaon | Rajnandgaon | DH | SNCU | INFANT RADIANT WARMER | 1 | BIRD MEDITECH | INNOVA | NA | 3000078474 | 2012-10-19 | 0 | 0 | 0 | NA | W
14012 | Rajnandgaon | Rajnandgaon | DH | SNCU | INFANT RADIANT WARMER | 1 | BIRD MEDITECH | INNOVA | NA | 3000078475 | 2012-10-19 | 0 | 0 | 0 | NA | W
14013 | Rajnandgaon | Rajnandgaon | DH | SNCU | INFANT RADIANT WARMER | 1 | BIRD MEDITECH | INNOVA | NA | 3000078476 | 2012-10-19 | 0 | 0 | 0 | NA | W
14014 | Rajnandgaon | Rajnandgaon | DH | SNCU | INFANT RADIANT WARMER | 1 | BIRD MEDITECH | INNOVA | NA | 3000078477 | 2012-10-19 | 0 | 0 | 0 | NA | W
14015 | Rajnandgaon | Rajnandgaon | DH | SNCU | INFANT RADIANT WARMER | 1 | BIRD MEDITECH | INNOVA | NA | 3000078478 | 2012-10-19 | 0 | 0 | 0 | NA | W
14016 | Rajnandgaon | Rajnandgaon | DH | SNCU | INFANT RADIANT WARMER | 1 | BIRD MEDITECH | INNOVA | NA | 3000078479 | 2012-10-19 | 0 | 0 | 0 | NA | W
14017 | Rajnandgaon | Rajnandgaon | DH | SNCU | INFANT RADIANT WARMER | 1 | BIRD MEDITECH | INNOVA | NA | 3000078480 | 2012-10-19 | 0 | 0 | 0 | NA | W
14018 | Rajnandgaon | Rajnandgaon | DH | SNCU | INFANT RADIANT WARMER | 1 | BIRD MEDITECH | INNOVA | NA | 3000078481 | 2012-10-19 | 0 | 0 | 0 | NA | W
14019 | Rajnandgaon | Rajnandgaon | DH | SNCU | INFANT RADIANT WARMER | 1 | BIRD MEDITECH | INNOVA | NA | No Bar Code | 2012-10-19 | 0 | 0 | 0 | NA | W
14020 | Rajnandgaon | Rajnandgaon | DH | SNCU | SUCTION APPARATUS | 1 | CA-MI | NEW ASKIT 20 | 10297 | 3000078482 | 2013-02-25 | 0 | 0 | 0 | NA | W
14021 | Rajnandgaon | Rajnandgaon | DH | SNCU | SUCTION APPARATUS | 1 | CA-MI | NEW ASKIT 20 | 10298 | 3000078483 | 2013-02-25 | 0 | 0 | 0 | NA | W
14022 | Rajnandgaon | Rajnandgaon | DH | SNCU | SUCTION APPARATUS | 1 | CA-MI | NEW ASKIT 20 | 10299 | 3000078484 | 2013-02-25 | 0 | 0 | 0 | NA | W
14023 | Rajnandgaon | Rajnandgaon | DH | SNCU | digital THERMOMETER | 1 | NA | TM01 | NA | 3000078485 | NA | 0 | 0 | 0 | NA | W
14024 | Rajnandgaon | Rajnandgaon | DH | SNCU | digital THERMOMETER | 1 | NA | TM01 | NA | 3000078486 | NA | 0 | 0 | 0 | NA | W
14025 | Rajnandgaon | Rajnandgaon | DH | SNCU | digital THERMOMETER | 1 | NA | TM01 | NA | 3000078487 | NA | 0 | 0 | 0 | NA | W
14026 | Rajnandgaon | Rajnandgaon | DH | SNCU | digital THERMOMETER | 1 | NA | TM01 | NA | 3000078488 | NA | 0 | 0 | 0 | NA | W
14027 | Rajnandgaon | Rajnandgaon | DH | SNCU | digital THERMOMETER | 1 | NA | TM01 | NA | 3000078489 | NA | 0 | 0 | 0 | NA | NW
14028 | Rajnandgaon | Rajnandgaon | DH | SNCU | digital THERMOMETER | 1 | NA | TM01 | NA | 3000078490 | NA | 0 | 0 | 0 | NA | NW
14029 | Rajnandgaon | Rajnandgaon | DH | SNCU | digital THERMOMETER | 1 | NA | TM01 | NA | 3000078491 | NA | 0 | 0 | 0 | NA | NW
14030 | Rajnandgaon | Rajnandgaon | DH | SNCU | digital THERMOMETER | 1 | NA | TM01 | NA | 3000078492 | NA | 0 | 0 | 0 | NA | NW
14031 | Rajnandgaon | Rajnandgaon | DH | SNCU | digital THERMOMETER | 1 | NA | TM01 | NA | 3000078493 | NA | 0 | 0 | 0 | NA | NW
14032 | Rajnandgaon | Rajnandgaon | DH | SNCU | digital THERMOMETER | 1 | NA | TM01 | NA | 3000078494 | NA | 0 | 0 | 0 | NA | NW
14033 | Rajnandgaon | Rajnandgaon | DH | SNCU | digital THERMOMETER | 1 | NA | TM01 | NA | 3000078495 | NA | 0 | 0 | 0 | NA | NW
14034 | Rajnandgaon | Rajnandgaon | DH | SNCU | infusion pump | 1 | UAB VIL TECHMED | NA | NA | 3000078496 | 2012-04-23 | 0 | 0 | 0 | NA | W
14035 | Rajnandgaon | Rajnandgaon | DH | SNCU | infusion pump | 1 | UAB VIL TECHMED | NA | NA | 3000078497 | 2012-04-23 | 0 | 0 | 0 | NA | W
14036 | Rajnandgaon | Rajnandgaon | DH | SNCU | infusion pump | 1 | UAB VIL TECHMED | NA | NA | 3000078498 | 2012-04-23 | 0 | 0 | 0 | NA | W
14037 | Rajnandgaon | Rajnandgaon | DH | SNCU | infusion pump | 1 | UAB VIL TECHMED | NA | NA | 3000078499 | 2012-04-23 | 0 | 0 | 0 | NA | W
14038 | Rajnandgaon | Rajnandgaon | DH | SNCU | infusion pump | 1 | UAB VIL TECHMED | NA | NA | 3000078500 | 2012-04-23 | 0 | 0 | 0 | NA | W
14039 | Rajnandgaon | Rajnandgaon | DH | SNCU | infusion pump | 1 | UAB VIL TECHMED | NA | NA | 3000078501 | 2012-04-23 | 0 | 0 | 0 | NA | W
14040 | Rajnandgaon | Rajnandgaon | DH | SNCU | infusion pump | 1 | UAB VIL TECHMED | NA | NA | 3000078502 | 2012-04-23 | 0 | 0 | 0 | NA | NW
14041 | Rajnandgaon | Rajnandgaon | DH | SNCU | infusion pump | 1 | UAB VIL TECHMED | NA | NA | 3000078503 | 2012-04-23 | 0 | 0 | 0 | NA | NW
14042 | Rajnandgaon | Rajnandgaon | DH | SNCU | infusion pump | 1 | Maestros Medeline | MIP100 | NA | 3000078504 | 2012-04-23 | 0 | 0 | 0 | NA | W
14043 | Rajnandgaon | Rajnandgaon | DH | SNCU | infusion pump | 1 | Maestros Medeline | MIP100 | NA | 3000078505 | 2012-04-23 | 0 | 0 | 0 | NA | W
14044 | Rajnandgaon | Rajnandgaon | DH | SNCU | infusion pump | 1 | Maestros Medeline | MIP100 | NA | 3000078506 | 2012-04-23 | 0 | 0 | 0 | NA | NW
14045 | Rajnandgaon | Rajnandgaon | DH | SNCU | infusion pump | 1 | Maestros Medeline | MIP100 | NA | 3000078507 | 2012-04-23 | 0 | 0 | 0 | NA | NW
14046 | Rajnandgaon | Rajnandgaon | DH | SNCU | NEEDLE DESTROYER | 1 | SARATECH | SIR | NA | 3000078508 | 2012-04-23 | 0 | 0 | 0 | NA | W
14047 | Rajnandgaon | Rajnandgaon | DH | SNCU | GLUCOMETER | 1 | Major Bio System | NA | NA | 3000078509 | 2012-04-23 | 0 | 0 | 0 | NA | W
14048 | Rajnandgaon | Rajnandgaon | DH | SNCU | OXYGEN CONCENTRATOR | 1 | AIR CORPORATION | OG 4203 | 13120992 | 3000078510 | NA | 0 | 0 | 0 | NA | W
14049 | Rajnandgaon | Rajnandgaon | DH | SNCU | OXYGEN CONCENTRATOR | 1 | BPL | NA | N5040564 | 3000078511 | NA | 0 | 0 | 0 | NA | NW
14050 | Rajnandgaon | Rajnandgaon | DH | SNCU | OXYGEN CONCENTRATOR | 1 | BPL | NA | N5040727 | 3000078512 | NA | 0 | 0 | 0 | NA | NW
14051 | Rajnandgaon | Rajnandgaon | DH | SNCU | BABY WEIGHING SCALE | 1 | GOWN | NA | NA | 3000078513 | 2012-04-23 | 0 | 0 | 0 | NA | NW
14052 | Rajnandgaon | Rajnandgaon | DH | SNCU | BABY WEIGHING SCALE | 1 | GOWN | NA | NA | 3000078514 | 2012-04-23 | 0 | 0 | 0 | NA | NW
14053 | Rajnandgaon | Rajnandgaon | DH | SNCU | BABY WEIGHING SCALE | 1 | GOWN | NA | NA | 3000078515 | 2012-04-23 | 0 | 0 | 0 | NA | W
14054 | Rajnandgaon | Rajnandgaon | DH | SNCU | PULSE OXIMETER | 1 | BIO SYSTEM | BPM200 | 125-HF5080 | 3000078516 | 2014-08-20 | 0 | 0 | 0 | NA | W
14055 | Rajnandgaon | Rajnandgaon | DH | SNCU | PULSE OXIMETER | 1 | NA | NA | NA | 3000078517 | NA | 0 | 0 | 0 | NA | NW
14056 | Rajnandgaon | Rajnandgaon | DH | SNCU | PULSE OXIMETER | 1 | NA | NA | NA | 3000078518 | NA | 0 | 0 | 0 | NA | NW
14057 | Rajnandgaon | Rajnandgaon | DH | SNCU | PULSE OXIMETER | 1 | NA | NA | NA | 3000078519 | NA | 0 | 0 | 0 | NA | NW
14058 | Rajnandgaon | Rajnandgaon | DH | SNCU | PULSE OXIMETER | 1 | NA | NA | NA | 3000078520 | NA | 0 | 0 | 0 | NA | NW
14059 | Rajnandgaon | Rajnandgaon | DH | SNCU | PULSE OXIMETER | 1 | NA | NA | NA | 3000078521 | NA | 0 | 0 | 0 | NA | NW
14060 | Rajnandgaon | Rajnandgaon | DH | SNCU | NEBULIZER | 1 | NA | Ready Mist | 150475 | 3000078522 | 2013-04-09 | 0 | 0 | 0 | NA | W
14061 | Rajnandgaon | Rajnandgaon | DH | SNCU | AUTOCLAVE | 1 | NA | NA | NA | No Bar Code | NA | 0 | 0 | 0 | NA | NW
14062 | Rajnandgaon | Rajnandgaon | DH | Pathology Lab. | Semi Autoanalyzer | 1 | Bayer | RA-50 | 30066 | 3000078523 | NA | 0 | 0 | 0 | NA | NW
14063 | Rajnandgaon | Rajnandgaon | DH | Pathology Lab. | Semi Autoanalyzer | 1 | Merck | MICROLAB300 | 12_6240 | 3000078524 | 2013-08-01 | 0 | 0 | 0 | NA | W
14064 | Rajnandgaon | Rajnandgaon | DH | Pathology Lab. | AUTO HAEMATOLOGY ANALYZER | 1 | mindray | BC2800 | NA | 3000078525 | 2014-12-01 | 1 | 2015-12-01 | 0 | NA | W
14065 | Rajnandgaon | Rajnandgaon | DH | Pathology Lab. | HOT AIR OVEN | 1 | M.B. instrumet | NA | NA | 3000078526 | NA | 0 | 0 | 0 | NA | W
14066 | Rajnandgaon | Rajnandgaon | DH | Pathology Lab. | INCUBATOR | 1 | COSLAB | CLE-102 | NA | 3000078527 | NA | 0 | 0 | 0 | NA | W
14067 | Rajnandgaon | Rajnandgaon | DH | Pathology Lab. | NEEDLE DESTROYER | 1 | NA | NA | NA | 3000078528 | NA | 0 | 0 | 0 | NA | NW
14068 | Rajnandgaon | Rajnandgaon | DH | Pathology Lab. | NEEDLE DESTROYER | 1 | NA | NA | NA | 3000078529 | NA | 0 | 0 | 0 | NA | NW
14069 | Rajnandgaon | Rajnandgaon | DH | Pathology Lab. | Electrolyte Analyzer | 1 | Phero Tank | NA | NA | 3000078530 | NA | 0 | 0 | 0 | NA | NW
14070 | Rajnandgaon | Rajnandgaon | DH | Pathology Lab. | CENTRIFUGE MACHINE (6 Tubes) | 1 | NA | NA | NA | 3000078531 | NA | 0 | 0 | 0 | NA | NW
14071 | Rajnandgaon | Rajnandgaon | DH | Pathology Lab. | CENTRIFUGE MACHINE (6 Tubes) | 1 | NA | NA | NA | 3000078532 | NA | 0 | 0 | 0 | NA | NW
14072 | Rajnandgaon | Rajnandgaon | DH | Pathology Lab. | CENTRIFUGE MACHINE (8 Tubes) | 1 | Remi | R-8C | ABLC-769 | 3000078533 | 2001 | 0 | 0 | 0 | NA | W
14073 | Rajnandgaon | Rajnandgaon | DH | Pathology Lab. | MICROSCOPE (BINOCULAR) | 1 | OLYMPUS | MAGNUS | NA | 3000078534 | NA | 0 | 0 | 0 | NA | W
14074 | Rajnandgaon | Rajnandgaon | DH | Pathology Lab. | REFRIGERATOR | 1 | GODREJ | EGGESX | 23BX1WR | 3000078535 | 2014-03-01 | 0 | 0 | 0 | NA | W
14075 | Rajnandgaon | Rajnandgaon | DH | Pathology Lab. | REFRIGERATOR | 1 | LG | NA | 304NRSP073926 | 3000078536 | 2014-03-01 | 0 | 0 | 0 | NA | W
14076 | Rajnandgaon | Rajnandgaon | DH | malaria | MICROSCOPE (BINOCULAR) | 1 | Redical | RMH | 22596 | 3000078537 | NA | 0 | 0 | 0 | NA | W
14077 | Rajnandgaon | Rajnandgaon | DH | malaria | MICROSCOPE (MONOCULAR) | 1 | LABO | UI-5 | 846386 | 3000078538 | NA | 0 | 0 | 0 | NA | NW
14078 | Rajnandgaon | Rajnandgaon | DH | Pathology Lab. | REFRIGERATOR | 1 | kelvinator | NA | NA | 3000078539 | NA | 0 | 0 | 0 | NA | W
14079 | Rajnandgaon | Rajnandgaon | DH | Pathology Lab. | GLUCOMETER | 1 | Major Bio System | GLUCO-CHEADE | A103B-10K01-1772 | 3000078540 | NA | 0 | 0 | 0 | NA | NW
14080 | Rajnandgaon | Rajnandgaon | DH | Pathology Lab. | MICRO PIPETTE (20 micro let.) | 1 | Vertex | NA | NA | 3000078541 | NA | 0 | 0 | 0 | NA | W
14081 | Rajnandgaon | Rajnandgaon | DH | Pathology Lab. | MICRO PIPETTE (20 micro let.) | 1 | Bio SYSTEM Classic | NA | NA | 3000078542 | NA | 0 | 0 | 0 | NA | W
14082 | Rajnandgaon | Rajnandgaon | DH | Pathology Lab. | MICRO PIPETTE (05 micro let.) | 1 | A-STAR | NA | NA | 3000078543 | NA | 0 | 0 | 0 | NA | W
14083 | Rajnandgaon | Rajnandgaon | DH | Pathology Lab. | MICRO PIPETTE (10 micro let.) | 1 | MICROPED | NA | NA | 3000078544 | NA | 0 | 0 | 0 | NA | W
14084 | Rajnandgaon | Rajnandgaon | DH | Opthalmology Dept. | SLIT LAMP | 1 | NA | AIA1135 | 153080 | 3000078577 | NA | 0 | 0 | 0 | NA | W
14085 | Rajnandgaon | Rajnandgaon | DH | Opthalmology Dept. | YAG LASER | 1 | APPA SWAMY | LIGHT MED | NA | 3000078578 | NA | 0 | 0 | 0 | NA | W
14086 | Rajnandgaon | Rajnandgaon | DH | Opthalmology Dept. | Keratometer | 1 | APPA SWAMY | NA | 1201412022 | 3000078579 | NA | 0 | 0 | 0 | NA | W
14087 | Rajnandgaon | Rajnandgaon | DH | Opthalmology Dept. | Keratometer | 1 | NA | NA | NA | 3000078580 | NA | 0 | 0 | 0 | NA | W
14088 | Rajnandgaon | Rajnandgaon | DH | Opthalmology Dept. | Biometer | 1 | APPA SWAMY | AME01A | 20830409H | 3000078581 | NA | 0 | 0 | 0 | NA | W
14089 | Rajnandgaon | Rajnandgaon | DH | Opthalmology Dept. | green laser | 1 | APPA SWAMY | AIA1255 | 154090036 | 3000078582 | NA | 0 | 0 | 0 | NA | W
14090 | Rajnandgaon | Rajnandgaon | DH | Opthalmology Dept. | PULSE OXIMETER | 1 | APPA SWAMY | NA | 401 | 3000078583 | NA | 0 | 0 | 0 | NA | NW
14091 | Rajnandgaon | Rajnandgaon | DH | Opthalmology Dept. | MICROSCOPE (BINOCULAR) | 1 | LYKA | NA | NA | 3000078584 | NA | 0 | 0 | 0 | NA | NW
14092 | Rajnandgaon | Rajnandgaon | DH | Opthalmology Dept. | MICROSCOPE (BINOCULAR) | 1 | KAL ZEISS | NA | NA | 3000078585 | NA | 0 | 0 | 0 | NA | W
14093 | Rajnandgaon | Rajnandgaon | DH | Opthalmology Dept. | elite RETINOSCOPE | 1 | NA | NA | NA | 3000078586 | NA | 0 | 0 | 0 | NA | W
14094 | Rajnandgaon | Rajnandgaon | DH | Opthalmology Dept. | elite RETINOSCOPE | 1 | NA | NA | NA | 3000078587 | NA | 0 | 0 | 0 | NA | NW
14095 | Rajnandgaon | Rajnandgaon | DH | Opthalmology Dept. | direct OPHTHALMOSCOPE | 1 | KILLER | NA | NA | 3000078588 | NA | 0 | 0 | 0 | NA | W
14096 | Rajnandgaon | Rajnandgaon | DH | ICTC | INCUBATOR | 1 | ACM INSTURMENR | NA | NA | 3000078545 | NA | 0 | 0 | 0 | NA | W
14097 | Rajnandgaon | Rajnandgaon | DH | ICTC | CENTRIFUGE MACHINE (6 Tubes) | 1 | COSLAB | NA | NA | 3000078546 | NA | 0 | 0 | 0 | NA | W
14098 | Rajnandgaon | Rajnandgaon | DH | ICTC | NEEDLE DESTROYER | 1 | SARATECH | SIR | NA | 3000078547 | NA | 0 | 0 | 0 | NA | W
14099 | Rajnandgaon | Rajnandgaon | DH | Male Ward | SPHYGMOMANOMETER (MERCURIAL) | 1 | Diamond | REGULAR | NA | 3000078548 | NA | 0 | 0 | 0 | NA | W
14100 | Rajnandgaon | Rajnandgaon | DH | Male Ward | SPHYGMOMANOMETER (MERCURIAL) | 1 | Diamond | DELUX | NA | 3000078549 | NA | 0 | 0 | 0 | NA | NW
14101 | Rajnandgaon | Rajnandgaon | DH | Male Ward | SUCTION APPARATUS | 1 | MUOARCH | MISRG02 | 812208 | 3000078550 | NA | 0 | 0 | 0 | NA | NW
14102 | Rajnandgaon | Rajnandgaon | DH | Male Ward | NEBULIZER | 1 | LIFE LINE | ALPHA | NA | 3000078551 | NA | 0 | 0 | 0 | NA | W
14103 | Rajnandgaon | Rajnandgaon | DH | Male Ward | OXYGEN CONCENTRATOR | 1 | NEW LIFE INSTRUMENT | ELITE | NA | 3000078552 | NA | 0 | 0 | 0 | NA | W
14104 | Rajnandgaon | Rajnandgaon | DH | BLOOD BANK | Blood Bank REFRIGERATOR | 1 | ARAWALI | BBR25 | 55635-295 | 3000078553 | NA | 0 | 0 | 0 | NA | W
14105 | Rajnandgaon | Rajnandgaon | DH | BLOOD BANK | CENTRIFUGE MACHINE (6 Tubes) | 1 | REMI | R-8C | ABLC-774 | 3000078554 | NA | 0 | 0 | 0 | NA | W
14106 | Rajnandgaon | Rajnandgaon | DH | BLOOD BANK | REFRIGERATOR | 1 | PANASONIC | NA | 14963633 | 3000078555 | NA | 0 | 0 | 0 | NA | W
14107 | Rajnandgaon | Rajnandgaon | DH | BLOOD BANK | NEEDLE DESTROYER | 1 | MICROSIL | ND350 | 2999 | 3000078556 | NA | 0 | 0 | 0 | NA | W
14108 | Rajnandgaon | Rajnandgaon | DH | DELIVERY ROOM | INFANT RADIANT WARMER | 1 | BIRD MEDITECH | INNOVA | NA | 3000078563 | NA | 0 | 0 | 0 | NA | W
14109 | Rajnandgaon | Rajnandgaon | DH | DELIVERY ROOM | NEEDLE DESTROYER | 1 | MICROSIL | NA | NA | 3000078564 | NA | 0 | 0 | 0 | NA | NW
14110 | Rajnandgaon | Rajnandgaon | DH | DELIVERY ROOM | BABY WEIGHING SCALE | 1 | CROWN | NA | NA | 3000078565 | NA | 0 | 0 | 0 | NA | W
14111 | Rajnandgaon | Rajnandgaon | DH | DELIVERY ROOM | SUCTION APPARATUS | 1 | NA | NA | NA | 3000078566 | NA | 0 | 0 | 0 | NA | W
14112 | Rajnandgaon | Rajnandgaon | DH | DELIVERY ROOM | SPHYGMOMANOMETER (MERCURIAL) | 1 | Diamond | REGULAR | NA | 3000078567 | NA | 0 | 0 | 0 | NA | W
14113 | Rajnandgaon | Rajnandgaon | DH | DELIVERY ROOM | FOETAL DOPPLER | 1 | FETAL GARD | NA | NA | No Bar Code | NA | 0 | 0 | 0 | NA | NW
14114 | Rajnandgaon | Rajnandgaon | DH | BLOOD BANK | Blood Bank REFRIGERATOR | 1 | Haier | HXC608 | BEO6PTEITOOBZA6-40015 | 3000078557 | NA | 0 | 0 | 0 | NA | W
14115 | Rajnandgaon | Rajnandgaon | DH | BLOOD BANK | Blood Bank REFRIGERATOR | 1 | Haier | HXC608 | BEO6PTEITOOBZA6-40007 | 3000078558 | NA | 0 | 0 | 0 | NA | NW
14116 | Rajnandgaon | Rajnandgaon | DH | BLOOD BANK | CENTRIFUGE MACHINE (4 Tubes) | 1 | NA | NA |  | 3000078559 | NA | 0 | 0 | 0 | NA | NW
14117 | Rajnandgaon | Rajnandgaon | DH | BLOOD BANK | VDRL ROTATOR | 1 | NA | NA |  | 3000078560 | NA | 0 | 0 | 0 | NA | W
14118 | Rajnandgaon | Rajnandgaon | DH | BLOOD BANK | INCUBATOR | 1 | TANCO | NA | PLT136 | 3000078561 | NA | 0 | 0 | 0 | NA | W
14119 | Rajnandgaon | Rajnandgaon | DH | DELIVERY ROOM | Ultra sonic doppler | 1 | BI-SONIC | BPM200 | 125-IFS046 | 3000078562 | NA | 0 | 0 | 0 | NA | W
14120 | Rajnandgaon | Rajnandgaon | DH | Minor OT | SUCTION APPARATUS | 1 | MUOARCH | MSI | 495105 | 3000078568 | NA | 0 | 0 | 0 | NA | W
14121 | Rajnandgaon | Rajnandgaon | DH | Minor OT | OT TABLE (Hydraulic) | 1 | NA | NA | NA | 3000078569 | NA | 0 | 0 | 0 | NA | NW
14122 | Rajnandgaon | Rajnandgaon | DH | Minor OT | OT TABLE (Hydraulic) | 1 | NA | NA | NA | 3000078570 | NA | 0 | 0 | 0 | NA | NW
14123 | Rajnandgaon | Rajnandgaon | DH | Minor OT | SHADOWLESS OT LIGHT | 1 | MULTILUX HOSPITAL TECH | HENON COOLOX | NA | 3000078571 | NA | 0 | 0 | 0 | NA | W
14124 | Rajnandgaon | Rajnandgaon | DH | Minor OT | SHADOWLESS OT LIGHT | 1 | MULTILUX HOSPITAL TECH | HENON COOLOX | NA | 3000078572 | NA | 0 | 0 | 0 | NA | W
14125 | Rajnandgaon | Rajnandgaon | DH | Minor OT | Air ELECTRIC STERILIZER Machine | 1 | NA | NA | NA | 3000078573 | NA | 0 | 0 | 0 | NA | W
14126 | Rajnandgaon | Rajnandgaon | DH | DELIVERY ROOM | NEEDLE DESTROYER | 1 | MICROSIL | ND360 | 5327103 | 3000078574 | NA | 0 | 0 | 0 | NA | W
14127 | Rajnandgaon | Rajnandgaon | DH | DELIVERY ROOM | AUTOCLAVE | 1 | NA | NA | NA | 3000078575 | NA | 0 | 0 | 0 | NA | W
14128 | Rajnandgaon | Rajnandgaon | DH | DELIVERY ROOM | AUTOCLAVE | 1 | NA | NA | NA | 3000078576 | NA | 0 | 0 | 0 | NA | W
14129 | Rajnandgaon | Jalbandha | PHC | OPD | SPHYGMOMANOMETER (MERCURIAL) | 1 | NA | NA | NA | 3000078101 | NA | 0 | 0 | 0 | NA | W
14130 | Rajnandgaon | Jalbandha | PHC | OPD | SPHYGMOMANOMETER (MERCURIAL) | 1 | NA | NA | NA | 3000078102 | NA | 0 | 0 | 0 | NA | NW
14131 | Rajnandgaon | Jalbandha | PHC | OPD | SPHYGMOMANOMETER (MERCURIAL) | 1 | NA | NA | NA | 3000078103 | NA | 0 | 0 | 0 | NA | NW
14132 | Rajnandgaon | Jalbandha | PHC | DELIVERY ROOM | SUCTION APPARATUS | 1 | NA | NA | NA | 3000078104 | NA | 0 | 0 | 0 | NA | NW
14133 | Rajnandgaon | Jalbandha | PHC | DELIVERY ROOM | SUCTION APPARATUS | 1 | NA | NA | NA | 3000078105 | NA | 0 | 0 | 0 | NA | NW
14134 | Rajnandgaon | Jalbandha | PHC | Vaccination Room | Ice Lined REFRIGERATOR | 1 | NA | 65114929 | NA | 3000078106 | NA | 0 | 0 | 0 | NA | W
14135 | Rajnandgaon | Jalbandha | PHC | Vaccination Room | DEEP FREEZER | 1 | NA | 65115059 | NA | 3000078107 | NA | 0 | 0 | 0 | NA | W
14136 | Rajnandgaon | Jalbandha | PHC | DELIVERY ROOM | NEEDLE DESTROYER | 1 | NA | 5201 | NA | 3000078108 | NA | 0 | 0 | 0 | NA | W
14137 | Rajnandgaon | Jalbandha | PHC | DELIVERY ROOM | NEEDLE DESTROYER | 1 | NA | 5201 | NA | 3000078109 | NA | 0 | 0 | 0 | NA | NW
14138 | Rajnandgaon | Jalbandha | PHC | DELIVERY ROOM | INFANT RADIANT WARMER | 1 | NA | NA | NA | 3000078110 | NA | 0 | 0 | 0 | NA | W
14139 | Rajnandgaon | Jalbandha | PHC | DELIVERY ROOM | BABY WEIGHING SCALE | 1 | NA | NA | NA | 3000078111 | NA | 0 | 0 | 0 | NA | W
14140 | Rajnandgaon | Jalbandha | PHC | DELIVERY ROOM | BABY WEIGHING SCALE | 1 | NA | NA | NA | 3000078112 | NA | 0 | 0 | 0 | NA | W
14141 | Rajnandgaon | Jalbandha | PHC | Pathology Lab. | MICROSCOPE (BINOCULAR) | 1 | NA | 19045 | NA | 3000078113 | NA | 0 | 0 | 0 | NA | W
14142 | Rajnandgaon | Jalbandha | PHC | Pathology Lab. | MICROSCOPE (BINOCULAR) | 1 | NA | 19045 | NA | 3000078114 | NA | 0 | 0 | 0 | NA | W
14143 | Rajnandgaon | Jalbandha | PHC | Pathology Lab. | MICROSCOPE (BINOCULAR) | 1 | NA | 176045 | NA | No Bar Code | NA | 0 | 0 | 0 | NA | W
14144 | Rajnandgaon | Bundeli | PHC | OPD | SPHYGMOMANOMETER (MERCURIAL) | 1 | Diamond | REGULAR | NA | 3000078198 | NA | 0 | 0 | 0 | NA | W
14145 | Rajnandgaon | Bundeli | PHC | OPD | SPHYGMOMANOMETER (MERCURIAL) | 1 | Diamond | REGULAR | NA | 3000078199 | NA | 0 | 0 | 0 | NA | W
14146 | Rajnandgaon | Bundeli | PHC | OPD | BABY WEIGHING SCALE | 1 | NA | NA | NA | 3000078200 | NA | 0 | 0 | 0 | NA | W
14147 | Rajnandgaon | Bundeli | PHC | OPD | GLUCOMETER | 1 | Accucheck | NA | 91003954 | 3000078201 | NA | 0 | 0 | 0 | NA | W
14148 | Rajnandgaon | Bundeli | PHC | DELIVERY ROOM | SUCTION APPARATUS | 1 | NA | NA | NA | 3000078202 | NA | 0 | 0 | 0 | NA | NW
14149 | Rajnandgaon | Bundeli | PHC | DELIVERY ROOM | NEEDLE DESTROYER | 1 | SARATECH | SIR | NA | 3000078203 | NA | 0 | 0 | 0 | NA | W
14150 | Rajnandgaon | Bundeli | PHC | DELIVERY ROOM | NEEDLE DESTROYER | 1 | SARATECH | SIR | NA | 3000078204 | NA | 0 | 0 | 0 | NA | W
14151 | Rajnandgaon | Charbhata | PHC | OPD | NEEDLE DESTROYER | 1 | SARATECH | SIR | NA | 3000077050 | NA | 0 | 0 | 0 | NA | W
14152 | Rajnandgaon | Charbhata | PHC | OPD | GLUCOMETER | 1 | BIOPTIK TECH | NA | NA | 3000077051 | NA | 0 | 0 | 0 | NA | W
14153 | Rajnandgaon | Charbhata | PHC | OPD | SPHYGMOMANOMETER (MERCURIAL) | 1 | Diamond | REGULAR | NA | 3000077052 | NA | 0 | 0 | 0 | NA | W
14154 | Rajnandgaon | Charbhata | PHC | Pathology Lab. | DEEP FREEZER | 1 | NA | NA | NA | 3000077053 | NA | 0 | 0 | 0 | NA | W
14155 | Rajnandgaon | Charbhata | PHC | Pathology Lab. | Ice Lined REFRIGERATOR | 1 | NA | NA | NA | 3000077054 | NA | 0 | 0 | 0 | NA | W
14156 | Rajnandgaon | Charbhata | PHC | DELIVERY ROOM | NEBULIZER | 1 | HERMAND SURGICAL UNIT | AROW | NA | 3000077055 | NA | 0 | 0 | 0 | NA | W
14157 | Rajnandgaon | Charbhata | PHC | DELIVERY ROOM | SPHYGMOMANOMETER (MERCURIAL) | 1 | Diamond | REGULAR | NA | 3000077056 | NA | 0 | 0 | 0 | NA | W
14158 | Rajnandgaon | Charbhata | PHC | DELIVERY ROOM | SUCTION APPARATUS | 1 | NA | NA | NA | 3000077057 | NA | 0 | 0 | 0 | NA | W
14159 | Rajnandgaon | Charbhata | PHC | DELIVERY ROOM | NEEDLE DESTROYER | 1 | SARATECH | SIR | NA | 3000077058 | NA | 0 | 0 | 0 | NA | W
14160 | Rajnandgaon | sahlewara | PHC | Pathology Lab. | MICROSCOPE (BINOCULAR) | 1 | Magnus | NA | NA | 3000078338 | NA | 0 | 0 | 0 | NA | W
14161 | Rajnandgaon | Salhewara | PHC | Pathology Lab. | CENTRIFUGE MACHINE | 1 | NA | NA | NA | 3000078339 | NA | 0 | 0 | 0 | NA | W
14162 | Rajnandgaon | Salhewara | PHC | OPD | NEEDLE DESTROYER | 1 | SARATECH | SIR | NA | 3000078340 | NA | 0 | 0 | 0 | NA | W
14163 | Rajnandgaon | Salhewara | PHC | OPD | SPHYGMOMANOMETER (MERCURIAL) | 1 | Diamond | REGULAR | NA | 3000078341 | NA | 0 | 0 | 0 | NA | W
14164 | Rajnandgaon | Salhewara | PHC | DELIVERY ROOM | BABY WEIGHING SCALE | 1 | GOWN | NA | NA | 3000078342 | NA | 0 | 0 | 0 | NA | W
14165 | Rajnandgaon | Salhewara | PHC | DELIVERY ROOM | SPHYGMOMANOMETER (MERCURIAL) | 1 | Diamond | DELUX | NA | 3000078343 | NA | 0 | 0 | 0 | NA | W
14166 | Rajnandgaon | Salhewara | PHC | DELIVERY ROOM | INFANT RADIANT WARMER | 1 | MEDITECH BIRD | NA | NA | 3000078344 | NA | 0 | 0 | 0 | NA | W
14167 | Rajnandgaon | Salhewara | PHC | DELIVERY ROOM | SUCTION APPARATUS | 1 | NA | NA | NA | 3000078345 | NA | 0 | 0 | 0 | NA | NW
14168 | Rajnandgaon | Salhewara | PHC | Vaccination Room | Ice Lined REFRIGERATOR | 1 | NA | NA | NA | 3000078346 | NA | 0 | 0 | 0 | NA | W
14169 | Rajnandgaon | Salhewara | PHC | Vaccination Room | DEEP FREEZER | 1 | NA | NA | NA | 3000078347 | NA | 0 | 0 | 0 | NA | W
14170 | Rajnandgaon | Salhewara | PHC | Vaccination Room | NEEDLE DESTROYER | 1 | SARATECH | SIR | NA | 3000078348 | NA | 0 | 0 | 0 | NA | W
14171 | Rajnandgaon | Salhewara | PHC | Vaccination Room | ELECTRIC STERILIZER | 1 | NA | NA | NA | 3000078349 | NA | 0 | 0 | 0 | NA | W
14172 | Rajnandgaon | Barritola | PHC | Pathology Lab. | MICROSCOPE (BINOCULAR) | 1 | Labomed | vision 2000 | NA | 3000078387 | 2015-04-01 | 1 | 2016-04-01 | 0 | NA | W
14173 | Rajnandgaon | Barritola | PHC | DELIVERY ROOM | BABY WEIGHING SCALE | 1 | Docbel brawn | NA | NA | 3000078388 | NA | 0 | 0 | 0 | NA | W
14174 | Rajnandgaon | Barritola | PHC | DELIVERY ROOM | SPHYGMOMANOMETER (MERCURIAL) | 1 | Diamond | DELUX | NA | 3000078389 | NA | 0 | 0 | 0 | NA | W
14175 | Rajnandgaon | Barritola | PHC | DELIVERY ROOM | INFANT RADIANT WARMER | 1 | MEDITECH BIRD | NA | NA | 3000078390 | NA | 0 | 0 | 0 | NA | NW
14176 | Rajnandgaon | Barritola | PHC | Vaccination Room | Ice Lined REFRIGERATOR | 1 | Vest Prsot | NA | 50217405 | 3000078391 | NA | 0 | 0 | 0 | NA | W
14177 | Rajnandgaon | Barritola | PHC | Vaccination Room | DEEP FREEZER | 1 | Vest Prsot | NA | 65114851 | 3000078392 | NA | 0 | 0 | 0 | NA | W
14178 | Rajnandgaon | Barritola | PHC | DELIVERY ROOM | FOETAL DOPPLER | 1 | EASY CARE | NA | NA | 3000078393 | NA | 0 | 0 | 0 | NA | W
14179 | Rajnandgaon | Barritola | PHC | OPD | NEEDLE DESTROYER | 1 | MICROSIL | NA | NA | 3000078394 | NA | 0 | 0 | 0 | NA | W
14180 | Rajnandgaon | Barritola | PHC | DELIVERY ROOM | NEBULIZER | 1 | OMRAN | NA | NE-C75 | 3000078395 | NA | 0 | 0 | 0 | NA | W
14181 | Rajnandgaon | Barritola | PHC | OPD | SPHYGMOMANOMETER (MERCURIAL) | 1 | Diamond | REGULAR | NA | 3000078396 | NA | 0 | 0 | 0 | NA | W
14182 | Rajnandgaon | Barritola | PHC | OPD | SPHYGMOMANOMETER (MERCURIAL) | 1 | Diamond | REGULAR | NA | 3000078397 | NA | 0 | 0 | 0 | NA | W
14183 | Rajnandgaon | LB NAGAR | PHC | DELIVERY ROOM | INFANT RADIANT WARMER | 1 | MEDITECH BIRD | NA | BM/RW136/0910 | 3000077022 | NA | 0 | 0 | 0 | NA | W
14184 | Rajnandgaon | LB NAGAR | PHC | DELIVERY ROOM | BABY WEIGHING SCALE | 1 | ESSAI TERAOKA | BS 250 | 25014131950 | 3000077021 | 2014-03-08 | 0 | 0 | 0 | NA | W
14185 | Rajnandgaon | LB NAGAR | PHC | DELIVERY ROOM | BABY WEIGHING SCALE | 1 | CROWN | NA | NA | 3000077020 | NA | 0 | 0 | 0 | NA | W
14186 | Rajnandgaon | LB NAGAR | PHC | DELIVERY ROOM | SUCTION APPARATUS | 1 | NA | NA | NA | 3000077019 | NA | 0 | 0 | 0 | NA | NW
14187 | Rajnandgaon | LB NAGAR | PHC | DELIVERY ROOM | SPHYGMOMANOMETER (MERCURIAL) | 1 | DELUXE | NA | 98133914 | 3000077018 | NA | 0 | 0 | 0 | NA | NW
14188 | Rajnandgaon | LB NAGAR | PHC | DELIVERY ROOM | FOETAL DOPPLER | 1 | EURO DOPP | READU DOPPMARK 2 | NA | 3000077017 | NA | 0 | 0 | 0 | NA | NW
14189 | Rajnandgaon | LB NAGAR | PHC | DELIVERY ROOM | FOETAL DOPPLER | 1 | MEHAR | NA | NA | 3000077016 | 2015-06-19 | 1 | 2016-06-18 | 0 | NA | W
14190 | Rajnandgaon | LB NAGAR | PHC | Vaccination Room | Ice Lined REFRIGERATOR | 1 | NA | NA | NA | 3000077015 | NA | 0 | 0 | 0 | NA | W
14191 | Rajnandgaon | LB NAGAR | PHC | Vaccination Room | DEEP FREEZER | 1 | NA | NA | NA | 3000077014 | NA | 0 | 0 | 0 | NA | W
14192 | Rajnandgaon | LB NAGAR | PHC | Pathology Lab. | GLUCOMETER | 1 | BIOPTIK TECH | NA | 10024B003220 | 3000077013 | NA | 0 | 0 | 0 | NA | W
14193 | Rajnandgaon | LB NAGAR | PHC | DELIVERY ROOM | SUCTION APPARATUS | 1 | NA | NA | NA | 3000077012 | NA | 0 | 0 | 0 | NA | W
14194 | Rajnandgaon | LB NAGAR | PHC | DELIVERY ROOM | SUCTION APPARATUS | 1 | NA | NA | NA | 3000077011 | NA | 0 | 0 | 0 | NA | W
14195 | Rajnandgaon | LB NAGAR | PHC | Pathology Lab. | AUTOCLAVE | 1 | NA | NA | NA | 3000077010 | NA | 0 | 0 | 0 | NA | W
14196 | Rajnandgaon | LB NAGAR | PHC | Pathology Lab. | ELECTRIC STERILIZER | 1 | ATLAS | NA | 09F9669 | 3000077009 | NA | 0 | 0 | 0 | NA | W
14197 | Rajnandgaon | LB NAGAR | PHC | Pathology Lab. | NEEDLE DESTROYER | 1 | SARATECH | NA | NA | 3000077001 | NA | 0 | 0 | 0 | NA | W
14198 | Rajnandgaon | Chilhati | PHC |  | Ice Lined REFRIGERATOR | 1 | Vest Prsot | NA | NA | 3000078290 | NA | 0 | 0 | 0 | NA | W
14199 | Rajnandgaon | Chilhati | PHC |  | DEEP FREEZER | 1 | Vest Prsot | NA | NA | 3000078291 | NA | 0 | 0 | 0 | NA | W
14200 | Rajnandgaon | Chilhati | PHC |  | SPHYGMOMANOMETER (MERCURIAL) | 1 | Diamond | REGULAR | NA | 3000078292 | NA | 0 | 0 | 0 | NA | W
14201 | Rajnandgaon | Chilhati | PHC |  | SPHYGMOMANOMETER (MERCURIAL) | 1 | Diamond | DELUX | NA | 3000078293 | NA | 0 | 0 | 0 | NA | W
14202 | Rajnandgaon | Chilhati | PHC |  | NEEDLE DESTROYER | 1 | SARATECH | SIR | NA | 3000078294 | NA | 0 | 0 | 0 | NA | W
14203 | Rajnandgaon | Chilhati | PHC |  | NEEDLE DESTROYER | 1 | SARATECH | SIR | NA | 3000078295 | NA | 0 | 0 | 0 | NA | W
14204 | Rajnandgaon | Chilhati | PHC |  | FOETAL DOPPLER | 1 | SONO LINE | HEMO-DIAK | 140233650 | 3000078296 | NA | 0 | 0 | 0 | NA | W
14205 | Rajnandgaon | Chilhati | PHC |  | BABY WEIGHING SCALE | 1 | RAMON SURGICAL CO. | NA | NA | 3000078297 | NA | 0 | 0 | 0 | NA | W
14206 | Rajnandgaon | Chilhati | PHC |  | INFANT RADIANT WARMER | 1 | MEDITECH BIRD | NA | BM/BM/310910 | 3000078298 | NA | 0 | 0 | 0 | NA | W
14207 | Rajnandgaon | Chilhati | PHC |  | SUCTION APPARATUS | 1 | NA | NA | NA | 3000078299 | NA | 0 | 0 | 0 | NA | NW
14208 | Rajnandgaon | Chilhati | PHC |  | AUTOCLAVE | 1 | NA | NA | NA | 3000078300 | NA | 0 | 0 | 0 | NA | NW
14209 | Rajnandgaon | Chilhati | PHC |  | MICROSCOPE (BINOCULAR) | 1 | Magnus | NA | 519590 | 3000078301 | NA | 0 | 0 | 0 | NA | W
14210 | Rajnandgaon | Chilhati | PHC |  | GLUCOMETER | 1 | OMNON | CE0120 | 2212B-260870 | 3000078302 | NA | 0 | 0 | 0 | NA | W
14211 | Rajnandgaon | Chilhati | PHC |  | CENTRIFUGE MACHINE | 1 | NA | NA | NA | 3000078303 | NA | 0 | 0 | 0 | NA | W
14212 | Rajnandgaon | AmbaGadh chouki | CHC | RADIOLOGY Dept. | X-RAY MACHINE 300 mA | 1 | ADONIS | ADONIS | 90520 | 3000078219 | 2009-11-12 | 0 | 0 | 0 | NA | W
14213 | Rajnandgaon | AmbaGadh chouki | CHC | Pathology Lab. | MICROSCOPE (BINOCULAR) | 1 | ZEISSCORL | PRIMO STAR | 31160-11131 | 3000078220 | NA | 0 | 0 | 0 | NA | NW
14214 | Rajnandgaon | AmbaGadh chouki | CHC | Pathology Lab. | MICROSCOPE (BINOCULAR) | 1 | ZEISSCORL | PRIMO STAR | 31160-11128 | 3000078221 | NA | 0 | 0 | 0 | NA | W
14215 | Rajnandgaon | AmbaGadh chouki | CHC | Pathology Lab. | CENTRIFUGE MACHINE (4 Tubes) | 1 | NA | NA | NA | 3000078222 | NA | 0 | 0 | 0 | NA | W
14216 | Rajnandgaon | AmbaGadh chouki | CHC | Pathology Lab. | NEEDLE DESTROYER | 1 | SARATECH | SIR | 8425 | 3000078223 | NA | 0 | 0 | 0 | NA | W
14217 | Rajnandgaon | AmbaGadh chouki | CHC | Pathology Lab. | HOT AIR OVEN | 1 | NA | NA | NA | 3000078224 | NA | 0 | 0 | 0 | NA | NW
14218 | Rajnandgaon | AmbaGadh chouki | CHC | Pathology Lab. | MICROSCOPE (MONOCULAR) | 1 | Magnus | MLX | NA | 3000078225 | NA | 0 | 0 | 0 | NA | NW
14219 | Rajnandgaon | AmbaGadh chouki | CHC | Pathology Lab. | MICROSCOPE (MONOCULAR) | 1 | Magnus | MLX | NA | 3000078226 | NA | 0 | 0 | 0 | NA | NW
14220 | Rajnandgaon | AmbaGadh chouki | CHC | Vaccination Room | Ice Lined REFRIGERATOR | 1 | Haier | HBD280 | NA | 3000078227 | NA | 0 | 0 | 0 | NA | W
14221 | Rajnandgaon | AmbaGadh chouki | CHC | Vaccination Room | DEEP FREEZER | 1 | Haier | HBD280 | NA | 3000078228 | NA | 0 | 0 | 0 | NA | W
14222 | Rajnandgaon | AmbaGadh chouki | CHC | Vaccination Room | Ice Lined REFRIGERATOR | 1 | Vest Prsot | NA | NA | 3000078229 | NA | 0 | 0 | 0 | NA | W
14223 | Rajnandgaon | AmbaGadh chouki | CHC | Vaccination Room | DEEP FREEZER | 1 | Haier | NA | NA | 3000078230 | NA | 0 | 0 | 0 | NA | W
14224 | Rajnandgaon | AmbaGadh chouki | CHC | DELIVERY ROOM | SUCTION APPARATUS | 1 | NA | NA | NA | 3000078231 | NA | 0 | 0 | 0 | NA | W
14225 | Rajnandgaon | AmbaGadh chouki | CHC | DELIVERY ROOM | INFANT RADIANT WARMER | 1 | miditrin | NA | NA | 3000078232 | NA | 0 | 0 | 0 | NA | W
14226 | Rajnandgaon | AmbaGadh chouki | CHC | DELIVERY ROOM | SPHYGMOMANOMETER (MERCURIAL) | 1 | Diamond | DELUX | NA | 3000078233 | NA | 0 | 0 | 0 | NA | W
14227 | Rajnandgaon | AmbaGadh chouki | CHC | DELIVERY ROOM | NEEDLE DESTROYER | 1 | SARATECH | SIR | NA | 3000078234 | NA | 0 | 0 | 0 | NA | W
14228 | Rajnandgaon | AmbaGadh chouki | CHC | DELIVERY ROOM | BABY WEIGHING SCALE | 1 | Essde | BS 250 | NA | 3000078235 | NA | 0 | 0 | 0 | NA | W
14229 | Rajnandgaon | AmbaGadh chouki | CHC | DELIVERY ROOM | FOETAL DOPPLER | 1 | Philips | AVALON | DE-7271-0985 | 3000078236 | NA | 0 | 0 | 0 | NA | W
14230 | Rajnandgaon | AmbaGadh chouki | CHC | DELIVERY ROOM | AUTOCLAVE | 1 | ATLAS | NA | NA | 3000078237 | NA | 0 | 0 | 0 | NA | W
14231 | Rajnandgaon | AmbaGadh chouki | CHC | DELIVERY ROOM | SUCTION APPARATUS | 1 | NA | NA | NA | 3000078238 | NA | 0 | 0 | 0 | NA | NW
14232 | Rajnandgaon | AmbaGadh chouki | CHC | OT | SHADOWLESS OT LIGHT | 1 | NA | NA | NA | 3000078239 | NA | 0 | 0 | 0 | NA | NW
14233 | Rajnandgaon | AmbaGadh chouki | CHC | OT | SHADOWLESS OT LIGHT | 1 | NA | NA | NA | 3000078240 | NA | 0 | 0 | 0 | NA | W
14234 | Rajnandgaon | AmbaGadh chouki | CHC | OT | OT TABLE (Hydraulic) | 1 | NA | NA | NA | 3000078241 | NA | 0 | 0 | 0 | NA | W
14235 | Rajnandgaon | AmbaGadh chouki | CHC | OT | FUMIGATION MACHINE | 1 | NA | NA | NA | 3000078242 | NA | 0 | 0 | 0 | NA | NW
14236 | Rajnandgaon | AmbaGadh chouki | CHC | OT | AUTOCLAVE | 1 | SURGICOIN | NA | NA | 3000078243 | NA | 0 | 0 | 0 | NA | W
14237 | Rajnandgaon | AmbaGadh chouki | CHC | OT | AUTOCLAVE | 1 | SURGICOIN | NA | NA | 3000078244 | NA | 0 | 0 | 0 | NA | W
14238 | Rajnandgaon | AmbaGadh chouki | CHC | OT | INCUBATOR | 1 | STERI | NA | NA | 3000078245 | NA | 0 | 0 | 0 | NA | NW
14239 | Rajnandgaon | AmbaGadh chouki | CHC | OPD | SPHYGMOMANOMETER (MERCURIAL) | 1 | Diamond | DELUX | NA | 3000078246 | NA | 0 | 0 | 0 | NA | W
14240 | Rajnandgaon | AmbaGadh chouki | CHC | OPD | NEEDLE DESTROYER | 1 | SARATECH | SIR | NA | 3000078247 | NA | 0 | 0 | 0 | NA | W
14241 | Rajnandgaon | AmbaGadh chouki | CHC | OPD | NEEDLE DESTROYER | 1 | SARATECH | SIR | NA | 3000078248 | NA | 0 | 0 | 0 | NA | NW
14242 | Rajnandgaon | AmbaGadh chouki | CHC | WARD | NEEDLE DESTROYER | 1 | SARATECH | SIR | NA | 3000078249 | NA | 0 | 0 | 0 | NA | W
14243 | Rajnandgaon | AmbaGadh chouki | CHC | WARD | NEEDLE DESTROYER | 1 | HERMAND SURGICAL UNIT | Aero | 1203240 | 3000078250 | NA | 0 | 0 | 0 | NA | W
14244 | Rajnandgaon | Mahud Machandur | PHC |  | BABY WEIGHING SCALE | 1 | CROWN | NA | NA | 3000078304 | NA | 0 | 0 | 0 | NA | W
14245 | Rajnandgaon | Mahud Machandur | PHC |  | SUCTION APPARATUS | 1 | NA | NA | NA | 3000078305 | NA | 0 | 0 | 0 | NA | W
14246 | Rajnandgaon | Mahud Machandur | PHC |  | OPHTHALMOSCOPE | 1 | NA |  |  | 3000078306 |  | 0 | 0 | 0 | NA | W
14247 | Rajnandgaon | Mahud Machandur | PHC |  | SPHYGMOMANOMETER (MERCURIAL) | 1 | Diamond | REGULAR | NA | 3000078307 | NA | 0 | 0 | 0 | NA | W
14248 | Rajnandgaon | Mahud Machandur | PHC |  | DEEP FREEZER | 1 | Vest Prsot |  | NA | 3000078308 | NA | 0 | 0 | 0 | NA | W
14249 | Rajnandgaon | Mahud Machandur | PHC |  | Ice Lined REFRIGERATOR | 1 | Vest Prsot | NA | NA | 3000078309 | NA | 0 | 0 | 0 | NA | W
14250 | Rajnandgaon | Mahud Machandur | PHC |  | PULSE OXIMETER | 1 | NA | NA | NA | 3000078310 | NA | 0 | 0 | 0 | NA | W
14251 | Rajnandgaon | Mahud Machandur | PHC |  | NEEDLE DESTROYER | 1 | SARATECH | SIR | NA | 3000078311 | NA | 0 | 0 | 0 | NA | W
14252 | Rajnandgaon | Kaudikasa | PHC | OPD | SPHYGMOMANOMETER (MERCURIAL) | 1 | Diamond | REGULAR | NA | 3000078251 | NA | 0 | 0 | 0 | NA | W
14253 | Rajnandgaon | Kaudikasa | PHC | OPD | SPHYGMOMANOMETER (MERCURIAL) | 1 | Diamond | DELUX | NA | 3000078252 | NA | 0 | 0 | 0 | NA | W
14254 | Rajnandgaon | Kaudikasa | PHC | OPD | NEBULIZER | 1 | NA | NA | EQ-NL-27 | 3000078253 | NA | 0 | 0 | 0 | NA | W
14255 | Rajnandgaon | Kaudikasa | PHC | OPD | NEEDLE DESTROYER | 1 | SARATECH | SIR | NA | 3000078254 | NA | 0 | 0 | 0 | NA | W
14256 | Rajnandgaon | Kaudikasa | PHC | Pathology Lab. | AUTOCLAVE | 1 | NA | NA | NA | 3000078255 | NA | 0 | 0 | 0 | NA | W
14257 | Rajnandgaon | Kaudikasa | PHC | Pathology Lab. | CENTRIFUGE MACHINE | 1 | NA | NA | NA | 3000078256 | NA | 0 | 0 | 0 | NA | W
14258 | Rajnandgaon | Kaudikasa | PHC | Pathology Lab. | MICROSCOPE (BINOCULAR) | 1 | Lavo Mate | LX-200 | NA | 3000078257 | NA | 0 | 0 | 0 | NA | W
14259 | Rajnandgaon | Kaudikasa | PHC | Pathology Lab. | MICROSCOPE (BINOCULAR) | 1 | Lavo Mate | LX-200 | NA | 3000078258 | NA | 0 | 0 | 0 | NA | W
14260 | Rajnandgaon | Kaudikasa | PHC | Pathology Lab. | GLUCOMETER | 1 | Code Fee | NA | NA | 3000078259 | 2012-10-18 | 0 | 0 | 0 | NA | W
14261 | Rajnandgaon | Kaudikasa | PHC | DELIVERY ROOM | INFANT RADIANT WARMER | 1 | MEDITECH BIRD |  |  | 3000078260 | NA | 0 | 0 | 0 | NA | W
14262 | Rajnandgaon | Kaudikasa | PHC | DELIVERY ROOM | FOETAL DOPPLER | 1 | Esay Care |  | ECFDT-106 | 3000078261 | NA | 0 | 0 | 0 | NA | W
14263 | Rajnandgaon | Kaudikasa | PHC | DELIVERY ROOM | fetoscope | 1 | NA | NA | NA | 3000078262 | NA | 0 | 0 | 0 | NA | W
14264 | Rajnandgaon | Kaudikasa | PHC | Pathology Lab. | DEEP FREEZER | 1 |  |  |  | 3000078264 | NA | 0 | 0 | 0 | NA | W
14265 | Rajnandgaon | Kaudikasa | PHC | Pathology Lab. | Ice Lined REFRIGERATOR | 1 |  |  |  | 3000078265 | NA | 0 | 0 | 0 | NA | W
14266 | Rajnandgaon | Mohara | PHC | DELIVERY ROOM | SUCTION APPARATUS | 1 | Master Care |  |  | 3000077008 | NA | 0 | 0 | 0 | NA | W
14267 | Rajnandgaon | Mohara | PHC | DELIVERY ROOM | BABY WEIGHING SCALE | 1 | CROWN |  |  | 3000077007 | NA | 0 | 0 | 0 | NA | W
14268 | Rajnandgaon | Mohara | PHC | DELIVERY ROOM | NEBULIZER | 1 | BIO PLUSE |  | CN01 | 3000077006 | NA | 0 | 0 | 0 | NA | W
14269 | Rajnandgaon | Mohara | PHC | DELIVERY ROOM | NEEDLE DESTROYER | 1 | SARATECH |  | SIR | 3000077005 | NA | 0 | 0 | 0 | NA | W
14270 | Rajnandgaon | Mohara | PHC | Pathology Lab. | Ice Lined REFRIGERATOR | 1 |  |  |  | 3000077004 | NA | 0 | 0 | 0 | NA | W
14271 | Rajnandgaon | Mohara | PHC | Pathology Lab. | DEEP FREEZER | 1 |  |  |  | 3000077003 | NA | 0 | 0 | 0 | NA | W
14272 | Rajnandgaon | Mohara | PHC | OPD | GLUCOMETER | 1 | ACON LABORATOIES |  | 102A001C87C | 3000077002 | NA | 0 | 0 | 0 | NA | W
14273 | Rajnandgaon | Mohara | PHC | OPD | GLUCOMETER | 1 | BIOPTIK TECH |  | 10024B003712 | 3000078021 | 2015-03-15 | 1 | 2016-03-14 | 0 | NA | W
14274 | Rajnandgaon | Mohara | PHC | DELIVERY ROOM | FOETAL DOPPLER | 1 | MEHAR | RAEDYDOPPMARLE 2 |  | 3000078022 | 2015-05-15 | 1 | 2016-05-14 | 0 | NA | W
14275 | Rajnandgaon | Mohara | PHC | DELIVERY ROOM | NEEDLE DESTROYER | 1 | SARATECH | SIR |  | 3000078023 | NA | 0 | 0 | 0 | NA | W
14276 | Rajnandgaon | Mohara | PHC | DELIVERY ROOM | NEEDLE DESTROYER | 1 | SARATECH | SIR |  | 3000078024 | NA | 0 | 0 | 0 | NA | W
14277 | Rajnandgaon | Mohara | PHC | DELIVERY ROOM | SPHYGMOMANOMETER (MERCURIAL) | 1 |  |  | 2B0408 | 3000078025 | NA | 0 | 0 | 0 | NA | W
14278 | Rajnandgaon | Mohara | PHC | Pathology Lab. | MICROSCOPE (BINOCULAR) | 1 | RADICAL | 17423 |  | 3000078026 | NA | 0 | 0 | 0 | NA | W
14279 | Rajnandgaon | Mohara | PHC | Pathology Lab. | CENTRIFUGE MACHINE (4 Tubes) | 1 |  | ELITE |  | 3000078027 | NA | 0 | 0 | 0 | NA | W
14280 | Rajnandgaon | Mohara | PHC | Pathology Lab. | SUCTION APPARATUS | 1 |  |  |  | 3000078028 | NA | 0 | 0 | 0 | NA | W
14281 | Rajnandgaon | Mohara | PHC | Pathology Lab. | SUCTION APPARATUS | 1 |  |  |  | 3000078029 | NA | 0 | 0 | 0 | NA | W
14282 | Rajnandgaon | Dongargarh | CHC | OT | Air ELECTRIC STERILIZER Machine | 1 | NEW LIFE INSTRUMENT |  |  | 3000077100 | NA | 0 | 0 | 0 | NA | W
14283 | Rajnandgaon | Dongargarh | CHC | OT | SPHYGMOMANOMETER (MERCURIAL) | 1 | Diamond |  |  | 3000077099 | NA | 0 | 0 | 0 | NA | W
14284 | Rajnandgaon | Dongargarh | CHC | RNTCP | MICROSCOPE (BINOCULAR) | 1 | BIOXL |  | 2001171 | 3000077098 | NA | 0 | 0 | 1 | NA | W
14285 | Rajnandgaon | Dongargarh | CHC | malaria | MICROSCOPE (MONOCULAR) | 1 | OLYMPUS |  |  | 3000077097 | NA | 0 | 0 | 0 | NA | NW
14286 | Rajnandgaon | Dongargarh | CHC | ICTC | INCUBATOR | 1 |  |  |  | 3000077096 | NA | 0 | 0 | 0 | NA | NW
14287 | Rajnandgaon | Dongargarh | CHC | Pathology Lab. | CENTRIFUGE MACHINE | 1 |  |  |  | 3000077095 | NA | 0 | 0 | 0 | NA | W
14288 | Rajnandgaon | Dongargarh | CHC | ICTC | CENTRIFUGE MACHINE | 1 |  |  |  | 3000077094 | NA | 0 | 0 | 0 | NA | W
14289 | Rajnandgaon | Dongargarh | CHC | ICTC | REFRIGERATOR | 1 | VEDIO CON | 5180 |  | 3000077093 | NA | 0 | 0 | 0 | NA | W
14290 | Rajnandgaon | Dongargarh | CHC |  | NEEDLE DESTROYER | 1 | SARATECH |  | 8961 | 3000077092 | NA | 0 | 0 | 0 | NA | W
14291 | Rajnandgaon | Dongargarh | CHC | OT | OT TABLE (Hydraulic) | 1 |  |  |  | 3000077091 | NA | 0 | 0 | 0 | NA | W
14292 | Rajnandgaon | Dongargarh | CHC | DELIVERY ROOM | INFANT RADIANT WARMER | 1 | MEDITECH BIRD |  | BM/RW13810910 | 3000077090 | NA | 0 | 0 | 0 | NA | W
14293 | Rajnandgaon | Dongargarh | CHC |  | SUCTION APPARATUS | 1 |  |  |  | 3000077089 | NA | 0 | 0 | 0 | NA | W
14294 | Rajnandgaon | Dongargarh | CHC |  | BABY WEIGHING SCALE | 1 | ESSAE | BS 250 |  | 3000077088 | NA | 0 | 0 | 0 | NA | W
14295 | Rajnandgaon | Dongargarh | CHC |  | BABY PHOTOTHERAPY UNIT | 1 | MEDITECH BIRD |  |  | 3000077087 | NA | 0 | 0 | 0 | NA | NW
14296 | Rajnandgaon | Dongargarh | CHC |  | NEEDLE DESTROYER | 1 | SARATECH | 100VA |  | 3000077086 | NA | 0 | 0 | 0 | NA | W
14297 | Rajnandgaon | Dongargarh | CHC | Opthalmology Dept. | SLIT LAMP | 1 | APPA SWAMY |  |  | 3000077085 | NA | 0 | 0 | 0 | NA | W
14298 | Rajnandgaon | Dongargarh | CHC | Opthalmology Dept. | Keratometer | 1 |  | SUPER |  | 3000077084 | NA | 0 | 0 | 0 | NA | W
14299 | Rajnandgaon | Dongargarh | CHC | Opthalmology Dept. | MICROSCOPE (BINOCULAR) | 1 |  |  |  | 3000077083 | NA | 0 | 0 | 0 | NA | NW
14300 | Rajnandgaon | Dongargarh | CHC | Vaccination Room | NEEDLE DESTROYER | 1 | SARATECH | SIR | 8985 | 3000077082 | NA | 0 | 0 | 0 | NA | W
14301 | Rajnandgaon | Dongargarh | CHC | Dental Dept. | DENTAL CHAIR | 1 | CHESA | VAYAG |  | 3000077081 | NA | 0 | 0 | 0 | NA | NW
14302 | Rajnandgaon | Dongargarh | CHC | indor | NEEDLE DESTROYER | 1 | SARATECH | 100VA |  | 3000077080 | NA | 0 | 0 | 0 | NA | W
14303 | Rajnandgaon | Dongargarh | CHC | indor | NEBULIZER | 1 | FAMILY AEROSOL |  | 70721 | 3000077079 | NA | 0 | 0 | 0 | NA | W
14304 | Rajnandgaon | Dongargarh | CHC | RADIOLOGY Dept. | X-RAY MACHINE | 1 | SIEMENS500MA | HELIO PHOS-D | 3843 | 3000077078 | 2006-04-13 | 0 | 0 | 0 | NA | W
14305 | Rajnandgaon | Dongargarh | CHC | OT | SHADOWLESS OT LIGHT | 1 |  |  |  | 3000077077 | NA | 0 | 0 | 0 | NA | NW
14306 | Rajnandgaon | Dongargarh | CHC | OT | SUCTION APPARATUS | 1 | VIKRANT |  |  | 3000077076 | NA | 0 | 0 | 0 | NA | NW
14307 | Rajnandgaon | Dongargarh | CHC | OT | MULTIPARA PATIENT MONITOR | 1 | BIOSUS CO. LTD. | BPM 200 | 125FH5167 | 3000077075 | NA | 0 | 0 | 0 | NA | W
14308 | Rajnandgaon | Dongargarh | CHC | OT | BOYLE'S APPARATUS | 1 | PAUL BREATHING |  |  | 3000078030 | NA | 0 | 0 | 0 | NA | W
14309 | Rajnandgaon | Bakar Katta | PHC |  | INFANT RADIANT WARMER | 1 | MEDITECH BIRD |  |  | 3000078212 | NA | 0 | 0 | 0 | NA | W
14310 | Rajnandgaon | Bakar Katta | PHC |  | DEEP FREEZER | 1 |  |  |  | 3000078213 | NA | 0 | 0 | 0 | NA | W
14311 | Rajnandgaon | Bakar Katta | PHC |  | SPHYGMOMANOMETER (MERCURIAL) | 1 | Diamond | REGULAR |  | 3000078214 | NA | 0 | 0 | 0 | NA | W
14312 | Rajnandgaon | Bakar Katta | PHC |  | SUCTION APPARATUS | 1 | NA |  |  | 3000078215 | NA | 0 | 0 | 0 | NA | W
14313 | Rajnandgaon | Bakar Katta | PHC |  | GLUCOMETER | 1 |  |  |  | 3000078216 | NA | 0 | 0 | 0 | NA | W
14314 | Rajnandgaon | Bakar Katta | PHC |  | Ice Lined REFRIGERATOR | 1 |  |  |  | 3000078217 | NA | 0 | 0 | 0 | NA | W
14315 | Rajnandgaon | Bakar Katta | PHC |  | BABY WEIGHING SCALE | 1 | CROWN |  |  | 3000078218 | NA | 0 | 0 | 0 | NA | W
14316 | Rajnandgaon | Bazaratariya | PHC |  | Ice Lined REFRIGERATOR | 1 | Vest Prsot | NMK/142 | 50213591 | 3000078069 | NA | 0 | 0 | 0 | NA | W
14317 | Rajnandgaon | Bazaratariya | PHC |  | DEEP FREEZER | 1 | Haier | HBD/116 | BE04G4E26020242 | 3000078070 | NA | 0 | 0 | 0 | NA | W
14318 | Rajnandgaon | Bazaratariya | PHC |  | BABY WEIGHING SCALE | 1 | Prestige |  |  | 3000078071 | NA | 0 | 0 | 0 | NA | W
14319 | Rajnandgaon | Bazaratariya | PHC |  | BABY WEIGHING SCALE | 1 | Prestige |  |  | 3000078072 | NA | 0 | 0 | 0 | NA | NW
14320 | Rajnandgaon | Bazaratariya | PHC |  | BABY WEIGHING SCALE | 1 | Prestige |  |  | 3000078073 | NA | 0 | 0 | 0 | NA | NW
14321 | Rajnandgaon | Bazaratariya | PHC |  | BABY WEIGHING SCALE | 1 | Prestige |  |  | 3000078074 | NA | 0 | 0 | 0 | NA | NW
14322 | Rajnandgaon | Bazaratariya | PHC |  | NEEDLE DESTROYER | 1 | SARATECH |  | SIR | 3000078075 | NA | 0 | 0 | 0 | NA | W
14323 | Rajnandgaon | Bazaratariya | PHC |  | NEEDLE DESTROYER | 1 | SARATECH |  | SIR | 3000078076 | NA | 0 | 0 | 0 | NA | W
14324 | Rajnandgaon | Bazaratariya | PHC |  | SPHYGMOMANOMETER (MERCURIAL) | 1 | Diamond |  |  | 3000078077 | NA | 0 | 0 | 0 | NA | W
14325 | Rajnandgaon | Bazaratariya | PHC |  | SPHYGMOMANOMETER (MERCURIAL) | 1 | Diamond |  |  | 3000078078 | NA | 0 | 0 | 0 | NA | NW
14326 | Rajnandgaon | Bazaratariya | PHC |  | SPHYGMOMANOMETER (MERCURIAL) | 1 | Diamond |  |  | 3000078079 | NA | 0 | 0 | 0 | NA | NW
14327 | Rajnandgaon | Karamtara | PHC | Doctor's Room | SPHYGMOMANOMETER (MERCURIAL) | 1 | Diamond | NA | NA | 3000077378 |  | 0 | 0 | 0 | NA | W
14328 | Rajnandgaon | Karamtara | PHC | Doctor's Room | SPHYGMOMANOMETER (MERCURIAL) | 1 | Pulse Waveregular | NA | 2-1858 | 3000077379 |  | 0 | 0 | 0 | NA | NW
14329 | Rajnandgaon | Karamtara | PHC | Doctor's Room | ADULT WEIGHING MACHINE | 1 | Diaz | NA | NA | 3000077380 |  | 0 | 0 | 0 | NA | W
14330 | Rajnandgaon | Karamtara | PHC | Doctor's Room | ADULT WEIGHING MACHINE | 1 | Crown | NA | NA | 3000077381 |  | 0 | 0 | 0 | NA | W
14331 | Rajnandgaon | Karamtara | PHC | Doctor's Room | BABY WEIGHING SCALE | 1 | Crown | NA | NA | 3000077382 |  | 0 | 0 | 0 | NA | NW
14332 | Rajnandgaon | Karamtara | PHC | DELIVERY ROOM | ELECTRIC STERILIZER | 1 | NA | NA | NA | 3000077383 |  | 0 | 0 | 0 | NA | W
14333 | Rajnandgaon | Karamtara | PHC | DELIVERY ROOM | BABY WEIGHING SCALE | 1 | Docbel Braun | NA | NA | 3000077384 |  | 0 | 0 | 0 | NA | W
14334 | Rajnandgaon | Karamtara | PHC | DELIVERY ROOM | SPHYGMOMANOMETER (MERCURIAL) | 1 | Diamond | NA | NA | 3000077385 |  | 0 | 0 | 0 | NA | NW
14335 | Rajnandgaon | Karamtara | PHC | Doctor's Room | X-RAY FILM VIEWER | 1 | NA | NA | NA | 3000077386 |  | 0 | 0 | 0 | NA | NW
14336 | Rajnandgaon | Wasdi | PHC | Doctor's Room | SPHYGMOMANOMETER (MERCURIAL) | 1 | Diamond | NA | 1401662 | 3000077356 |  | 0 | 0 | 0 | NA | W
14337 | Rajnandgaon | Wasdi | PHC | Doctor's Room | SPHYGMOMANOMETER (MERCURIAL) | 1 | Diamond | NA | 1302854 | 3000077357 |  | 0 | 0 | 0 | NA | NW
14338 | Rajnandgaon | Wasdi | PHC | Doctor's Room | ADULT WEIGHING MACHINE | 1 | Camry | NA | NA | 3000077358 |  | 0 | 0 | 0 | NA | W
14339 | Rajnandgaon | Wasdi | PHC | DELIVERY ROOM | SPHYGMOMANOMETER (MERCURIAL) | 1 | NA | NA | NA | 3000077359 |  | 0 | 0 | 0 | NA | NW
14340 | Rajnandgaon | Wasdi | PHC | DELIVERY ROOM | SPHYGMOMANOMETER (MERCURIAL) | 1 | Diamond | NA | 1200198 | 3000077360 |  | 0 | 0 | 0 | NA | NW
14341 | Rajnandgaon | Wasdi | PHC |  | SUCTION APPARATUS | 1 | Instavac | NA | NA | 3000077361 |  | 0 | 0 | 0 | NA | NW
14342 | Rajnandgaon | Wasdi | PHC |  | FOETAL DOPPLER | 1 | Crown DX | NA | NA | 3000077362 |  | 0 | 0 | 0 | NA | NW
14343 | Rajnandgaon | Wasdi | PHC |  | INFANT RADIANT WARMER | 1 | BIRB INFOTECH | NA | NA | 3000077363 |  | 0 | 0 | 0 | NA | W
14344 | Rajnandgaon | Wasdi | PHC | Medicine Room | ELECTRIC STERILIZER | 1 | Atlas | NA | NA | 3000077364 |  | 0 | 0 | 0 | NA | NW
14345 | Rajnandgaon | Wasdi | PHC | Medicine Room | NEEDLE DESTROYER | 1 | NA | NA | NA | 3000077365 |  | 0 | 0 | 0 | NA | NW
14346 | Rajnandgaon | Wasdi | PHC | DELIVERY ROOM | BABY WEIGHING SCALE | 1 | Crown | NA | NA | 3000077366 |  | 0 | 0 | 0 | NA | W
14347 | Rajnandgaon | Wasdi | PHC | DELIVERY ROOM | AUTOCLAVE | 1 | NA | NA | NA | 3000077367 |  | 0 | 0 | 0 | NA | W
14348 | Rajnandgaon | Khujji | PHC | DELIVERY ROOM | BABY WEIGHING SCALE | 1 | Putex | NA | NA | 3000077221 |  | 0 | 0 | 0 | NA | W
14349 | Rajnandgaon | Khujji | PHC | DELIVERY ROOM | BABY WEIGHING SCALE | 1 | NA | NA | NA | 3000077222 |  | 0 | 0 | 0 | NA | W
14350 | Rajnandgaon | Khujji | PHC | DELIVERY ROOM | ELECTRIC STERILIZER | 1 | NA | NA | NA | 3000077223 |  | 0 | 0 | 0 | NA | NW
14351 | Rajnandgaon | Khujji | PHC | Opthalmology Dept. | VISION DRUM | 1 | NA | NA | NA | 3000077224 |  | 0 | 0 | 0 | NA | W
14352 | Rajnandgaon | Khujji | PHC | OPD | SPHYGMOMANOMETER (MERCURIAL) | 1 | NA | NA | NA | 3000077225 |  | 0 | 0 | 0 | NA | W
14353 | Rajnandgaon | Gotatola | PHC | Dressing Room | Ice Lined REFRIGERATOR | 1 | Haier | HBC-70 | BE07F4E0900B2AAJ0207 | 3000077134 |  | 0 | 0 | 0 | NA | W
14354 | Rajnandgaon | Gotatola | PHC | Dressing Room | DEEP FREEZER | 1 | Haier | HBD-116 | BE04G4E2600B2A830232 | 3000077135 |  | 0 | 0 | 0 | NA | W
14355 | Rajnandgaon | Gotatola | PHC | Dressing Room | Solar REFRIGERATOR | 1 | Dulas | VC150FV | 1579008 | 3000077136 |  | 0 | 0 | 0 | NA | NW
14356 | Rajnandgaon | Gotatola | PHC | OPD | NEEDLE DESTROYER | 1 | Microsil | NA | NA | 3000077137 |  | 0 | 0 | 0 | NA | W
14357 | Rajnandgaon | Gotatola | PHC | Pathology Lab. | FUMIGATION MACHINE | 1 | NA | NA | NA | 3000077138 |  | 0 | 0 | 0 | NA | W
14358 | Rajnandgaon | Gotatola | PHC | Pathology Lab. | MICROSCOPE (BINOCULAR) | 1 | Nagnus | AC-7B | 1767 | 3000077139 |  | 0 | 0 | 0 | NA | W
14359 | Rajnandgaon | Gotatola | PHC | Pathology Lab. | CENTRIFUGE MACHINE | 1 | Losco | NA | NA | 3000077140 |  | 0 | 0 | 0 | NA | W
14360 | Rajnandgaon | Gotatola | PHC | Pathology Lab. | AUTOCLAVE | 1 | NA | NA | NA | 3000077141 |  | 0 | 0 | 0 | NA | W
14361 | Rajnandgaon | Gotatola | PHC | DELIVERY ROOM | INFANT RADIANT WARMER | 1 | BIRB MEDETECH | 1293 | BM/RM326/09 1011 | 3000077142 |  | 0 | 0 | 0 | NA | W
14362 | Rajnandgaon | Gotatola | PHC | DELIVERY ROOM | BABY PHOTOTHERAPY UNIT | 1 | BIRB MEDETECH | 1023 | BM/CPT125/09 10 | 3000077143 |  | 0 | 0 | 0 | NA | W
14363 | Rajnandgaon | Gotatola | PHC | Pathology Lab. | NEEDLE DESTROYER | 1 | Microsil | NA | NA | 3000077144 |  | 0 | 0 | 0 | NA | W
14364 | Rajnandgaon | Gotatola | PHC | Pathology Lab. | NEEDLE DESTROYER | 1 | Microsil | NA | NA | 3000077145 |  | 0 | 0 | 0 | NA | W
14365 | Rajnandgaon | Gotatola | PHC | DELIVERY ROOM | BABY WEIGHING SCALE | 1 | Smartcare | NA | NA | 3000077146 |  | 0 | 0 | 0 | NA | W
14366 | Rajnandgaon | Gotatola | PHC | DELIVERY ROOM | Ice Lined REFRIGERATOR | 1 | Haier | HBC-70 | BQ4A Lo533 | 3000077147 |  | 0 | 0 | 0 | NA | NW
14367 | Rajnandgaon | Gotatola | PHC | DELIVERY ROOM | ADULT WEIGHING MACHINE | 1 | Camry | NA | NA | 3000077148 |  | 0 | 0 | 0 | NA | W
14368 | Rajnandgaon | Gotatola | PHC | DELIVERY ROOM | SPHYGMOMANOMETER (MERCURIAL) | 1 | Dimond | NA | NA | 3000077149 |  | 0 | 0 | 0 | NA | W
14369 | Rajnandgaon | Gotatola | PHC | DELIVERY ROOM | SPHYGMOMANOMETER (MERCURIAL) | 1 | Dimond | NA | NA | 3000077150 |  | 0 | 0 | 0 | NA | W
14370 | Rajnandgaon | Gotatola | PHC | DELIVERY ROOM | SPHYGMOMANOMETER (MERCURIAL) | 1 | Dimond | NA | NA | 3000077151 |  | 0 | 0 | 0 | NA | W
14371 | Rajnandgaon | Gotatola | PHC | DELIVERY ROOM | SPHYGMOMANOMETER (MERCURIAL) | 1 | Dimond | NA | NA | 3000077152 |  | 0 | 0 | 0 | NA | NW
14372 | Rajnandgaon | gotatola | PHC | DELIVERY ROOM | FOETAL DOPPLER | 1 | na | na | na | 3000077153 |  | 0 | 0 | 0 | NA | W
14373 | Rajnandgaon | Arjuni | PHC | Vaccination Room | DEEP FREEZER | 1 | Haier | HBD-116 | BE04G4E2600B2A830098 | 3000077202 |  | 0 | 0 | 0 | NA | W
14374 | Rajnandgaon | Arjuni | PHC | Vaccination Room | Ice Lined REFRIGERATOR | 1 | Haier | HBC-70 | NA | 3000077203 |  | 0 | 0 | 0 | NA | W
14375 | Rajnandgaon | Arjuni | PHC | Opthalmology Dept. | VISION DRUM | 1 | NA | NA | NA | 3000077204 |  | 0 | 0 | 0 | NA | W
14376 | Rajnandgaon | Arjuni | PHC | Opthalmology Dept. | NEEDLE DESTROYER | 1 | NA | NA | NA | 3000077205 |  | 0 | 0 | 0 | NA | W
14377 | Rajnandgaon | Arjuni | PHC | Opthalmology Dept. | ELECTRIC STERILIZER | 1 | NA | NA | NA | 3000077206 |  | 0 | 0 | 0 | NA | NW
14378 | Rajnandgaon | Arjuni | PHC | Opthalmology Dept. | ADULT WEIGHING MACHINE | 1 | Crown | NA | NA | 3000077207 |  | 0 | 0 | 0 | NA | NW
14379 | Rajnandgaon | Arjuni | PHC | DELIVERY ROOM | SHADOWLESS OT LIGHT | 1 | NA | NA | NA | 3000077208 |  | 0 | 0 | 0 | NA | W
14380 | Rajnandgaon | Arjuni | PHC | DELIVERY ROOM | ELECTRIC STERILIZER | 1 | NA | NA | NA | 3000077209 |  | 0 | 0 | 0 | NA | W
14381 | Rajnandgaon | Arjuni | PHC | DELIVERY ROOM | BABY WEIGHING SCALE | 1 | Essae | BS250 | 25014131911 | 3000077210 |  | 0 | 0 | 0 | NA | W
14382 | Rajnandgaon | Arjuni | PHC |  | BABY WEIGHING SCALE | 1 | Crown | NA | NA | 3000077211 |  | 0 | 0 | 0 | NA | W
14383 | Rajnandgaon | Arjuni | PHC |  | Warmer Machine | 1 | Birdinfdtech | NA | NA | 3000077212 |  | 0 | 0 | 0 | NA | W
14384 | Rajnandgaon | Arjuni | PHC |  | NEEDLE DESTROYER | 1 | NA | NA | NA | 3000077213 |  | 0 | 0 | 0 | NA | W
14385 | Rajnandgaon | Arjuni | PHC |  | SUCTION APPARATUS | 1 | NA | NA | NA | 3000077214 |  | 0 | 0 | 0 | NA | W
14386 | Rajnandgaon | Arjuni | PHC |  | FOETAL DOPPLER | 1 | Lifex | NA | NA | 3000077215 |  | 0 | 0 | 0 | NA | W
14387 | Rajnandgaon | Arjuni | PHC |  | SPHYGMOMANOMETER (MERCURIAL) | 1 | Diamond | NA | NA | 3000077216 |  | 0 | 0 | 0 | NA | W
14388 | Rajnandgaon | Arjuni | PHC |  | SPHYGMOMANOMETER (MERCURIAL) | 1 | Diamond | NA | NA | 3000077217 |  | 0 | 0 | 0 | NA | W
14389 | Rajnandgaon | Arjuni | PHC |  | FOETAL DOPPLER | 1 | NA | NA | NA | 3000077218 |  | 0 | 0 | 0 | NA | W
14390 | Rajnandgaon | Arjuni | PHC |  | ELECTRIC STERILIZER | 1 | NA | NA | NA | 3000077219 |  | 0 | 0 | 0 | NA | W
14391 | Rajnandgaon | Arjuni | PHC |  | ELECTRIC STERILIZER | 1 | NA | NA | NA | 3000077220 |  | 0 | 0 | 0 | NA | W
14392 | Rajnandgaon | Dhangarh | PHC | Pathology Lab. | DEEP FREEZER | 1 | UNICEF VESTFROST | MF114 | 20071022232 | 3000077154 |  | 0 | 0 | 0 | NA | W
14393 | Rajnandgaon | Dhangarh | PHC | Pathology Lab. | DEEP FREEZER | 1 | Haier | HBD-116 | BEo464E2600B2A820241 | 3000077155 |  | 0 | 0 | 0 | NA | W
14394 | Rajnandgaon | Dhangarh | PHC | Pathology Lab. | BABY WEIGHING SCALE | 1 | Venus | NA | NA | 3000077156 |  | 0 | 0 | 0 | NA | W
14395 | Rajnandgaon | Dhangarh | PHC | Pathology Lab. | SPHYGMOMANOMETER (MERCURIAL) | 1 | Omron | HEM 7130 | 20140601510VGI | 3000077157 |  | 0 | 0 | 0 | NA | W
14396 | Rajnandgaon | Dhangarh | PHC | Pathology Lab. | AUTOCLAVE | 1 | NA | NA | NA | 3000077158 |  | 0 | 0 | 0 | NA | W
14397 | Rajnandgaon | Dhangarh | PHC | Pathology Lab. | BABY WEIGHING SCALE | 1 | Crown | NA | NA | 3000077159 |  | 0 | 0 | 0 | NA | W
14398 | Rajnandgaon | Dhangarh | PHC | Pathology Lab. | SUCTION APPARATUS | 1 | Shiva | NA | NA | 3000077160 |  | 0 | 0 | 0 | NA | W
14399 | Rajnandgaon | Markamtola | PHC | DELIVERY ROOM | SUCTION APPARATUS | 1 | Shiva Gaoues | 3624 | NA | 3000078080 | NA | 0 | 0 | 0 | NA | W
14400 | Rajnandgaon | Markamtola | PHC | DELIVERY ROOM | SPHYGMOMANOMETER (MERCURIAL) | 1 | Demand | Deluxe | NA | 3000078081 | NA | 0 | 0 | 0 | NA | W
14401 | Rajnandgaon | Markamtola | PHC | DELIVERY ROOM | Ice Lined REFRIGERATOR | 1 | Hair | HBD-70 | BD0580E0100 | 3000078082 | NA | 0 | 0 | 0 | NA | W
14402 | Rajnandgaon | Markamtola | PHC | DELIVERY ROOM | DEEP FREEZER | 1 | Hair | HBD-116 | B0444E2600D | 3000078083 | NA | 0 | 0 | 0 | NA | W
14403 | Rajnandgaon | Markamtola | PHC | DELIVERY ROOM | ADULT WEIGHING MACHINE | 1 | Camry | 911066 | NA | 3000078084 | NA | 0 | 0 | 0 | NA | W
14404 | Rajnandgaon | Markamtola | PHC | DELIVERY ROOM | NEEDLE DESTROYER | 1 | Saratech | SIR10 | 4690 | 3000078085 | NA | 0 | 0 | 0 | NA | W
14405 | Rajnandgaon | Markamtola | PHC | DELIVERY ROOM | NEEDLE DESTROYER | 1 | Saratech | SIR10 | 4690 | 3000078086 | NA | 0 | 0 | 0 | NA | W
14406 | Rajnandgaon | Markamtola | PHC | DELIVERY ROOM | GLUCOMETER | 1 | S.D.Biosen | 01GM11 | NA | 3000078087 | NA | 0 | 0 | 0 | NA | W
14407 | Rajnandgaon | Pailimeta | PHC | OPD | SPHYGMOMANOMETER (MERCURIAL) | 1 | Diamond | Regular | NA | 3000078205 | NA | 0 | 0 | 0 | NA | W
14408 | Rajnandgaon | Pailimeta | PHC | OPD | SPHYGMOMANOMETER (MERCURIAL) | 1 | Diamond | Regular | 91000561 | 3000078206 | NA | 0 | 0 | 0 | NA | W
14409 | Rajnandgaon | Pailimeta | PHC | OPD | GLUCOMETER | 1 | Accuchek | NA | 91000561 | 3000078207 | NA | 0 | 0 | 0 | NA | W
14410 | Rajnandgaon | Pailimeta | PHC | DELIVERY ROOM | FOETAL DOPPLER | 1 | Neo Care | NA | NA | 3000078208 | NA | 0 | 0 | 0 | NA | W
14411 | Rajnandgaon | Pailimeta | PHC | DELIVERY ROOM | SUCTION APPARATUS | 1 | NA | NA | NA | 3000078209 | NA | 0 | 0 | 0 | NA | W
14412 | Rajnandgaon | Pailimeta | PHC | DELIVERY ROOM | NEEDLE DESTROYER | 1 | Saratech | NA | NA | 3000078210 | NA | 0 | 0 | 0 | NA | W
14413 | Rajnandgaon | Pailimeta | PHC | DELIVERY ROOM | NEEDLE DESTROYER | 1 | Saratech | SIR | NA | 3000078211 | NA | 0 | 0 | 0 | NA | W
14414 | Rajnandgaon | Khairagarh | Civil Hospital | RADIOLOGY Dept. | X-RAY MACHINE | 1 | Seimence | Pleo Phosep | 333003379 | 3000078031 | NA | 0 | 0 | 0 | NA | W
14415 | Rajnandgaon | Khairagarh | Civil Hospital | Minor OT | AUTOCLAVE | 1 |  |  |  | 3000078032 | NA | 0 | 0 | 0 | NA | W
14416 | Rajnandgaon | Khairagarh | Civil Hospital | Minor OT | NEEDLE DESTROYER | 1 | Saratech | Sir |  | 3000078033 | NA | 0 | 0 | 0 | NA | W
14417 | Rajnandgaon | Khairagarh | Civil Hospital | Minor OT | ELECTRIC STERILIZER | 1 | Strimare |  |  | 3000078034 | NA | 0 | 0 | 0 | NA | W
14418 | Rajnandgaon | Khairagarh | Civil Hospital | DELIVERY ROOM | INFANT RADIANT WARMER | 1 | Mediteah bitch |  | BM/RW270997 | 3000078035 | NA | 0 | 0 | 0 | NA | W
14419 | Rajnandgaon | Khairagarh | Civil Hospital | DELIVERY ROOM | FOETAL DOPPLER | 1 | Dipel |  |  | 3000078036 | NA | 0 | 0 | 0 | NA | W
14420 | Rajnandgaon | Khairagarh | Civil Hospital | DELIVERY ROOM | SPHYGMOMANOMETER (MERCURIAL) | 1 | Diamond | Regular |  | 3000078037 | NA | 0 | 0 | 0 | NA | W
14421 | Rajnandgaon | Khairagarh | Civil Hospital | DELIVERY ROOM | SUCTION APPARATUS | 1 |  |  |  | 3000078038 | NA | 0 | 0 | 0 | NA | W
14422 | Rajnandgaon | Khairagarh | Civil Hospital | DELIVERY ROOM | AUTOCLAVE | 1 | Jasanz |  |  | 3000078039 | NA | 0 | 0 | 0 | NA | NW
14423 | Rajnandgaon | Khairagarh | Civil Hospital | OT | NEEDLE DESTROYER | 1 | Saratech | SIR |  | 3000078040 | NA | 0 | 0 | 0 | NA | W
14424 | Rajnandgaon | Khairagarh | Civil Hospital | OT | BABY WEIGHING SCALE | 1 | Crown |  |  | 3000078041 | NA | 0 | 0 | 0 | NA | W
14425 | Rajnandgaon | Khairagarh | Civil Hospital | OT | HOT AIR OVEN | 1 | M.B.Jnsturat |  |  | 3000078042 | NA | 0 | 0 | 0 | NA | W
14426 | Rajnandgaon | Khairagarh | Civil Hospital | OT | SHADOWLESS OT LIGHT | 1 | ARKO |  |  | 3000078043 | NA | 0 | 0 | 0 | NA | W
14427 | Rajnandgaon | Khairagarh | Civil Hospital | OT | Shalya Easyt | 1 | Xcel Lance |  | EP09E02D | 3000078044 | NA | 0 | 0 | 0 | NA | W
14428 | Rajnandgaon | Khairagarh | Civil Hospital | OT | SUCTION APPARATUS | 1 |  |  |  | 3000078045 | NA | 0 | 0 | 0 | NA | NW
14429 | Rajnandgaon | Khairagarh | Civil Hospital | Pathology Lab. | INCUBATOR | 1 |  |  |  | 3000078046 | NA | 0 | 0 | 0 | NA | NW
14430 | Rajnandgaon | Khairagarh | Civil Hospital | RNTCP | MICROSCOPE (BINOCULAR) | 1 | BioxL |  | 2001215 | 3000078047 | NA | 0 | 0 | 0 | NA | W
14431 | Rajnandgaon | Khairagarh | Civil Hospital | RNTCP | CENTRIFUGE MACHINE | 1 | Miro vision |  | LE-CI | 3000078048 | NA | 0 | 0 | 0 | NA | W
14432 | Rajnandgaon | Khairagarh | Civil Hospital | Pathology Lab. | MICROSCOPE (BINOCULAR) | 1 | Zeiss | Primostar | 415500000 | 3000078049 | NA | 0 | 0 | 0 | NA | NW
14433 | Rajnandgaon | Khairagarh | Civil Hospital | Pathology Lab. | Colorimeter (digi) | 1 |  |  | NA | 3000078050 |  | 0 | 0 | 0 | NA | W
14434 | Rajnandgaon | Khairagarh | Civil Hospital | ICTC | CENTRIFUGE MACHINE | 1 | Remi | C-85414 | NA | 3000078051 |  | 0 | 0 | 0 | NA | W
14435 | Rajnandgaon | Khairagarh | Civil Hospital | ICTC | NEEDLE DESTROYER | 1 | Saratech | Sir | NA | 3000078052 |  | 0 | 0 | 0 | NA | W
14436 | Rajnandgaon | Khairagarh | Civil Hospital | Dental Dept. | NEEDLE DESTROYER | 1 | Saratech | Sir | NA | 3000078053 |  | 0 | 0 | 0 | NA | W
14437 | Rajnandgaon | Khairagarh | Civil Hospital | OPD | SPHYGMOMANOMETER (MERCURIAL) | 1 | Diamond | Regular | NA | 3000078054 |  | 0 | 0 | 0 | NA | W
14438 | Rajnandgaon | Khairagarh | Civil Hospital | Dental Dept. | DENTAL CHAIR | 1 | Chesa DentapCare | Voyaz | NA | 3000078055 |  | 0 | 0 | 0 | NA | W
14439 | Rajnandgaon | Khairagarh | Civil Hospital | Dental Dept. | AUTOCLAVE | 1 | Stersiclave | NA | NA | 3000078056 | 2015-05-01 | 1 | 2016-05-01 | 0 | NA | W
14440 | Rajnandgaon | Khairagarh | Civil Hospital | Dental Dept. | ELECTRIC STERILIZER | 1 | NA | NA | NA | 3000078057 | 2015-05-01 | 1 | 2016-05-01 | 0 | NA | W
14441 | Rajnandgaon | Khairagarh | Civil Hospital | Opthalmology Dept. | OPHTHALMOSCOPE | 1 | Moller | HS | 418 | 3000078058 |  | 0 | NA | 0 | NA | W
14442 | Rajnandgaon | Khairagarh | Civil Hospital | Opthalmology Dept. | Keratometer | 1 |  |  | 16 | 3000078059 |  | 0 | NA | 0 | NA | W
14443 | Rajnandgaon | Khairagarh | Civil Hospital | Opthalmology Dept. | Biometer | 1 | Innoned Medicalco | SM400 | J73-046 | 3000078060 |  | 0 | NA | 0 | NA | W
14444 | Rajnandgaon | Khairagarh | Civil Hospital | Opthalmology Dept. | SLIT LAMP | 1 |  |  |  | 3000078061 |  | 0 | NA | 0 | NA | NW
14445 | Rajnandgaon | Khairagarh | Civil Hospital | Opthalmology Dept. | SLIT LAMP | 1 |  |  | 989652 | 3000078062 |  | 0 | NA | 0 | NA | W
14446 | Rajnandgaon | Khairagarh | Civil Hospital | Vaccination Room | DEEP FREEZER | 1 | Haier HBD | NBD286 | BE04F4E260 | 3000078063 |  | 0 | NA | 0 | NA | NW
14447 | Rajnandgaon | Khairagarh | Civil Hospital | Vaccination Room | Ice Lined REFRIGERATOR | 1 | Haier |  | OB 2A850072U0058 | 3000078064 |  | 0 | NA | 0 | NA | W
14448 | Rajnandgaon | Khairagarh | Civil Hospital | Vaccination Room | Ice Lined REFRIGERATOR | 1 | Vest prost | HBC-200 | BEO7GSEONOOB2A8GOO85 | 3000078065 |  | 0 | NA | 0 | NA | W
14449 | Rajnandgaon | Khairagarh | Civil Hospital | Vaccination Room | NEEDLE DESTROYER | 1 | Saratech |  | 90505777 | 3000078066 |  | 0 | NA | 0 | NA | W
14450 | Rajnandgaon | UPHC Motipur | UPHC | Nursing Duty Room | SPHYGMOMANOMETER (MERCURIAL) | 1 | diamond | na | na | 3000077422 |  | 0 | NA | 0 | NA | W
14451 | Rajnandgaon | UPHC Motipur | UPHC | Nursing Duty Room | BABY WEIGHING SCALE | 1 | crown | NA | NA | 3000077423 |  | 0 | NA | 0 | NA | W
14452 | Rajnandgaon | UPHC Motipur | UPHC | Nursing Duty Room | ADULT WEIGHING MACHINE | 1 | Venus |  | NA | 3000077424 |  | 0 | NA | 0 | NA | NW
14453 | Rajnandgaon | UPHC Motipur | UPHC | DELIVERY ROOM | BABY WEIGHING SCALE | 1 | Mediserve | Na | NA | 3000077425 |  | 0 | NA | 0 | NA | W
14454 | Rajnandgaon | UPHC Motipur | UPHC | DELIVERY ROOM | SUCTION APPARATUS | 1 | Shiva | NA | NA | 3000077426 |  | 0 | NA | 0 | NA | W
14455 | Rajnandgaon | UPHC Motipur | UPHC | DELIVERY ROOM | AUTOCLAVE | 1 | SNI | NA | NA | 3000077427 |  | 0 | NA | 0 | NA | NW
14456 | Rajnandgaon | UPHC Motipur | UPHC | DELIVERY ROOM | ELECTRIC STERILIZER | 1 | SMR | NA | NA | 3000077428 |  | 0 | NA | 0 | NA | W
14457 | Rajnandgaon | UPHC Motipur | UPHC | DELIVERY ROOM | SHADOWLESS OT LIGHT | 1 | JIMTI | NA | NA | 3000077429 |  | 0 | NA | 0 | NA | W
14458 | Rajnandgaon | UPHC Motipur | UPHC | Pathology Lab. | MICROSCOPE (BINOCULAR) | 1 | Labomed | NA | NA | 3000077430 |  | 0 | NA | 0 | NA | W
14459 | Rajnandgaon | UPHC Motipur | UPHC | Pathology Lab. | NEEDLE DESTROYER | 1 | Saratech | S1r | NA | 3000077431 |  | 0 | NA | 0 | NA | W
14460 | Rajnandgaon | Mohala | CHC | T.B Dept. | MICROSCOPE (BINOCULAR) | 1 | OLYMPUS | OH2OIBIMF | NA | 3000077101 | NA | 0 | NA | 0 | NA | W
14461 | Rajnandgaon | Mohala | CHC | T.B Dept. | AUTOCLAVE | 1 | PVT LTD | MLXB | NA | 3000077102 | NA | 0 | NA | 0 | NA | NW
14462 | Rajnandgaon | Mohala | CHC | T.B Dept. | ELECTRO PHORESIS MACHINE | 1 | NA | NA | NA | 3000077103 | NA | 0 | NA | 0 | NA | NW
14463 | Rajnandgaon | Mohala | CHC | T.B Dept. | SIS Machine | 1 | NA | NA | NA | 3000077104 | NA | 0 | NA | 0 | NA | W
14464 | Rajnandgaon | Mohala | CHC | Pathology Lab. | CENTRIFUGE MACHINE (4 Tubes) | 1 | NA | NA | NA | 3000077105 | NA | 0 | NA | 0 | NA | NW
14465 | Rajnandgaon | Mohala | CHC | Pathology Lab. | CENTRIFUGE MACHINE (4 Tubes) | 1 | NA | NA | NA | 3000077106 | NA | 0 | NA | 0 | NA | W
14466 | Rajnandgaon | Mohala | CHC | X-RAY DEPT | MICROSCOPE (BINOCULAR) | 1 | MLW | MLW Lab | NA | 3000077107 | NA | 0 | NA | 0 | NA | W
14467 | Rajnandgaon | Mohala | CHC | X-RAY DEPT | X-RAY MACHINE | 1 | SIEMENS | 5304 | 1284524 | 3000077108 | NA | 0 | NA | 0 | NA | NW
14468 | Rajnandgaon | Mohala | CHC | Pathology +Blood Storage | Blood Bank REFRIGERATOR | 1 | Meditech | MTPFOL | M7865253 | 3000077109 | NA | 0 | NA | 0 | NA | W
14469 | Rajnandgaon | Mohala | CHC | Pathology +Blood Storage | CENTRIFUGE MACHINE (4 Tubes) | 1 | Remi | R-8C | DHL 6567 | 3000077110 | NA | 0 | NA | 0 | NA | W
14470 | Rajnandgaon | Mohala | CHC | Pathology +Blood Storage | MICROSCOPE (BINOCULAR) | 1 | WESWOX | HL-55/66 | 63698 | 3000077111 | NA | 0 | NA | 0 | NA | W
14471 | Rajnandgaon | Mohala | CHC | Pathology +Blood Storage | Personal Scale Weight Machine | 1 | ANJUSCARE | GF 2003A | 25014131894 | 3000077112 | NA | 0 | NA | 0 | NA | W
14472 | Rajnandgaon | Mohala | CHC | Pathology +Blood Storage | BABY WEIGHING SCALE | 1 | Essae | BS 250 | NA | 3000077113 | NA | 0 | NA | 0 | NA | W
14473 | Rajnandgaon | Mohala | CHC | Opthalmology Dept. | AUTOCLAVE | 1 | SMR | QMS-04282 | NA | 3000077114 | NA | 0 | NA | 0 | NA | W
14474 | Rajnandgaon | Mohala | CHC | OT | ELECTRIC STERILIZER | 1 | Faith Innovation | SG-4000 | RAISU HP 14891602006050020 | 3000077115 | NA | 0 | NA | 0 | NA | NW
14475 | Rajnandgaon | Mohala | CHC | OT | SPHYGMOMANOMETER (MERCURIAL) | 1 | DIAMOND | CM/L-01 | NA | 3000077116 | NA | 0 | NA | 0 | NA | W
14476 | Rajnandgaon | Mohala | CHC | OT | BOYLE'S APPARATUS | 1 | BREQCO | 96043 | NA | 3000077117 | NA | 0 | NA | 0 | NA | W
14477 | Rajnandgaon | Mohala | CHC | OT | BOYLE'S APPARATUS | 1 | BREQCO | NA | NA | 3000077118 | NA | 0 | NA | 0 | NA | W
14478 | Rajnandgaon | Mohala | CHC | OT | Surgical Microscope | 1 | GUARDIAN | MVA-15 | 17670 | 3000077119 | NA | 0 | NA | 0 | NA | NW
14479 | Rajnandgaon | Mohala | CHC | OT | Hydraulic Bed | 1 | NA | NA | NA | 3000077120 | NA | 0 | NA | 0 | NA | W
14480 | Rajnandgaon | Mohala | CHC | OT | SHADOWLESS OT LIGHT | 1 | KHERA INSTRUCTION | NA | NA | 3000077121 | NA | 0 | NA | 0 | NA | W
14481 | Rajnandgaon | Mohala | CHC | OT | INFANT RADIANT WARMER | 1 | BIRD MEDITECH | NA | BM-RW 317091011 | 3000077122 | NA | 0 | NA | 0 | NA | W
14482 | Rajnandgaon | Mohala | CHC | OT | SUCTION APPARATUS | 1 | NA | NA | NA | 3000077123 | NA | 0 | NA | 0 | NA | NW
14483 | Rajnandgaon | Mohala | CHC | OT | Air ELECTRIC STERILIZER Machine | 1 | INTERNAL Elecro Medical System | TRUPO-ASR ELECTRIC STERILIZER | 4 K 54027 | 3000077124 | NA | 0 | NA | 0 | NA | NW
14484 | Rajnandgaon | Mohala | CHC | DELIVERY ROOM | BABY PHOTOTHERAPY UNIT | 1 | Meditrin | NA | NA | 3000077125 | NA | 0 | NA | 0 | NA | W
14485 | Rajnandgaon | Mohala | CHC | DELIVERY ROOM | SHADOWLESS OT LIGHT | 1 | NA | NA | NA | 3000077126 | NA | 0 | NA | 0 | NA | W
14486 | Rajnandgaon | Mohala | CHC | DELIVERY ROOM | BABY WEIGHING SCALE | 1 | ESSAE | BS-250 | 25014131901 | 3000077127 | NA | 0 | NA | 0 | NA | W
14487 | Rajnandgaon | Mohala | CHC | DELIVERY ROOM | INFANT RADIANT WARMER | 1 | BIRD MEDITECH | NA | BMW420910 | 3000077128 | NA | 0 | NA | 0 | NA | W
14488 | Rajnandgaon | Mohala | CHC | DELIVERY ROOM | Air ELECTRIC STERILIZER Machine | 1 | AIRSEP | NEW LIFE | N5032690 | 3000077129 | NA | 0 | NA | 0 | NA | W
14489 | Rajnandgaon | Mohala | CHC | DELIVERY ROOM | NEEDLE DESTROYER | 1 | Microsil | ND-360 | 1735 | 3000077130 | NA | 0 | NA | 0 | NA | W
14490 | Rajnandgaon | Mohala | CHC | DELIVERY ROOM | AUTOCLAVE | 1 | NA | NA | NA | 3000077131 | NA | 0 | NA | 0 | NA | W
14491 | Rajnandgaon | Mohala | CHC | DELIVERY ROOM | SUCTION APPARATUS | 1 | INSTAVEL | NA | NA | 3000077132 | NA | 0 | NA | 0 | NA | NW
14492 | Rajnandgaon | Mohala | CHC | DELIVERY ROOM | ADULT WEIGHING MACHINE | 1 | Crown | NA | NA | 3000077133 | NA | 0 | NA | 0 | NA | NW
14493 | Sukma | BUDDI | PHC | OPD | SPHYGMOMANOMETER (MERCURIAL) | 1 | GIBSON | ECR | 12126246 | 3000100741 | 2015-08-14 | 0 | NA | 0 | NA | W
14494 | Sukma | BUDDI | PHC | OPD | REFRIGERATOR | 1 | LG | GL22513bm5/2012 | NA | 3000100742 | 2015-04-01 | 0 | NA | 0 | NA | W
14495 | Sukma | BUDDI | PHC | DELIVERY ROOM | INFANT RADIANT WARMER | 1 | IC | NA | NA | 3000100743 | 2015-04-01 | 0 | NA | 0 | NA | W
14496 | Sukma | BUDDI | PHC | DELIVERY ROOM | SUCTION APPARATUS | 1 | Shiva | NA | NA | 3000100744 | NA | 0 | NA | 0 | NA | W
14497 | Sukma | BUDDI | PHC | DELIVERY ROOM | SUCTION APPARATUS | 1 | Shiva | NA | NA | 3000100745 | NA | 0 | NA | 0 | NA | NI
14498 | Sukma | BUDDI | PHC | DELIVERY ROOM | ELECTRIC STERILIZER | 1 | NA | NA | NA | 3000100746 | NA | 0 | NA | 0 | NA | W
14499 | Sukma | BUDDI | PHC | DELIVERY ROOM | BABY WEIGHING SCALE | 1 | Crown | NA | NA | 3000100747 | NA | 0 | NA | 0 | NA | W
14500 | Sukma | BUDDI | PHC | Dressing Room | NEEDLE DESTROYER | 1 | Microsil | ND360 | 10550/03 | 3000100748 | NA | 0 | NA | 0 | NA | W
14501 | Sukma | BUDDI | PHC | Dressing Room | ELECTRIC STERILIZER | 1 | NA | NA | NA | 3000100749 | NA | 0 | NA | 0 | NA | W
14502 | Sukma | BUDDI | PHC | Store Room | NEEDLE DESTROYER | 1 | Microsil | ND360 | NA | 3000100750 | NA | 0 | NA | 0 | NA | W
14503 | Sukma | BUDDI | PHC | Store Room | NEEDLE DESTROYER | 1 | Microsil | ND360 | NA | 3000100751 | 2014-06-01 | 0 | NA | 0 | NA | W
14504 | Sukma | BUDDI | PHC | Store Room | ADULT WEIGHING MACHINE | 1 | NA | NA | NA | 3000100752 | NA | 0 | NA | 0 | NA | NI
14505 | Sukma | BUDDI | PHC | Store Room | ADULT WEIGHING MACHINE | 1 | NA | NA | NA | 3000100753 | NA | 0 | NA | 0 | NA | NI
14506 | Sukma | BUDDI | PHC | Store Room | NEBULIZER | 1 | Perfect | NA100 | 4686 | 3000100754 | 2015-07-15 | 0 | NA | 0 | NA | W
14507 | Sukma | BUDDI | PHC | Store Room | ADULT WEIGHING MACHINE | 1 | NA | NA | NA | 3000100755 | NA | 0 | NA | 0 | NA | W
14508 | Sukma | Kerlapal | PHC | OPD | SPHYGMOMANOMETER (MERCURIAL) | 1 | Ashoka | NA | 98124524 | 3000100756 | NA | 0 | NA | 0 | NA | W
14509 | Sukma | Kerlapal | PHC | OPD | ADULT WEIGHING MACHINE | 1 | Krups | NA | NA | 3000100757 | NA | 0 | NA | 0 | NA | W
14510 | Sukma | Kerlapal | PHC | IR ROOM | NEEDLE DESTROYER | 1 | Microsil | ND100 | 2671/0607 | 3000100758 | 2015-07-14 | 0 | NA | 0 | NA | W
14511 | Sukma | Kerlapal | PHC | Store Room | NEEDLE DESTROYER | 1 | Microsil | ND360 | 10282/03 | 3000100759 | 2015-07-14 | 0 | NA | 0 | NA | NW
14512 | Sukma | Kerlapal | PHC | Store Room | ADULT WEIGHING MACHINE | 1 | NA | NA | NA | 3000100760 | 2015-05-01 | 0 | NA | 0 | NA | NW
14513 | Sukma | Kerlapal | PHC | Store Room | AUTOCLAVE | 1 | NA | NA | NA | 3000100761 | 2015-05-15 | 0 | NA | 0 | NA | NW
14514 | Sukma | Kerlapal | PHC | Store Room | NEEDLE DESTROYER | 1 | Sai+life | NA | NA | 3000100762 | 2015-05-01 | 0 | NA | 0 | NA | NW
14515 | Sukma | Kerlapal | PHC | Store Room | BABY WEIGHING SCALE | 1 | Bonso | NA | NA | 3000100763 | 2015-05-01 | 0 | NA | 0 | NA | NW
14516 | Sukma | Kerlapal | PHC | Store Room | AUTOCLAVE | 1 | NA | NA | NA | 3000100764 | NA | 0 | NA | 0 | NA | NW
14517 | Sukma | Kerlapal | PHC | Store Room | NEEDLE DESTROYER | 1 | Saratech | SIR100va/60va | NA | 3000100765 | NA | 0 | NA | 0 | NA | NW
14518 | Sukma | Kerlapal | PHC | Store Room | NEEDLE DESTROYER | 1 | Sai+life | NA | NA | 3000100766 | NA | 0 | NA | 0 | NA | NW
14519 | Sukma | Kerlapal | PHC | DELIVERY ROOM | BABY WEIGHING SCALE | 1 | IC | NA | NA | 3000100767 | 2014 | 0 | NA | 0 | NA | NW
14520 | Sukma | Kerlapal | PHC | DELIVERY ROOM | NEBULIZER | 1 | Mastercare | EE001 | NA | 3000100769 | 2014-07-01 | 0 | NA | 0 | NA | NI
14521 | Sukma | Kerlapal | PHC | DELIVERY ROOM | ADULT WEIGHING MACHINE | 1 | Samso | NA | NA | 3000100768 | 2015-05-01 | 0 | NA | 0 | NA | W
14522 | Sukma | Gadiras | PHC | Pathology Lab. | MICROSCOPE (BINOCULAR) | 1 | Mkow | NA | 1105 | 3000102439 | 2014-06-01 | 0 | NA | 0 | NA | W
14523 | Sukma | Gadiras | PHC | Pathology Lab. | NEEDLE DESTROYER | 1 | Microsil | ND360 | 10706/03 | 3000102440 | 2014-06-01 | 0 | NA | 0 | NA | W
14524 | Sukma | Gadiras | PHC | Injection Room | NEEDLE DESTROYER | 1 | Sai+life | NA | NA | 3000102441 | 2014-06-01 | 0 | NA | 0 | NA | W
14525 | Sukma | Gadiras | PHC | Injection Room | ELECTRIC STERILIZER | 1 | Atlus | NA | NA | 3000102442 | NA | 0 | NA | 0 | NA | W
14526 | Sukma | Gadiras | PHC | Injection Room | NEEDLE DESTROYER | 1 | Saratech | NA | NA | 3000102443 | 2014-06-01 | 0 | NA | 0 | NA | W
14527 | Sukma | Gadiras | PHC | DELIVERY ROOM | INFANT RADIANT WARMER | 1 | infracare | NA | NA | 3000102444 | 2014-02-01 | 0 | NA | 0 | NA | W
14528 | Sukma | Gadiras | PHC | DELIVERY ROOM | SUCTION APPARATUS | 1 | Shiva | NA | NA | 3000102445 | 2014-06-01 | 0 | NA | 0 | NA | W
14529 | Sukma | Gadiras | PHC | DELIVERY ROOM | BABY WEIGHING SCALE | 1 | Essae | BS250 | 25014131 | 3000102446 | NA | 0 | NA | 0 | NA | W
14530 | Sukma | Gadiras | PHC | DELIVERY ROOM | FOETAL DOPPLER | 1 | Easycare | ECFPT106 | NA | 3000102447 | 2013-07-01 | 0 | NA | 0 | NA | W
14531 | Sukma | Gadiras | PHC | DELIVERY ROOM | BABY WEIGHING SCALE | 1 | Docbel | NA | NA | 3000102448 | 2012-08-01 | 0 | NA | 0 | NA | W
14532 | Sukma | Gadiras | PHC | DELIVERY ROOM | ELECTRIC STERILIZER | 1 | Atlus | NA | 09F9765 | 3000102449 | NA | 0 | NA | 0 | NA | W
14533 | Sukma | Gadiras | PHC | DELIVERY ROOM | AUTOCLAVE | 1 | Maxlife | NA | NA | 3000102450 | NA | 0 | NA | 0 | NA | NW
14534 | Sukma | Gadiras | PHC | Doctor's Room | ADULT WEIGHING MACHINE | 1 | NA | NA | NA | 3000102451 | NA | 0 | NA | 0 | NA | W
14535 | Sukma | Gadiras | PHC | Doctor's Room | SPHYGMOMANOMETER (MERCURIAL) | 1 | Diamond | Regular | NA | 3000102452 | 2015-06-01 | 0 | NA | 0 | NA | W
14536 | Sukma | Gadiras | PHC | Doctor's Room | SPHYGMOMANOMETER (MERCURIAL) | 1 | Life line | NA | NA | 3000102453 | NA | 0 | NA | 0 | NA | W
14537 | Sukma | Tongpal | PHC | OPD | SPHYGMOMANOMETER (MERCURIAL) | 1 | MCP | NA | NA | 3000100701 | NA | 0 | NA | 0 | NA | NW
14538 | Sukma | Tongpal | PHC | OPD | BABY WEIGHING SCALE | 1 | Crown | Na | NA | 3000100702 | NA | 0 | NA | 0 | NA | W
14539 | Sukma | Tongpal | PHC | OPD | NEBULIZER | 1 | Mastercare | NA | 10114 | 3000100703 | 2015 | 0 | NA | 0 | NA | W
14540 | Sukma | Tongpal | PHC | OPD | SPHYGMOMANOMETER (MERCURIAL) | 1 | MCP | NA | NA | 3000100704 | NA | 0 | NA | 0 | NA | NW
14541 | Sukma | Tongpal | PHC | Pathology Lab. | MICROSCOPE (BINOCULAR) | 1 | Lobmod | NA | NA | 3000100705 | NA | 0 | NA | 0 | NA | NW
14542 | Sukma | Tongpal | PHC | Pathology Lab. | MICROSCOPE (MONOCULAR) | 1 | NA | NA | NA | 3000100706 | NA | 0 | NA | 0 | NA | W
14543 | Sukma | Tongpal | PHC | DELIVERY ROOM | BABY WEIGHING SCALE | 1 | Crown | NA | NA | 3000100707 | NA | 0 | NA | 0 | NA | W
14544 | Sukma | Tongpal | PHC | DELIVERY ROOM | INFANT RADIANT WARMER | 1 | Infancy | NA | NA | 3000100708 | NA | 0 | NA | 0 | NA | NW
14545 | Sukma | Tongpal | PHC | DELIVERY ROOM | SUCTION APPARATUS | 1 | Shiva | NA | NA | 3000100709 | NA | 0 | NA | 0 | NA | W
14546 | Sukma | Tongpal | PHC | OPD | NEEDLE DESTROYER | 1 | Saratech | NA | NA | 3000100710 | NA | 0 | NA | 0 | NA | W
14547 | Sukma | Tongpal | PHC | OPD | AUTOCLAVE | 1 | NA | NA | NA | 3000100711 | NA | 0 | NA | 0 | NA | NW
14548 | Sukma | Tongpal | PHC | Store Room | SUCTION APPARATUS | 1 | NA | NA | NA | 3000100712 | NA | 0 | NA | 0 | NA | NW
14549 | Sukma | Tongpal | PHC | Store Room | NEEDLE DESTROYER | 1 | Saratech | NA | NA | 3000100713 | NA | 0 | NA | 0 | NA | W
14550 | Sukma | Tongpal | PHC | Store Room | NEEDLE DESTROYER | 1 | Saratech | NA | NA | 3000100714 | NA | 0 | NA | 0 | NA | W
14551 | Sukma | Tongpal | PHC | Store Room | CENTRIFUGE MACHINE | 1 | NA | NA | NA | 3000100715 | NA | 0 | NA | 0 | NA | NW
14552 | Sukma | Dornapal | PHC | OPD | ELECTRIC STERILIZER | 1 | NA | NA | NA | 3000100242 | NA | 0 | NA | 0 | NA | NW
14553 | Sukma | Dornapal | PHC | OPD | NEBULIZER | 1 | Realmast | NA | 16949 | 3000100243 | NA | 0 | NA | 0 | NA | W
14554 | Sukma | Dornapal | PHC | OPD | NEEDLE DESTROYER | 1 | Pilener | NA | NA | 3000100244 | NA | 0 | NA | 0 | NA | W
14555 | Sukma | Dornapal | PHC | OPD | NEEDLE DESTROYER | 1 | Pilener | NA | NA | 3000100245 | NA | 0 | NA | 0 | NA | W
14556 | Sukma | Dornapal | PHC | Pathology Lab. | MICROSCOPE (BINOCULAR) | 1 | Falcon | NA | NA | 3000100246 | NA | 0 | NA | 0 | NA | W
14557 | Sukma | Dornapal | PHC | Pathology Lab. | CENTRIFUGE MACHINE | 1 | NA | NA | NA | 3000100247 | NA | 0 | NA | 0 | NA | W
14558 | Sukma | Dornapal | PHC | Pathology Lab. | MICROSCOPE (BINOCULAR) | 1 | Labomed | NA | 35/8 | 3000100248 | NA | 0 | NA | 0 | NA | W
14559 | Sukma | Dornapal | PHC | OPD | SPHYGMOMANOMETER (MERCURIAL) | 1 | Nisha | NA | NA | 3000100249 | NA | 0 | NA | 0 | NA | NW
14560 | Sukma | Dornapal | PHC | OPD | SPHYGMOMANOMETER (MERCURIAL) | 1 | Diamond | NA | NA | 3000100250 | NA | 0 | NA | 0 | NA | W
14561 | Sukma | Dornapal | PHC | DELIVERY ROOM | INFANT RADIANT WARMER | 1 | Infancy | NA | NA | 3000100237 | NA | 0 | NA | 0 | NA | W
14562 | Sukma | Dornapal | PHC | DELIVERY ROOM | BABY WEIGHING SCALE | 1 | Eassal | NA | NA | 3000100236 | NA | 0 | NA | 0 | NA | W
14563 | Sukma | Dornapal | PHC | DELIVERY ROOM | ELECTRIC STERILIZER | 1 | NA | NA | NA | 3000100238 | NA | 0 | NA | 0 | NA | NW
14564 | Sukma | Dornapal | PHC | DELIVERY ROOM | ELECTRIC STERILIZER | 1 | NA | NA | NA | 3000100239 | NA | 0 | NA | 0 | NA | NW
14565 | Sukma | Dornapal | PHC | DELIVERY ROOM | ELECTRIC STERILIZER | 1 | NA | NA | NA | 3000100240 | NA | 0 | NA | 0 | NA | W
14566 | Sukma | Dornapal | PHC | DELIVERY ROOM | SUCTION APPARATUS | 1 | Shiva | NA | NA | 3000100241 | NA | 0 | NA | 0 | NA | NW
14567 | Sukma | Golapolli | PHC | DELIVERY ROOM | SUCTION APPARATUS | 1 | Shiva | NA | NA | 3000102456 | NA | 0 | NA | 0 | NA | NW
14568 | Sukma | Golapolli | PHC | DELIVERY ROOM | AUTOCLAVE | 1 | NA | NA | NA | 3000102455 | NA | 0 | NA | 0 | NA | NW
14569 | Sukma | SUKMA | DH | Pathology Lab. | NEEDLE DESTROYER | 1 | Microsil | ND 100 | 2396/07 | 3000100716 | NA | 0 | NA | 0 | NA | W
14570 | Sukma | SUKMA | DH | Pathology Lab. | CENTRIFUGE MACHINE (4 Tubes) | 1 | NA | NA | na | 3000100717 | NA | 0 | NA | 0 | NA | W
14571 | Sukma | SUKMA | DH | Pathology Lab. | MICROSCOPE (BINOCULAR) | 1 | Labomed | VISION 2000 | NA | 3000100718 | NA | 0 | NA | 0 | NA | W
14572 | Sukma | SUKMA | DH | Pathology Lab. | MICROSCOPE (BINOCULAR) | 1 | Labomed | VISION 2000 | na | 3000100719 | NA | 0 | NA | 0 | NA | W
14573 | Sukma | SUKMA | DH | Pathology Lab. | COLORIMETER | 1 | Labomed | NA | NA | 3000100720 | NA | 0 | NA | 0 | NA | NW
14574 | Sukma | SUKMA | DH | Pathology Lab. | NEEDLE DESTROYER | 1 | Microsil | ND 100 | NA | 3000100722 | NA | 0 | NA | 0 | NA | W
14575 | Sukma | SUKMA | DH | Pathology Lab. | REFRIGERATOR | 1 | LG | NA | na | 3000100721 | 1905-07-06 | 0 | NA | 0 | NA | W
14576 | Sukma | SUKMA | DH | Female Ward | SPHYGMOMANOMETER (MERCURIAL) | 1 | NA | NA | NA | 3000100723 | 2014-08-01 | 0 | NA | 0 | NA | W
14577 | Sukma | SUKMA | DH | Female Ward | SPHYGMOMANOMETER (MERCURIAL) | 1 | PRIMIER | NA | 9813454 | 3000100724 | NA | 0 | NA | 0 | NA | W
14578 | Sukma | SUKMA | DH | Female Ward | ADULT WEIGHING MACHINE | 1 | NA | NA | na | 3000100725 | NA | 0 | NA | 0 | NA | NW
14579 | Sukma | SUKMA | DH | Female Ward | INFANT RADIANT WARMER | 1 | ZEALM TECH | NA | NA | 3000100726 | 2012-08-01 | 0 | NA | 0 | NA | W
14580 | Sukma | SUKMA | DH | Female Ward | FOETAL DOPPLER | 1 | MEHAR | NA | 12/2014FQ0055 | 3000100727 | NA | 0 | NA | 0 | NA | W
14581 | Sukma | SUKMA | DH | Female Ward | PULSE OXIMETER | 1 | READDY | READY OXY | NA | 3000100729 | 1905-07-07 | 0 | NA | 0 | NA | W
14582 | Sukma | SUKMA | DH | Dental Dept. | Dental (setup) | 1 | CROWN DEND | NA | NA | 3000100728 | NA | 0 | NA | 0 | NA | W
14583 | Sukma | SUKMA | DH | Dental Dept. | ELECTRIC STERILIZER | 1 | WOOD PACER | UDSG | NA | 3000100730 | NA | 0 | NA | 0 | NA | W
14584 | Sukma | SUKMA | DH | Dental Dept. | NEEDLE DESTROYER | 1 | Microsil | ND-100 | 359559 | 3000100731 | NA | 0 | NA | 0 | NA | W
14585 | Sukma | SUKMA | DH | Dental Dept. | ELECTRIC STERILIZER | 1 | NA | NA | NA | 3000100732 | NA | 0 | NA | 0 | NA | W
14586 | Sukma | SUKMA | DH | Dental Dept. | SPHYGMOMANOMETER (MERCURIAL) | 1 | MCP | NA | NA | 3000100733 | NA | 0 | NA | 0 | NA | W
14587 | Sukma | SUKMA | DH | Dental Dept. | DENTAL X-RAY MACHINE | 1 | GOMAX | DGT-10 | NA | 3000100734 | NA | 0 | NA | 0 | NA | W
14588 | Sukma | SUKMA | DH | Dental Dept. | DENTAL LIGHT CURE UNIT | 1 | UNIFU | NA | na | 3000100735 | NA | 0 | NA | 0 | NA | W
14589 | Sukma | SUKMA | DH | OPD | SPHYGMOMANOMETER (MERCURIAL) | 1 | NA | NA | NA | 3000100736 | NA | 0 | 2014-08-01 | 0 | NA | NW
14590 | Sukma | SUKMA | DH | OPD | BABY WEIGHING SCALE | 1 | CROWN | NA | NA | 3000100737 | NA | 0 | NA | 0 | NA | W
14591 | Sukma | SUKMA | DH | OPD | SPHYGMOMANOMETER (MERCURIAL) | 1 | MCP | NA | na | 3000100738 | NA | 0 | NA | 0 | NA | NW
14592 | Sukma | SUKMA | DH | OPD | ADULT WEIGHING MACHINE | 1 | krups | NA | na | 3000100739 | NA | 0 | NA | 0 | NA | W
14593 | Sukma | SUKMA | DH | Dressing Room | ELECTRIC STERILIZER | 1 | NA | NA | NA | 3000100740 | NA | 0 | NA | 0 | NA | W
14594 | Sukma | SUKMA | DH | Nursing Duty Room | SPHYGMOMANOMETER (MERCURIAL) | 1 | Diamond | Regular | NA | 3000100770 | NA | 0 | NA | 0 | NA | W
14595 | Sukma | SUKMA | DH | Nursing Duty Room | GLUCOMETER | 1 | GLUCO ONE | BG03 AUTO | NA | 3000100771 | NA | 0 | NA | 0 | NA | W
14596 | Sukma | SUKMA | DH | IR ROOM | NEEDLE DESTROYER | 1 | Microsil | ND-100 | NA | 3000100772 | NA | 0 | NA | 0 | NA | W
14597 | Sukma | SUKMA | DH | Pathology Lab. | GLUCOMETER | 1 | GLUCO ONE | BG03 AUTO | na | 3000100773 | NA | 0 | NA | 0 | NA | W
14598 | Sukma | SUKMA | DH | NICU | SPHYGMOMANOMETER (MERCURIAL) | 1 | Diamond | Regular | NA | 3000100774 | NA | 0 | NA | 0 | NA | W
14599 | Sukma | SUKMA | DH | NICU | NEEDLE DESTROYER | 1 | Microsil | NA | NA | 3000100775 | NA | 0 | NA | 0 | NA | W
14600 | Sukma | SUKMA | DH | NICU | ADULT WEIGHING MACHINE | 1 | NA | NA | NA | 3000100776 | NA | 0 | NA | 0 | NA | W
14601 | Sukma | SUKMA | DH | NICU | SUCTION APPARATUS | 1 | Shiva | NA | na | 3000100777 | NA | 0 | NA | 0 | NA | NW
14602 | Sukma | SUKMA | DH | DELIVERY ROOM | INFANT RADIANT WARMER | 1 | PHONIX | OCW 100 | 5483 | 3000100251 | 1905-07-07 | 0 | NA | 0 | NA | W
14603 | Sukma | SUKMA | DH | DELIVERY ROOM | INFANT RADIANT WARMER | 1 | PHONIX | OCW100 | 6400 | 3000100252 | 2015-01-15 | 0 | NA | 0 | NA | W
14604 | Sukma | SUKMA | DH | DELIVERY ROOM | BABY PHOTOTHERAPY UNIT | 1 | NA | LED PT 100 | 1910 | 3000100253 | 1905-07-07 | 0 | NA | 0 | NA | W
14605 | Sukma | SUKMA | DH | DELIVERY ROOM | AUTOCLAVE | 1 | NA | NA | na | 3000100254 | NA | 0 | NA | 0 | NA | W
14606 | Sukma | SUKMA | DH | DELIVERY ROOM | AUTOCLAVE | 1 | NA | NA | NA | 3000100255 | NA | 0 | NA | 0 | NA | W
14607 | Sukma | SUKMA | DH | DELIVERY ROOM | BABY WEIGHING SCALE | 1 | NA | NA | na | 3000100256 | NA | 0 | NA | 0 | NA | W
14608 | Sukma | SUKMA | DH | DELIVERY ROOM | SUCTION APPARATUS | 1 | Shiva | NA | NA | 3000100257 | NA | 0 | NA | 0 | NA | W
14609 | Sukma | SUKMA | DH | OT | AUTOCLAVE | 1 | NA | NA | NA | 3000100258 | NA | 0 | NA | 0 | NA | W
14610 | Sukma | SUKMA | DH | OT | SUCTION APPARATUS | 1 | NA | NA | NA | 3000100259 | NA | 0 | NA | 0 | NA | W
14611 | Sukma | SUKMA | DH | OT | ELECTRIC STERILIZER | 1 | NA | NA | NA | 3000100260 | NA | 0 | NA | 0 | NA | W
14612 | Sukma | SUKMA | DH | OT | ELECTRIC STERILIZER | 1 | NA | NA | NA | 3000100261 | NA | 0 | NA | 0 | NA | W
14613 | Sukma | SUKMA | DH | OT | EYE SCANER | 1 | ZEISS | NA | 6635322474 | 3000100262 | NA | 0 | NA | 0 | NA | W
14614 | Sukma | SUKMA | DH | OT | BOYLE'S APPARATUS | 1 | DUKE | NA | NA | 3000100263 | 2015-08-14 | 0 | NA | 0 | NA | W
14615 | Sukma | SUKMA | DH | OT | SHADOWLESS OT LIGHT | 1 | MULTILUX | NA | NA | 3000100264 | NA | 0 | NA | 0 | NA | W
14616 | Sukma | SUKMA | DH | Store Room | BABY WEIGHING SCALE | 1 | NA | NA | NA | 3000100265 | NA | 0 | NA | 0 | NA | NI
14617 | Sukma | SUKMA | DH | Store Room | BABY WEIGHING SCALE | 1 | NA | NA | NA | 3000100266 | NA | 0 | NA | 0 | NA | NI
14618 | Sukma | SUKMA | DH | Store Room | BABY WEIGHING SCALE | 1 | NA | NA | NA | 3000100267 | NA | 0 | NA | 0 | NA | NI
14619 | Sukma | SUKMA | DH | Store Room | BABY WEIGHING SCALE | 1 | NA | NA | NA | 3000100268 | NA | 0 | NA | 0 | NA | NI
14620 | Sukma | SUKMA | DH | Store Room | BABY WEIGHING SCALE | 1 | CROWN | NA | NA | 3000100269 | NA | 0 | NA | 0 | NA | NI
14621 | Sukma | SUKMA | DH | Store Room | BABY WEIGHING SCALE | 1 | CROWN | NA | NA | 3000100270 | NA | 0 | NA | 0 | NA | NI
14622 | Sukma | SUKMA | DH | Store Room | SPHYGMOMANOMETER (MERCURIAL) | 1 | NA | NA | NA | 3000100271 | NA | 0 | NA | 0 | NA | NW
14623 | Sukma | SUKMA | DH | Store Room | SPHYGMOMANOMETER (MERCURIAL) | 1 | NA | NA | NA | 3000100272 | NA | 0 | NA | 0 | NA | NW
14624 | Sukma | SUKMA | DH | Store Room | SPHYGMOMANOMETER (MERCURIAL) | 1 | NA | NA | NA | 3000100273 | NA | 0 | NA | 0 | NA | NW
14625 | Sukma | SUKMA | DH | Store Room | SPHYGMOMANOMETER (MERCURIAL) | 1 | NA | NA | NA | 3000100274 | NA | 0 | NA | 0 | NA | NW
14626 | Sukma | SUKMA | DH | Store Room | SPHYGMOMANOMETER (MERCURIAL) | 1 | NA | NA | NA | 3000100275 | NA | 0 | NA | 0 | NA | NW
14627 | Sukma | SUKMA | DH | Store Room | SPHYGMOMANOMETER (MERCURIAL) | 1 | MCP | NA | na | 3000100276 | NA | 1 | NA | 0 | NA | NW
14628 | Sukma | SUKMA | DH | Store Room | SPHYGMOMANOMETER (MERCURIAL) | 1 | MCP | NA | NA | 3000100277 | NA | 0 | NA | 0 | NA | NW
14629 | Sukma | SUKMA | DH | Store Room | SPHYGMOMANOMETER (MERCURIAL) | 1 | MCP | NA | NA | 3000100278 | NA | 0 | NA | 0 | NA | NW
14630 | Sukma | SUKMA | DH | Store Room | SPHYGMOMANOMETER (MERCURIAL) | 1 | MCP | NA | NA | 3000100279 | NA | 0 | NA | 0 | NA | NW
14631 | Sukma | SUKMA | DH | Store Room | NEEDLE DESTROYER | 1 | Microsil | ND-360 | NA | 3000100281 | NA | 0 | NA | 0 | NA | NW
14632 | Sukma | SUKMA | DH | Store Room | NEEDLE DESTROYER | 1 | Microsil | ND-360 | NA | 3000100282 | NA | 0 | NA | 0 | NA | NW
14633 | Sukma | SUKMA | DH | Store Room | NEEDLE DESTROYER | 1 | Microsil | ND-360 | NA | 3000100283 | NA | 0 | NA | 0 | NA | NW
14634 | Sukma | SUKMA | DH | Store Room | NEEDLE DESTROYER | 1 | Microsil | ND-360 | NA | 3000100284 | NA | 0 | NA | 0 | NA | NI
14635 | Sukma | SUKMA | DH | Store Room | NEEDLE DESTROYER | 1 | Microsil | ND-360 | NA | 3000100285 | NA | 0 | NA | 0 | NA | NI
14636 | Sukma | SUKMA | DH | Store Room | NEEDLE DESTROYER | 1 | Microsil | ND-360 | NA | 3000100286 | NA | 1 | 2016-01-01 | 0 | NA | NI
14637 | Sukma | SUKMA | DH | Store Room | NEEDLE DESTROYER | 1 | Microsil | ND-360 | NA | 3000100287 | NA | 0 | NA | 0 | NA | NI
14638 | Sukma | SUKMA | DH | Store Room | NEEDLE DESTROYER | 1 | Microsil | ND-360 | NA | 3000100288 | NA | 0 | NA | 0 | NA | NI
14639 | Sukma | SUKMA | DH | Store Room | AUTOCLAVE | 1 | NA | NA | NA | 3000100289 | NA | 0 | NA | 0 | NA | NW
14640 | Sukma | SUKMA | DH | Store Room | AUTOCLAVE | 1 | NA | NA | NA | 3000100290 | NA | 0 | NA | 0 | NA | NW
14641 | Sukma | SUKMA | DH | Store Room | AUTOCLAVE | 1 | NA | NA | NA | 3000100291 | NA | 0 | NA | 0 | NA | NW
14642 | Sukma | SUKMA | DH | Store Room | AUTOCLAVE | 1 | NA | NA | NA | 3000100292 | NA | 0 | NA | 0 | NA | NW
14643 | Sukma | SUKMA | DH | Store Room | AUTOCLAVE | 1 | NA | NA | NA | 3000100293 | NA | 0 | NA | 0 | NA | NW
14644 | Sukma | SUKMA | DH | Store Room | AUTOCLAVE | 1 | NA | NA | NA | 3000100294 | 2005-07-07 | 0 | NA | 0 | NA | NI
14645 | Sukma | SUKMA | DH | Store Room | AUTOCLAVE | 1 | NA | NA | NA | 3000100295 | 2015-02-01 | 0 | NA | 0 | NA | NI
14646 | Sukma | SUKMA | DH | Store Room | AUTOCLAVE | 1 | NA | NA | NA | 3000100296 | 2015 | 0 | NA | 0 | NA | NI
14647 | Sukma | SUKMA | DH | Store Room | AUTOCLAVE | 1 | NA | NA | NA | 3000100297 | 2015 | 0 | NA | 0 | NA | NI
14648 | Sukma | SUKMA | DH | Store Room | AUTOCLAVE | 1 | NA | NA | NA | 3000100298 | 1905-07-07 | 0 | 2015-02-15 | 0 | NA | NI
14649 | Sukma | SUKMA | DH | Store Room | AUTOCLAVE | 1 | NA | NA | NA | 3000100299 | 1905-07-07 | 0 | 2015-08-16 | 0 | NA | NI
14650 | Sukma | SUKMA | DH | Store Room | AUTOCLAVE | 1 | NA | NA | NA | 3000100300 | 2015 | 0 | NA | 0 | NA | NI
14651 | Sukma | SUKMA | DH | Store Room | AUTOCLAVE | 1 | NA | NA | NA | 3000266550 | NA | 0 | NA | 0 | NA | NW
14652 | Sukma | SUKMA | DH | Store Room | AUTOCLAVE | 1 | NA | NA | NA | 3000266549 | NA | 0 | NA | 0 | NA | NW
14653 | Sukma | SUKMA | DH | Store Room | AUTOCLAVE | 1 | NA | NA | NA | 3000266548 | NA | 0 | NA | 0 | NA | NW
14654 | Sukma | SUKMA | DH | Store Room | ELECTRIC STERILIZER | 1 | NA | NA | NA | 3000266547 | 2015 | 0 | NA | 0 | NA | NI
14655 | Sukma | SUKMA | DH | Store Room | AUTOCLAVE | 1 | NA | NA | NA | 3000266546 | 2005-07-07 | 0 | NA | 0 | NA | NI
14656 | Sukma | SUKMA | DH | Store Room | ELECTRIC STERILIZER | 1 | NA | NA | NA | 3000266545 | NA | 0 | NA | 0 | NA | NW
14657 | Sukma | SUKMA | DH | Store Room | ELECTRIC STERILIZER | 1 | NA | NA | NA | 3000266544 | NA | 0 | NA | 0 | NA | NW
14658 | Sukma | SUKMA | DH | Store Room | ELECTRIC STERILIZER | 1 | NA | NA | NA | 3000266543 | NA | 0 | NA | 0 | NA | NW
14659 | Sukma | SUKMA | DH | Store Room | ELECTRIC STERILIZER | 1 | NA | NA | NA | 3000266542 | NA | 0 | NA | 0 | NA | NW
14660 | Sukma | SUKMA | DH | Store Room | ELECTRIC STERILIZER | 1 | NA | NA | NA | 3000266541 | NA | 0 | NA | 0 | NA | NW
14661 | Sukma | SUKMA | DH | Store Room | ELECTRIC STERILIZER | 1 | NA | NA | NA | 3000266540 | NA | 1 | NA | 0 | NA | NI
14662 | Sukma | SUKMA | DH | Store Room | ELECTRIC STERILIZER | 1 | NA | NA | NA | 3000266539 | NA | 0 | NA | 0 | NA | NI
14663 | Sukma | SUKMA | DH | Store Room | ELECTRIC STERILIZER | 1 | NA | NA | NA | 3000266538 | NA | 0 | NA | 0 | NA | NI
14664 | Sukma | SUKMA | DH | Store Room | ELECTRIC STERILIZER | 1 | NA | NA | NA | 3000266537 | NA | 0 | NA | 0 | NA | NI
14665 | Sukma | SUKMA | DH | Store Room | ELECTRIC STERILIZER | 1 | NA | NA | NA | 3000266536 | NA | 0 | NA | 0 | NA | NI
14666 | Sukma | SUKMA | DH | Store Room | ELECTRIC STERILIZER | 1 | NA | NA | NA | 3000266535 | NA | 0 | NA | 0 | NA | NI
14667 | Sukma | SUKMA | DH | Store Room | ELECTRIC STERILIZER | 1 | NA | NA | NA | 3000266534 | NA | 0 | NA | 0 | NA | NI
14668 | Sukma | SUKMA | DH | Store Room | ELECTRIC STERILIZER | 1 | NA | NA | NA | 3000266533 | NA | 0 | NA | 0 | NA | NI
14669 | Sukma | SUKMA | DH | Store Room | ELECTRIC STERILIZER | 1 | NA | NA | NA | 3000266532 | NA | 0 | NA | 0 | NA | NI
14670 | Sukma | SUKMA | DH | Store Room | ELECTRIC STERILIZER | 1 | NA | NA | NA | 3000266531 | NA | 0 | NA | 0 | NA | NI
14671 | Sukma | SUKMA | DH | Store Room | ELECTRIC STERILIZER | 1 | NA | NA | NA | 3000266530 | NA | 0 | NA | 0 | NA | NI
14672 | Sukma | SUKMA | DH | Store Room | ELECTRIC STERILIZER | 1 | NA | NA | NA | 3000266529 | NA | 0 | NA | 0 | NA | NI
14673 | Sukma | SUKMA | DH | Store Room | ELECTRIC STERILIZER | 1 | NA | NA | NA | 3000266528 | 2005-07-07 | 0 | NA | 0 | NA | NI
14674 | Sukma | SUKMA | DH | Store Room | SPHYGMOMANOMETER (MERCURIAL) | 1 | Diamond | Regular | NA | 3000266527 | NA | 0 | NA | 0 | NA | NW
14675 | Sukma | SUKMA | DH | Store Room | SPHYGMOMANOMETER (MERCURIAL) | 1 | Diamond | Regular | NA | 3000266526 | NA | 0 | NA | 0 | NA | NW
14676 | Sukma | SUKMA | DH | Store Room | SPHYGMOMANOMETER (MERCURIAL) | 1 | Diamond | Regular | NA | 3000266525 | NA | 0 | NA | 0 | NA | NW
14677 | Sukma | SUKMA | DH | Store Room | SPHYGMOMANOMETER (MERCURIAL) | 1 | MCP | NA | NA | 3000266524 | 2014 | 0 | NA | 0 | NA | NI
14678 | Sukma | SUKMA | DH | Store Room | SPHYGMOMANOMETER (MERCURIAL) | 1 | MCP | NA | NA | 3000266523 | 2005-07-07 | 0 | NA | 0 | NA | NI
14679 | Sukma | SUKMA | DH | Store Room | SPHYGMOMANOMETER (MERCURIAL) | 1 | MCP | NA | NA | 3000266522 | 2005-07-07 | 0 | NA | 0 | NA | NI
14680 | Sukma | SUKMA | DH | X-RAY DEPT | X-RAY MACHINE 300 mA | 1 | SIEMENS | NA | NA | 3000266515 | NA | 0 | NA | 0 | NA | W
14681 | Sukma | SUKMA | DH | X-RAY DEPT | X-RAY MACHINE | 1 | MEDITRONIC | DIAGNOSTIC 100 R | SF033 | 3000266514 | NA | 0 | NA | 0 | NA | W
14682 | Sukma | SUKMA | DH | Store Room | SPHYGMOMANOMETER (MERCURIAL) | 1 | NA | NA | NA | 3000100280 | NA | 0 | NA | 0 | NA | NW
14683 | Sukma | Chhindgarh | CHC | Pathology Lab. | MICROSCOPE (BINOCULAR) | 1 | Labomed | na | NA | 3000100677 | NA | 0 | NA | 0 | NA | W
14684 | Sukma | Chhindgarh | CHC | Pathology Lab. | CENTRIFUGE MACHINE | 1 | NA | na | na | 3000100678 | na | 0 | NA | 0 | NA | NW
14685 | Sukma | Chhindgarh | CHC | GENERAL WARD | NEEDLE DESTROYER | 1 | NA | NA | NA | 3000100679 | NA | 0 | NA | 0 | NA | W
14686 | Sukma | Chhindgarh | CHC | GENERAL WARD | NEBULIZER | 1 | Sawanmust | NA | 112 | 3000100680 | NA | 0 | NA | 0 | NA | W
14687 | Sukma | Chhindgarh | CHC | GENERAL WARD | NEBULIZER | 1 | prefexa | NA | 111 | 3000100681 | NA | 0 | NA | 0 | NA | W
14688 | Sukma | Chhindgarh | CHC | GENERAL WARD | NEBULIZER | 1 | Mastercare | NA | 10914 | 3000100682 | NA | 0 | NA | 0 | NA | W
14689 | Sukma | Chhindgarh | CHC | GENERAL WARD | GLUCOMETER | 1 | Wautech | NA | Sagwsf | 3000100683 | NA | 0 | NA | 0 | NA | W
14690 | Sukma | Chhindgarh | CHC | GENERAL WARD | SPHYGMOMANOMETER (MERCURIAL) | 1 | Smart care | NA | NA | 3000100684 | NA | 0 | NA | 0 | NA | W
14691 | Sukma | Chhindgarh | CHC | DELIVERY ROOM | SPHYGMOMANOMETER (MERCURIAL) | 1 | MCP | NA | NA | 3000100685 | NA | 0 | NA | 0 | NA | W
14692 | Sukma | Chhindgarh | CHC | DELIVERY ROOM | NEEDLE DESTROYER | 1 | Slonar | NA | NA | 3000100686 | NA | 0 | NA | 0 | NA | W
14693 | Sukma | Chhindgarh | CHC | DELIVERY ROOM | SUCTION APPARATUS | 1 | Shiva | NA | NA | 3000100687 | NA | 0 | NA | 0 | NA | W
14694 | Sukma | Chhindgarh | CHC | DELIVERY ROOM | ELECTRIC STERILIZER | 1 | NA | NA | NA | 3000100688 | NA | 0 | NA | 0 | NA | W
14695 | Sukma | Chhindgarh | CHC | DELIVERY ROOM | INFANT RADIANT WARMER | 1 | Infancy | NA | NA | 3000100689 | NA | 0 | NA | 0 | NA | W
14696 | Sukma | Chhindgarh | CHC | DELIVERY ROOM | BABY WEIGHING SCALE | 1 | crown | NA | NA | 3000100690 | NA | 0 | NA | 0 | NA | W
14697 | Sukma | Chhindgarh | CHC | Store Room | NEEDLE DESTROYER | 1 | Saratech | NA | NA | 3000100691 | NA | 0 | NA | 0 | NA | W
14698 | Sukma | Chhindgarh | CHC | Store Room | NEEDLE DESTROYER | 1 | Saratech | NA | NA | 3000100692 | NA | 0 | NA | 0 | NA | W
14699 | Sukma | Chhindgarh | CHC | Store Room | NEEDLE DESTROYER | 1 | microsil | NA | NA | 3000100693 | NA | 0 | NA | 0 | NA | NI
14700 | Sukma | Chhindgarh | CHC | Store Room | NEEDLE DESTROYER | 1 | microsil | NA | NA | 3000100694 | NA | 0 | NA | 0 | NA | W
14701 | Sukma | Chhindgarh | CHC | Store Room | NEEDLE DESTROYER | 1 | microsil | NA | NA | 3000100695 | NA | 0 | NA | 0 | NA | NW
14702 | Sukma | Chhindgarh | CHC | Store Room | NEEDLE DESTROYER | 1 | microsil | NA | NA | 3000100696 | NA | 0 | NA | 0 | NA | NW
14703 | Sukma | Chhindgarh | CHC | Store Room | SPHYGMOMANOMETER (MERCURIAL) | 1 | MCP | NA | NA | 3000100697 | NA | 0 | NA | 0 | NA | NW
14704 | Sukma | Chhindgarh | CHC | Store Room | NEEDLE DESTROYER | 1 | microsil | NA | NA | 3000100698 | NA | 0 | NA | 0 | NA | NW
14705 | Sukma | Chhindgarh | CHC | OPD | VISION DRUM | 1 | Na | NA | NA | 3000100699 | NA | 0 | NA | 0 | NA | W
14706 | Sukma | Chhindgarh | CHC | OPD | NEEDLE DESTROYER | 1 | microsil | NA | NA | 3000100700 | NA | 0 | NA | 0 | NA | NW
14707 | Sukma | Chhindgarh | CHC | RADIOLOGY Dept. | X-RAY MACHINE | 1 | Akash | NA | NA | 3000100676 | NA | 0 | NA | 0 | NA | NW
14708 | Sukma | Konta | CHC | Nursing Duty Room | ADULT WEIGHING MACHINE | 1 | NA | NA | NA | 3000102500 | NA | 0 | NA | 0 | NA | W
14709 | Sukma | Konta | CHC | Nursing Duty Room | BABY WEIGHING SCALE | 1 | Crown | NA | NA | 3000102499 | NA | 0 | NA | 0 | NA | W
14710 | Sukma | Konta | CHC | Dressing Room | ELECTRIC STERILIZER | 1 | NA | NA | NA | 3000102498 | NA | 0 | NA | 0 | NA | W
14711 | Sukma | Konta | CHC | Dressing Room | NEBULIZER | 1 | Readymist | NA | NA | 3000102497 | 2015-08-14 | 0 | NA | 0 | NA | W
14712 | Sukma | Konta | CHC | IR ROOM | NEEDLE DESTROYER | 1 | microsil | ND350 | 1673 | 3000102496 | 2012-06-01 | 0 | NA | 0 | NA | W
14713 | Sukma | Konta | CHC | IR ROOM | ELECTRIC STERILIZER | 1 | NA | NA | NA | 3000102495 | 2014-06-01 | 0 | NA | 0 | NA | W
14714 | Sukma | Konta | CHC | IR ROOM | ELECTRIC STERILIZER | 1 | NA | NA | 9813444 | 3000102494 | 2014-06-01 | 0 | NA | 0 | NA | W
14715 | Sukma | Konta | CHC | IR ROOM | SPHYGMOMANOMETER (MERCURIAL) | 1 | Secuerlife | NA | NA | 3000102493 | 2015-08-01 | 0 | NA | 0 | NA | W
14716 | Sukma | Konta | CHC | OPD | SPHYGMOMANOMETER (MERCURIAL) | 1 | PREMIER | NA | NA | 3000102492 | NA | 0 | NA | 0 | NA | NW
14717 | Sukma | Konta | CHC | OPD | Dental (setup) | 1 | CONFIDENT | NA | NA | 3000102491 | 2014 | 0 | NA | 0 | NA | W
14718 | Sukma | Konta | CHC | Store Room | SPHYGMOMANOMETER (DIGITAL) | 1 | LIFE TECH | LT-8111 | NA | 3000102490 | 2014-03-01 | 0 | NA | 0 | NA | NI
14719 | Sukma | Konta | CHC | Store Room | SPHYGMOMANOMETER (DIGITAL) | 1 | LIFE TECH | LT-8112 | NA | 3000102489 | 2014-03-01 | 0 | NA | 0 | NA | NI
14720 | Sukma | Konta | CHC | Store Room | SPHYGMOMANOMETER (DIGITAL) | 1 | LIFE TECH | LT-8113 | NA | 3000102488 | 2014-03-01 | 0 | NA | 0 | NA | NI
14721 | Sukma | Konta | CHC | Store Room | NEBULIZER | 1 | ACRO | NA | 6005565 | 3000102487 | 2014-03-01 | 0 | NA | 0 | NA | NI
14722 | Sukma | Konta | CHC | Store Room | GLUCOMETER | 1 | Accy Check Active | GC-1529150 | NA | 3000102486 | 2014-03-01 | 0 | NA | 0 | NA | NI
14723 | Sukma | Konta | CHC | Store Room | SPHYGMOMANOMETER (MERCURIAL) | 1 | HUBDICCU | BP-200 | NA | 3000102485 | 2014-03-01 | 0 | NA | 0 | NA | NW
14724 | Sukma | Konta | CHC | Store Room | GLUCOMETER | 1 | PALM LAB | NA | NA | 3000102484 | 2014-03-01 | 0 | NA | 0 | NA | NI
14725 | Sukma | Konta | CHC | Store Room | GLUCOMETER | 1 | PALM LAB | NA | NA | 3000102483 | 2014-03-01 | 0 | NA | 0 | NA | NI
14726 | Sukma | Konta | CHC | Store Room | NEBULIZER | 1 | AERO | NA | NA | 3000102482 | 2014-03-01 | 0 | NA | 0 | NA | NI
14727 | Sukma | Konta | CHC | DELIVERY ROOM | NEEDLE DESTROYER | 1 | Saratech | SIR | NA | 3000102481 | NA | 0 | NA | 0 | NA | W
14728 | Sukma | Konta | CHC | DELIVERY ROOM | FOETAL DOPPLER | 1 | EASY CARE | ECFDT-106 | NA | 3000102480 | NA | 0 | NA | 0 | NA | NW
14729 | Sukma | Konta | CHC | DELIVERY ROOM | ELECTRIC STERILIZER | 1 | ATLAS | NA | NA | 3000102479 | NA | 0 | NA | 0 | NA | NW
14730 | Sukma | Konta | CHC | DELIVERY ROOM | INFANT RADIANT WARMER | 1 | ZEAL MEDICAL | NA | NA | 3000102478 | NA | 0 | NA | 0 | NA | NW
14731 | Sukma | Konta | CHC | DELIVERY ROOM | BABY WEIGHING SCALE | 1 | CROWN | NA | NA | 3000102477 | NA | 0 | NA | 0 | NA | NW
14732 | Sukma | Konta | CHC | DELIVERY ROOM | ELECTRIC STERILIZER | 1 | NA | NA | NA | 3000102476 | NA | 0 | NA | 0 | NA | W
14733 | Sukma | Konta | CHC | DELIVERY ROOM | SPHYGMOMANOMETER (MERCURIAL) | 1 | ASHOKA MAX | NA | NA | 3000102474 | NA | 0 | NA | 0 | NA | NW
14734 | Sukma | Konta | CHC | DELIVERY ROOM | ELECTRIC STERILIZER | 1 | NA | NA | NA | 3000102475 | NA | 0 | NA | 0 | NA | NW
14735 | Sukma | Konta | CHC | DELIVERY ROOM | SUCTION APPARATUS | 1 | Shiva | NA | NA | 3000102473 | NA | 0 | NA | 0 | NA | W
14736 | Sukma | Konta | CHC | DELIVERY ROOM | Ultra sonic doppler | 1 | NA | DPM051 | NA | 3000102472 | NA | 0 | NA | 0 | NA | NW
14737 | Sukma | Konta | CHC | Pathology Lab. | MICROSCOPE (MONOCULAR) | 1 | Labomed | VISION 2000 | NA | 3000102471 | NA | 0 | NA | 0 | NA | NW
14738 | Sukma | Konta | CHC | Pathology Lab. | CENTRIFUGE MACHINE (2 Tubes) | 1 | NA | NA | NA | 3000102470 | NA | 0 | NA | 0 | NA | NW
14739 | Sukma | Konta | CHC | Pathology Lab. | VDRL ROTATOR | 1 | NA | NA | NA | 3000102468 | 2014-06-01 | 0 | NA | 0 | NA | NW
14740 | Sukma | Konta | CHC | Pathology Lab. | MICROSCOPE (BINOCULAR) | 1 | COLUMBUS | NA | NA | 3000102469 | NA | 0 | NA | 0 | NA | NW
14741 | Sukma | Konta | CHC | Pathology Lab. | FUMIGATION MACHINE | 1 | NA | NA | NA | 3000102467 | NA | 0 | NA | 0 | NA | W
14742 | Sukma | Konta | CHC | Pathology Lab. | pH METER (DIGITAL) | 1 | NA | NA | NA | 3000102465 | NA | 0 | NA | 0 | NA | W
14743 | Sukma | Konta | CHC | Pathology Lab. | GLUCOMETER | 1 | Accy Check Active | GC- | GC-15298150 | 3000102466 | NA | 0 | NA | 0 | NA | W
14744 | Sukma | Konta | CHC | Pathology Lab. | MICROSCOPE (BINOCULAR) | 1 | COLUMBUS | NA | NA | 3000102464 | NA | 0 | NA | 0 | NA | NW
14745 | Sukma | Konta | CHC | Pathology Lab. | REFRIGERATOR | 1 | NA | NA | NA | 3000102463 | NA | 0 | NA | 0 | NA | W
14746 | Sukma | Konta | CHC | OT | INFANT RADIANT WARMER | 1 | Infancy | NA | NA | 3000102462 | NA | 0 | NA | 0 | NA | NW
14747 | Sukma | Konta | CHC | OT | AUTOCLAVE | 1 | NA | NA | NA | 3000102461 | NA | 0 | NA | 0 | NA | W
14748 | Sukma | Konta | CHC | OT | SUCTION APPARATUS | 1 | Shiva | NA | NA | 3000102460 | NA | 0 | NA | 0 | NA | W
14749 | Sukma | Konta | CHC | OT | ELECTRIC STERILIZER | 1 | NA | NA | NA | 3000102459 | NA | 0 | NA | 0 | NA | W
14750 | Sukma | Konta | CHC | OT | AUTOCLAVE | 1 | NA | NA | NA | 3000102458 | NA | 0 | NA | 0 | NA | W
14751 | Sukma | Konta | CHC | OT | OT TABLE (Hydraulic) | 1 | NA | NA | NA | 3000102457 | NA | 0 | NA | 0 | NA | W
14752 | Sukma | Konta | CHC | OT | SPHYGMOMANOMETER (MERCURIAL) | 1 | JAINCO | NA | 51601 | 3000100800 | NA | 0 | NA | 0 | NA | NW
14753 | Sukma | Konta | CHC | OT | Trail Set | 1 | NA | NA | NA | 3000100799 | NA | 0 | NA | 0 | NA | W
14754 | Sukma | Konta | CHC | OT | Trail Set | 1 | NA | NA | NA | 3000100798 | NA | 0 | NA | 0 | NA | NW
14755 | BALRAM PUR | BALRAM PUR | DH | CHILD WARD | RADIANT WARMER | 1 | - | - | - | 3000096681 | 0 | 0 | - | 0 | - | W
14756 | BALRAM PUR | BALRAM PUR | DH | CHILD WARD | BABY PHOTOTHERAPY UNIT | 1 | PHOTO LEEX | 0 | - | 3000096682 | 0 | 0 | - | 0 | - | W
14757 | BALRAM PUR | BALRAM PUR | DH | CHILD WARD | RADIANT WARMER | 1 | PHOENIX | - | 6349 | 3000096683 | 0 | 0 | - | 0 | - | W
14758 | BALRAM PUR | BALRAM PUR | DH | CHILD WARD | HYDRAULIC TABLE | 1 | LAB TOP | 0 | 0 | 3000096684 | 0 | 0 | - | 0 | - | W
14759 | BALRAM PUR | BALRAM PUR | DH | CHILD WARD | BABY PHOTOTHERAPY UNIT | 1 | PHOENIX | - | 1880 | 3000096685 | 0 | 0 | - | 0 | - | W
14760 | BALRAM PUR | BALRAM PUR | DH | CHILD WARD | RADIANT WARMER | 1 | HLL LIFE CARE | OCW 100 | 348Z | 3000096686 | 0 | 0 | - | 0 | - | W
14761 | BALRAM PUR | BALRAM PUR | DH | Store Room | BP MACHINE | 1 | PREMER | - | - | 3000096687 | 0 | 0 | - | 0 | - | NW
14762 | BALRAM PUR | BALRAM PUR | DH | Store Room | BP MACHINE | 1 | PREMER | - | - | 3000096688 | 0 | 0 | - | 0 | - | NW
14763 | BALRAM PUR | BALRAM PUR | DH | Store Room | BABY WEIGHING SCALE | 1 | - | BS 250 | - | 3000096689 | 0 | 0 | - | 0 | - | NI
14764 | BALRAM PUR | BALRAM PUR | DH | Store Room | BABY WEIGHING SCALE | 1 | - | BS 250 | - | 3000096690 | 0 | 0 | - | 0 | - | NI
14765 | BALRAM PUR | BALRAM PUR | DH | CHILD WARD | CENTRIFUGE MACHINE | 1 | REMI | - | DHLC 5771 | 3000096691 | 0 | 0 | - | 0 | - | NW
14766 | BALRAM PUR | BALRAM PUR | DH | CHILD WARD | BLOOD STORAGE REFRIGERATOR | 1 | MEDI TECH | - | - | 3000096692 | 0 | 0 | - | 0 | - | NW
14767 | BALRAM PUR | BALRAM PUR | DH | Blood Bank | BLOOD STORAGE REFRIGERATOR | 1 | MEDI TECH | - | - | 3000096693 | 0 | 0 | - | 0 | - | NW
14768 | BALRAM PUR | BALRAM PUR | DH | Blood Bank | BLOOD STORAGE REFRIGERATOR | 1 | MEDI TECH | - | - | 3000096694 | 0 | 0 | - | 0 | - | NW
14769 | BALRAM PUR | BALRAM PUR | DH | Blood Bank | BLOOD STORAGE REFRIGERATOR | 1 | MEDI TECH | - | - | 3000096695 | 0 | 0 | - | 0 | - | NW
14770 | BALRAM PUR | BALRAM PUR | DH | Blood Bank | BLOOD STORAGE REFRIGERATOR | 1 | MEDI TECH | - | - | 3000096696 | 0 | 0 | - | 0 | - | NW
14771 | BALRAM PUR | BALRAM PUR | DH | RADIOLOGY Dept. | X-RAY MACHINE | 1 | SEMERS | - | - | 3000096697 | 0 | 0 | - | 0 | - | W
14772 | BALRAM PUR | BALRAM PUR | DH | RADIOLOGY Dept. | BP MACHINE | 1 | DIAMOND | - | - | 3000096698 | 0 | 0 | - | 0 | - | W
14773 | BALRAM PUR | BALRAM PUR | DH | Other Dept. | BP MACHINE | 1 | - | - | - | 3000096699 | 0 | 0 | - | 0 | - | W
14774 | BALRAM PUR | BALRAM PUR | DH | Other Dept. | NEBULIZER | 1 | HYNDY NEB | - | - | 3000096700 | 0 | 0 | - | 0 | - | W
14775 | BALRAM PUR | BALRAM PUR | DH | Other Dept. | HUB CUTTER | 1 | SARA TECH | - | - | 3000096701 | 0 | 0 | - | 0 | - | W
14776 | BALRAM PUR | BALRAM PUR | DH | GYAENEC.OPD | RADIANT WARMER | 1 | PHOENIX | - | 6350 | 3000096702 | 0 | 0 | - | 0 | - | W
14777 | BALRAM PUR | BALRAM PUR | DH | GYAENEC.OPD | SHADOWLESS LAMP | 1 | - | - | - | 3000096703 | 0 | 0 | - | 0 | - | W
14778 | BALRAM PUR | BALRAM PUR | DH | GYAENEC.OPD | ELECTRIC STERILIZER | 1 | - | - | - | 3000096704 | 0 | 0 | - | 0 | - | W
14779 | BALRAM PUR | BALRAM PUR | DH | GYAENEC.OPD | SUCTION APPARATUS | 1 | EASY CARE | ECPSU 307 | 0 | 3000096705 | 0 | 0 | - | 0 | - | W
14780 | BALRAM PUR | BALRAM PUR | DH | GYAENEC.OPD | BP MACHINE | 1 | PREMEIR | 0 | 981 35617 | 3000096706 | 0 | 0 | - | 0 | - | W
14781 | BALRAM PUR | BALRAM PUR | DH | OT | SUCTION APPARATUS | 1 | SURGI VOC | 0 | C-169-003 | 3000096707 | 0 | 0 | - | 0 | - | W
14782 | BALRAM PUR | BALRAM PUR | DH | OT | SHADOWLESS LAMP | 1 | - | 0 | 0 | 3000096708 | 0 | 0 | - | 0 | - | W
14783 | BALRAM PUR | BALRAM PUR | DH | OT | OT TABLE | 1 | - | - | - | 3000096709 | 0 | 0 | - | 0 | - | W
14784 | BALRAM PUR | BALRAM PUR | DH | OT | AUTOCLAVE | 1 | - | - | - | 3000096710 | 0 | 0 | - | 0 | - | W
14785 | BALRAM PUR | BALRAM PUR | DH | OT | AUTOCLAVE | 1 | - | - | - | 3000096711 | 0 | 0 | - | 0 | - | W
14786 | BALRAM PUR | BALRAM PUR | DH | OT | AUTOCLAVE | 1 | - | - | - | 3000096712 | 0 | 0 | - | 0 | - | W
14787 | BALRAM PUR | BALRAM PUR | DH | OT | ELECTRIC STERILIZER | 1 | - | - | - | 3000096713 | 0 | 0 | - | 0 | - | NW
14788 | BALRAM PUR | BALRAM PUR | DH | CHILD WARD | BABY WEIGHING SCALE | 1 | CROWN | - | - | 3000096714 | 0 | 0 | - | 0 | - | W
14789 | BALRAM PUR | BALRAM PUR | DH | Dental Dept. | DENTAL CHAIR | 1 | CHESA | AKASH | - | 3000096715 | 0 | 0 | - | 0 | - | W
14790 | BALRAM PUR | BALRAM PUR | DH | Dental Dept. | ULTRASONIC SCALLER | 1 | EKD | K1 | K114060042 | 3000096716 | 0 | 0 | - | 0 | - | W
14791 | BALRAM PUR | BALRAM PUR | DH | Dental Dept. | DENTAL CHAIR | 1 | - | - | 101195 | 3000096717 | 0 | 0 | - | 0 | - | W
14792 | BALRAM PUR | BALRAM PUR | DH | Dental Dept. | ELECTRIC STERILIZER | 1 | - | - | - | 3000096718 | 0 | 0 | - | 0 | - | W
14793 | BALRAM PUR | BALRAM PUR | DH | Pathology Lab. | MICROSCOPE | 1 | LABOMED | - | - | 3000096719 | 0 | 0 | - | 0 | - | W
14794 | BALRAM PUR | BALRAM PUR | DH | Pathology Lab. | MICROSCOPE | 1 | UNICEF | - | - | 3000096720 | 0 | 0 | - | 0 | - | W
14795 | BALRAM PUR | BALRAM PUR | DH | Pathology Lab. | GLUCO METER | 1 | - | - | - | 3000096721 | 0 | 0 | - | 0 | - | W
14796 | BALRAM PUR | BALRAM PUR | DH | Pathology Lab. | MICROSCOPE | 1 | MAYNES | - | - | 3000096722 | 0 | 0 | - | 0 | - | NW
14797 | BALRAM PUR | BALRAM PUR | DH | Pathology Lab. | CENTRIFUGE MACHINE | 1 | - | - | - | 3000096723 | 0 | 0 | - | 0 | - | W
14798 | BALRAM PUR | BALRAM PUR | DH | Pathology Lab. | NEEDLE DESTROYER | 1 | SARA TECH | - | - | 3000096724 | 0 | 0 | - | 0 | - | W
14799 | BALRAM PUR | BALRAM PUR | DH | Pathology Lab. | MICROSCOPE | 1 | - | - | - | 3000096725 | 0 | 0 | - | 0 | - | NW
14800 | BALRAM PUR | BALRAM PUR | DH | Pathology Lab. | INCUBATOR | 1 | - | - | - | 3000096726 | 0 | 0 | - | 0 | - | W
14801 | BALRAM PUR | BALRAM PUR | DH | Other Dept. | ILR | 1 | - | MK-304 | 20102772278 | 3000096727 | 0 | 0 | - | 0 | - | W
14802 | BALRAM PUR | BALRAM PUR | DH | Other Dept. | DEEP FREEZER | 1 | - | HBD 286 | BE04F4F2600132A8U0057 | 3000096728 | 0 | 0 | - | 0 | - | W
14803 | BALRAM PUR | BALRAM PUR | DH | Other Dept. | ILR | 1 | HIER | - | - | 3000096729 | 0 | 0 | - | 0 | - | W
14804 | BALRAM PUR | BALRAM PUR | DH | Other Dept. | ILR | 1 | HIER | MBC 200 | BE07G5E0N00B2AAB00 | 3000096730 | 0 | 0 | - | 0 | - | W
14805 | BALRAM PUR | BALRAM PUR | DH | Other Dept. | DEEP FREEZER | 1 | HIER | SB -142 | 4472037 | 3000096731 | 0 | 0 | - | 0 | - | W
14806 | BALRAM PUR | BALRAM PUR | DH | Other Dept. | NEEDLE DESTROYER | 1 | SARA TECH | - | - | 3000096732 | 0 | 0 | - | 0 | - | W
14807 | BALRAM PUR | BALRAM PUR | DH | OPD | BP MACHINE | 1 | PREMIE | - | - | 3000096733 | 0 | 0 | - | 0 | - | NW
14808 | BALRAM PUR | BALRAM PUR | DH | OPD | WEIGHING MACHINE | 1 | - | - | - | 3000096734 | 0 | 0 | - | 0 | - | W
14809 | BALRAM PUR | BALRAM PUR | DH | Physiotherapy dept. | BP MACHINE | 1 | PREMEIR | - | - | 3000096735 | 0 | 0 | - | 0 | - | W
14810 | BALRAM PUR | Vadraf Nagar | Civil Hospital | Other Dept.
14811 | BALRAM PUR | Balrampur | CHC | Other Dept.
14812 | BALRAM PUR | DUNARKHOLA | PHC | OPD | BP MACHINE | 1 | DIAMOND | - | - | 3000269732 | 0 | 0 | - | 0 | - | W
14813 | BALRAM PUR | DUNARKHOLA | PHC | OPD | NEBULIZER | 1 | NUNEB PRO | - | NGM68109 | 3000269733 | 0 | 0 | - | 0 | - | W
14814 | BALRAM PUR | DUNARKHOLA | PHC | Vaccination Room | NEEDLE DESTROYER | 1 | MICRO STI | ND 360 | 4383/03 | 3000269734 | 0 | 0 | - | 0 | - | W
14815 | BALRAM PUR | DUNARKHOLA | PHC | Pathology Lab. | MICROSCOPE | 1 | BLISCO | - | - | 3000269735 | 0 | 0 | - | 0 | - | W
14816 | BALRAM PUR | DUNARKHOLA | PHC | Pathology Lab. | CENTRIFUGE MACHINE | 1 | - | - | - | 3000269736 | 0 | 0 | - | 0 | - | W
14817 | BALRAM PUR | DUNARKHOLA | PHC | Pathology Lab. | GLUCO METER | 1 | ARUEY | - | 194146417074 | 3000269737 | 0 | 0 | - | 0 | - | W
14818 | BALRAM PUR | DUNARKHOLA | PHC | DELIVERY ROOM | BABY WEIGHING SCALE | 1 | DOCBEL | 0 | 0 | 3000269738 | 0 | 0 | - | 0 | - | W
14819 | BALRAM PUR | DUNARKHOLA | PHC | DELIVERY ROOM | NEEDLE DESTROYER | 1 | SARA TECH | SLR 100 (VA) | 0 | 3000269739 | 0 | 0 | - | 0 | - | W
14820 | BALRAM PUR | DUNARKHOLA | PHC | DELIVERY ROOM | FOOT OPERATED SUCTION APPARATUS | 1 | SHIVA | 0 | 0 | 3000269740 | 0 | 0 | - | 0 | - | W
14821 | BALRAM PUR | DUNARKHOLA | PHC | DELIVERY ROOM | POCKET DOPPLER | 1 | MCP | 0 | 0 | 3000269741 | 0 | 0 | - | 0 | - | W
14822 | BALRAM PUR | DUNARKHOLA | PHC | Store Room | WEIGHING MACHINE | 1 | 0 | 0 | 0 | 3000269742 | 0 | 0 | - | 0 | - | NW
14823 | BALRAM PUR | DUNARKHOLA | PHC | DELIVERY ROOM | AUTOCLAVE | 1 | 0 | 0 | 0 | 3000269743 | 0 | 0 | - | 0 | - | NW
14824 | BALRAM PUR | DUNARKHOLA | PHC | Store Room | BP MACHINE | 1 | 0 | 0 | 0 | 3000269744 | 0 | 0 | - | 0 | - | NW
14825 | BALRAM PUR | DUNARKHOLA | PHC | Store Room | AUTOCLAVE | 1 | 0 | 0 | 0 | 3000269745 | 0 | 0 | - | 0 | - | NW
14826 | BALRAM PUR | MAHARAJGANJ | PHC | OPD | BP MACHINE | 1 | SMART CARE | - | - | 3000269713 | 0 | 0 | - | 0 | - | W
14827 | BALRAM PUR | MAHARAJGANJ | PHC | OPD | STETHOSCOPE | 1 | LIFE LINE | - | - | 3000269714 | 0 | 0 | - | 0 | - | W
14828 | BALRAM PUR | MAHARAJGANJ | PHC | OPD | BP MACHINE | 1 | SMART CARE | - | - | 3000269715 | 0 | 0 | - | 0 | - | W
14829 | BALRAM PUR | MAHARAJGANJ | PHC | Vaccination Room | NEEDLE DESTROYER | 1 | - | ND 100 | 2346/06-07 | 3000269716 | 0 | 0 | - | 0 | - | W
14830 | BALRAM PUR | MAHARAJGANJ | PHC | DELIVERY ROOM | HUB CUTTER | 1 | SARA TECH | SLR 100 (VN) | - | 3000269717 | 0 | 0 | - | 0 | - | W
14831 | BALRAM PUR | MAHARAJGANJ | PHC | DELIVERY ROOM | WEIGHING MACHINE | 1 | CROWN | - | - | 3000269718 | 0 | 0 | - | 0 | - | W
14832 | BALRAM PUR | MAHARAJGANJ | PHC | DELIVERY ROOM | FOOT OPERATED SUCTION APPARATUS | 1 | SHIVA | - | - | 3000269719 | 0 | 0 | - | 0 | - | W
14833 | BALRAM PUR | MAHARAJGANJ | PHC | Pathology Lab. | MICROSCOPE | 1 | BLISCO | - | - | 3000269720 | 0 | 0 | - | 0 | - | W
14834 | BALRAM PUR | MAHARAJGANJ | PHC | Pathology Lab. | HUB CUTTER | 1 | SARA TECH | SLR 100 (VN) | - | 3000269721 | 0 | 0 | - | 0 | - | W
14835 | BALRAM PUR | MAHARAJGANJ | PHC | Pathology Lab. | COLORIMETER | 1 | RECKON DIAGON STICS |  | 907023 | 3000269722 | 0 | 0 | - | 0 | - | W
14836 | BALRAM PUR | MAHARAJGANJ | PHC | Pathology Lab. | CENTRIFUGE MACHINE | 1 | - | - | 0 | 3000269723 | 0 | 0 | - | 0 | - | W
14837 | BALRAM PUR | MAHARAJGANJ | PHC | Pathology Lab. | INCUBATOR | 1 | - | - | 0 | 3000269724 | 0 | 0 | - | 0 | - | NW
14838 | BALRAM PUR | MAHARAJGANJ | PHC | Pathology Lab. | GLUCO METER | 1 | ACCU CHEK 30 | - | GS026-21477 | 3000269725 | 0 | 0 | - | 0 | - | W
14839 | BALRAM PUR | MAHARAJGANJ | PHC | Store Room | NEBULIZER | 1 | SMART CARE OPEN | - | 10055 | 3000269726 | 0 | 0 | - | 0 | - | NW
14840 | BALRAM PUR | MAHARAJGANJ | PHC | Store Room | BP MACHINE | 1 | LIFEY | - | 98139387 | 3000269727 | 0 | 0 | - | 0 | - | NW
14841 | BALRAM PUR | MAHARAJGANJ | PHC | Store Room | ELECTRIC STERILIZER | 1 | - | - | - | 3000269728 | 0 | 0 | - | 0 | - | NW
14842 | BALRAM PUR | MAHARAJGANJ | PHC | Store Room | ELECTRIC STERILIZER | 1 | ALLAS | - | 09F10309 | 3000269729 | 0 | 0 | - | 0 | - | NW
14843 | BALRAM PUR | MAHARAJGANJ | PHC | Store Room | HUB CUTTER | 1 | SARA TECH | SLR 10 (VN) | - | 3000269730 | 0 | 0 | - | 0 | - | NW
14844 | BALRAM PUR | MAHARAJGANJ | PHC | Store Room | BP MACHINE | 1 | - | - | - | 3000269731 | 0 | 0 | - | 0 | - | NW
14845 | BALRAM PUR | PASTA | PHC | OPD | NEEDLE DESTROYER | 1 | SARA TECH | SLR 100 (VN) | - | 3000269746 | 0 | 0 | - | 0 | - | W
14846 | BALRAM PUR | PASTA | PHC | OPD | AUTOCLAVE | 1 | - | 0 | - | 3000269747 | 0 | 0 | - | 0 | - | W
14847 | BALRAM PUR | PASTA | PHC | Pathology Lab. | HUB CUTTER | 1 | SARA TECH | SLR 100 (VN) | - | 3000269748 | 0 | 0 | - | 0 | - | W
14848 | BALRAM PUR | PASTA | PHC | Pathology Lab. | CENTRIFUGE MACHINE | 1 | - | - | - | 3000269749 | 0 | 0 | - | 0 | - | NW
14849 | BALRAM PUR | PASTA | PHC | Pathology Lab. | MICROSCOPE | 1 | - | - | - | 3000269750 | 0 | 0 | - | 0 | - | NW
14850 | BALRAM PUR | PASTA | PHC | Store Room | NEEDLE DESTROYER | 1 | - | NO 360 | 8184/03 | 3000269751 | 0 | 0 | - | 0 | - | NW
14851 | BALRAM PUR | PASTA | PHC | Store Room | ELECTRIC STERILIZER | 1 | - | - | - | 3000269752 | 0 | 0 | - | 0 | - | NW
14852 | BALRAM PUR | PASTA | PHC | Store Room | ELECTRIC STERILIZER | 1 | - | - | - | 3000269753 | 0 | 0 | - | 0 | - | NW
14853 | BALRAM PUR | PASTA | PHC | Store Room | ELECTRIC STERILIZER | 1 | - | - | - | 3000269754 | 0 | 0 | - | 0 | - | NW
14854 | BALRAM PUR | PASTA | PHC | Store Room | ELECTRIC STERILIZER | 1 | - | - | - | 3000269755 | 0 | 0 | - | 0 | - | NW
14855 | BALRAM PUR | PASTA | PHC | Store Room | AUTOCLAVE | 1 | - | - | - | 3000269756 | 0 | 0 | - | 0 | - | NW
14856 | BALRAM PUR | PASTA | PHC | Store Room | BP MACHINE | 1 | SMART CARE | - | - | 3000269757 | 0 | 0 | - | 0 | - | NW
14857 | BALRAM PUR | PASTA | PHC | DELIVERY ROOM | WEIGHING MACHINE | 1 | CROWN | 0 | 0 | 3000269758 | 0 | 0 | - | 0 | - | W
14858 | BALRAM PUR | PASTA | PHC | DELIVERY ROOM | NEEDLE DESTROYER | 1 | SARA TECH | SLR 100 VA | 0 | 3000269759 | 0 | 0 | - | 0 | - | W
14859 | BALRAM PUR | PASTA | PHC | DELIVERY ROOM | FOOT OPERATED SUCTION APPARATUS | 1 | SHIVA | 0 | 0 | 3000269760 | 0 | 0 | - | 0 | - | W
14860 | BALRAM PUR | RANHAT | PHC | Other Dept. | DEEP FREEZER | 1 | VEST GROST | MK 144 | 90405772 | 3000247853 | 0 | 0 | - | 0 | - | W
14861 | BALRAM PUR | RANHAT | PHC | Other Dept. | DEEP FREEZER | 1 | - | NMK -142 | 50213720 | 3000247854 | 0 | 0 | - | 0 | - | W
14862 | BALRAM PUR | RANHAT | PHC | OT | SHADOWLESS LAMP | 1 | - | - | 0 | 3000247855 | 0 | 0 | - | 0 | - | W
14863 | BALRAM PUR | RANHAT | PHC | Other Dept. | BABY WEIGHING SCALE | 1 | CROWN | - | 0 | 3000247856 | 0 | 0 | - | 0 | - | W
14864 | BALRAM PUR | RANHAT | PHC | Other Dept. | BP MACHINE | 1 | MICRO LIFE | - | 90102034 | 3000247857 | 0 | 0 | - | 0 | - | W
14865 | BALRAM PUR | RANHAT | PHC | Other Dept. | BP MACHINE | 1 | SPHYG MOMA NOMETER | - | 48424 | 3000247858 | 0 | 0 | - | 0 | - | W
14866 | BALRAM PUR | RANHAT | PHC | DELIVERY ROOM | NEEDLE DESTROYER | 1 | MICRO LIFE | ND 350 | 2945 | 3000247847 | 0 | 0 | - | 0 | - | NW
14867 | BALRAM PUR | RANHAT | PHC | DELIVERY ROOM | BABY WEIGHING SCALE | 1 | DOC BELBRAYN | - | - | 3000247848 | 0 | 0 | - | 0 | - | W
14868 | BALRAM PUR | RANHAT | PHC | DELIVERY ROOM | SUCTION APPARATUS | 1 | SHI BA | - | - | 3000247849 | 0 | 0 | - | 0 | - | NW
14869 | BALRAM PUR | RANHAT | PHC | DELIVERY ROOM | BP MACHINE | 1 | - | - | - | 3000247850 | 0 | 0 | - | 0 | - | W
14870 | BALRAM PUR | RANHAT | PHC | DELIVERY ROOM | ELECTRIC STERILIZER | 1 | - | - | - | 3000247851 | 0 | 0 | - | 0 | - | NW
14871 | BALRAM PUR | RANHAT | PHC | DELIVERY ROOM | NEEDLE DESTROYER | 1 | MICRO SH | - | - | 3000247852 | 0 | 0 | - | 0 | - | W
14872 | BALRAM PUR | KUSAMI | CHC | OPD | BP MACHINE | 1 | EXTRA CARE | - | - | 3000268808 | 0 | 0 | - | 0 | - | W
14873 | BALRAM PUR | KUSAMI | CHC | OT | OT TABLE | 1 | - | - | - | 3000268809 | 0 | 0 | - | 0 | - | W
14874 | BALRAM PUR | KUSAMI | CHC | OT | OT TABLE | 1 | - | - | - | 3000268810 | 0 | 0 | - | 0 | - | NW
14875 | BALRAM PUR | KUSAMI | CHC | OT | SUCTION APPARATUS | 1 | SHIVA | - | 09F8919 | 3000268811 | 0 | 0 | - | 0 | - | NI
14876 | BALRAM PUR | KUSAMI | CHC | OT | ELECTRIC STERILIZER | 1 | ALLAS | - | - | 3000268812 | 0 | 0 | - | 0 | - | W
14877 | BALRAM PUR | KUSAMI | CHC | OT | AUTOCLAVE | 1 | KOMAL | - | - | 3000268813 | 0 | 0 | - | 0 | - | W
14878 | BALRAM PUR | KUSAMI | CHC | OT | SUCTION APPARATUS | 1 | SAIVA | - | - | 3000268814 | 0 | 0 | - | 0 | - | NW
14879 | BALRAM PUR | KUSAMI | CHC | OT | AUTOCLAVE | 1 | SUPREMC QUALITY | - | - | 3000268815 | 0 | 0 | - | 0 | - | NI
14880 | BALRAM PUR | KUSAMI | CHC | OT | AUTOCLAVE | 1 | SNI | - | - | 3000268816 | 0 | 0 | - | 0 | - | NW
14881 | BALRAM PUR | KUSAMI | CHC | OT | WEIGHING MACHINE | 1 | PROTON | - | - | 3000268817 | 0 | 0 | - | 0 | - | NI
14882 | BALRAM PUR | KUSAMI | CHC | OT | NEEDLE DESTROYER | 1 | MICRO SI | ND360 | 4327/03 | 3000268818 | 0 | 0 | - | 0 | - | W
14883 | BALRAM PUR | KUSAMI | CHC | Dental Dept. | DENTAL CHAIR | 1 | CHESA | AKASH | - | 3000268819 | 0 | 0 | - | 0 | - | W
14884 | BALRAM PUR | KUSAMI | CHC | Dental Dept. | DENTAL CHAIR | 1 | CHESA | - | - | 3000268820 | 0 | 0 | - | 0 | - | W
14885 | BALRAM PUR | KUSAMI | CHC | Dental Dept. | DENTAL CHAIR | 1 | EVD | - | KI 14060038 | 3000268821 | 0 | 0 | - | 0 | - | W
14886 | BALRAM PUR | KUSAMI | CHC | Dental Dept. | DENTAL CHAIR | 1 | DURY DENTAL | VS2505 | F3150863-37 | 3000268822 | 0 | 0 | - | 0 | - | W
14887 | BALRAM PUR | KUSAMI | CHC | Dental Dept. | DENTAL CHAIR | 1 | - | DA 5001 | 101181 | 3000268823 | 0 | 0 | - | 0 | - | W
14888 | BALRAM PUR | KUSAMI | CHC | Pathology Lab. | CENTRIFUGE MACHINE | 1 | - | - | - | 3000268824 | 0 | 0 | - | 0 | - | W
14889 | BALRAM PUR | KUSAMI | CHC | Pathology Lab. | MICROSCOPE | 1 | MLW | - | *- | 3000268825 | 0 | 0 | - | 0 | - | W
14890 | BALRAM PUR | KUSAMI | CHC | Pathology Lab. | MICROSCOPE | 1 | BAUSCH LOMB | - | - | 3000268826 | 0 | 0 | - | 0 | - | W
14891 | BALRAM PUR | KUSAMI | CHC | Pathology Lab. | NEEDLE DESTROYER | 1 | MICRO SI | ND 360 | 4626/03 | 3000268827 | 0 | 0 | - | 0 | - | NW
14892 | BALRAM PUR | KUSAMI | CHC | Pathology Lab. | COLOUR DOPPLER | 1 | SIM | - | - | 3000268828 | 0 | 0 | - | 0 | - | W
14893 | BALRAM PUR | KUSAMI | CHC | Pathology Lab. | INCUBATOR | 1 | - | - | - | 3000268829 | 0 | 0 | - | 0 | - | NW
14894 | BALRAM PUR | KUSAMI | CHC | Pathology Lab. | ELECTRIC STERILIZER | 1 | - | - | - | 3000268830 | 0 | 0 | - | 0 | - | NW
14895 | BALRAM PUR | KUSAMI | CHC | RADIOLOGY Dept. | X-RAY MACHINE | 1 | - | - | - | 3000269681 | 0 | 0 | - | 0 | - | NW
14896 | BALRAM PUR | KUSAMI | CHC | RADIOLOGY Dept. | X-RAY MACHINE | 1 | SIEMENS VERTIX | 5251 | D-1587 | 3000269682 | 0 | 0 | - | 0 | - | W
14897 | BALRAM PUR | KUSAMI | CHC | RADIOLOGY Dept. | X-RAY MACHINE | 1 | SIEMENS VERTIX | 5305 | 012852 524 | 3000269683 | 0 | 0 | - | 0 | - | W
14898 | BALRAM PUR | KUSAMI | CHC | RADIOLOGY Dept. | X-RAY MACHINE | 1 | SIEMENS VERTIX | 5304 | 012852 5-24 | 3000269684 | 0 | 0 | - | 0 | - | W
14899 | BALRAM PUR | KUSAMI | CHC | DELIVERY ROOM | RADIANT WARMER | 1 | HI-CARE | HNO 106 | 3469 | 3000269685 | 0 | 0 | - | 0 | - | NW
14900 | BALRAM PUR | KUSAMI | CHC | DELIVERY ROOM | BABY WEIGHING SCALE | 1 | GOUN CROWN | - | - | 3000269686 | 0 | 0 | - | 0 | - | W
14901 | BALRAM PUR | KUSAMI | CHC | DELIVERY ROOM | ELECTRIC STERILIZER | 1 | ALLAS | - | - | 3000269687 | 0 | 0 | - | 0 | - | W
14902 | BALRAM PUR | KUSAMI | CHC | DELIVERY ROOM | SUCTION APPARATUS | 1 | SASY CARE | ECPSU 307 | - | 3000269688 | 0 | 0 | - | 0 | - | W
14903 | BALRAM PUR | KUSAMI | CHC | DELIVERY ROOM | BABY WEIGHING SCALE | 1 | ESSAL | BS 250 | - | 3000269689 | 0 | 0 | - | 0 | - | NW
14904 | BALRAM PUR | KUSAMI | CHC | DELIVERY ROOM | ELECTRIC STERILIZER | 1 | ALLOYS | - | 09E 10301 | 3000269690 | 0 | 0 | - | 0 | - | NW
14905 | BALRAM PUR | KUSAMI | CHC | DELIVERY ROOM | BP MACHINE | 1 | BLUE CROSS | - | - | 3000269691 | 0 | 0 | - | 0 | - | W
14906 | BALRAM PUR | KUSAMI | CHC | DELIVERY ROOM | BABY WEIGHING SCALE | 1 | DOCBEL | - | - | 3000269692 | 0 | 0 | - | 0 | - | NI
14907 | BALRAM PUR | KUSAMI | CHC | DELIVERY ROOM | FOOT OPERATED SUCTION APPARATUS | 1 | - | - | - | 3000269693 | 0 | 0 | - | 0 | - | W
14908 | BALRAM PUR | BHULSIKALA | PHC | DELIVERY ROOM | BABY WEIGHING SCALE | 1 | CROWN | - | - | 3000266378 | 0 | 0 | - | 0 | - | W
14909 | BALRAM PUR | BHULSIKALA | PHC | DELIVERY ROOM | SUCTION APPARATUS | 1 | SHIVA CA | - | - | 3000266377 | 0 | 0 | - | 0 | - | NW
14910 | BALRAM PUR | BHULSIKALA | PHC | DELIVERY ROOM | ELECTRIC STERILIZER | 1 | ROBOF | - | - | 3000266376 | 0 | 0 | - | 0 | - | NW
14911 | BALRAM PUR | BHULSIKALA | PHC | Other Dept. | BP MACHINE | 1 | CITIZEN | - | - | 3000266375 | 0 | 0 | - | 0 | - | NI
14912 | BALRAM PUR | BHULSIKALA | PHC | Other Dept. | BP MACHINE | 1 | NAMMTT | - | 053330 | 3000266374 | 0 | 0 | - | 0 | - | W
14913 | BALRAM PUR | BHULSIKALA | PHC | Store Room | OXYGEN CONCENTRATOR | 1 | - | - | - | 3000266373 | 0 | 0 | - | 0 | - | NI
14914 | BALRAM PUR | BHULSIKALA | PHC | Store Room | BP MACHINE | 1 | MICRO LIFE | - | - | 3000266372 | 0 | 0 | - | 0 | - | NW
14915 | BALRAM PUR | BHULSIKALA | PHC | Store Room | BP MACHINE | 1 | - | - | - | 3000266371 | 0 | 0 | - | 0 | - | NW
14916 | BALRAM PUR | BHULSIKALA | PHC | Pathology Lab. | BP MACHINE | 1 | AMBIKND | 0 | 0 | 3000266370 | 0 | 0 | - | 0 | - | NW
14917 | BALRAM PUR | CHANDO | PHC | OPD | BP MACHINE | 1 | - | - | - | 3000096366 | 0 | 0 | - | 0 | - | W
14918 | BALRAM PUR | CHANDO | PHC | OPD | STETHOSCOPE | 1 | - | - | - | 3000096367 | 0 | 0 | - | 0 | - | W
14919 | BALRAM PUR | CHANDO | PHC | OPD | WEIGHING MACHINE | 1 | - | - | - | 3000096368 | 0 | 0 | - | 0 | - | W
14920 | BALRAM PUR | CHANDO | PHC | OPD | BP MACHINE | 1 | - | - | - | 3000096369 | 0 | 0 | - | 0 | - | W
14921 | BALRAM PUR | CHANDO | PHC | DELIVERY ROOM | WEIGHING MACHINE | 1 | CROWN | - | - | 3000096370 | 0 | 0 | - | 0 | - | W
14922 | BALRAM PUR | CHANDO | PHC | OPD | SUCTION APPARATUS | 1 | - | - | - | 3000096371 | 0 | 0 | - | 0 | - | W
14923 | BALRAM PUR | CHANDO | PHC | DELIVERY ROOM | RADIANT WARMER | 1 | BIELD TECH | - | - | 3000096372 | 0 | 0 | - | 0 | - | W
14924 | BALRAM PUR | CHANDO | PHC | DELIVERY ROOM | BP MACHINE | 1 | - | - | - | 3000096373 | 0 | 0 | - | 0 | - | W
14925 | BALRAM PUR | CHANDO | PHC | DELIVERY ROOM | STETHOSCOPE | 1 | - | - | - | 3000096374 | 0 | 0 | - | 0 | - | W
14926 | BALRAM PUR | CHANDO | PHC | DELIVERY ROOM | NEEDLE DESTROYER | 1 | - | - | - | 3000096375 | 0 | 0 | - | 0 | - | W
14927 | BALRAM PUR | CHANDO | PHC | DELIVERY ROOM | AUTOCLAVE | 1 | - | - | - | 3000096376 | 0 | 0 | - | 0 | - | W
14928 | BALRAM PUR | CHANDO | PHC | DELIVERY ROOM | ELECTRIC STERILIZER | 1 | - | - | - | 3000096377 | 0 | 0 | - | 0 | - | NW
14929 | BALRAM PUR | CHANDO | PHC | Store Room | ELECTRIC STERILIZER | 1 | - | - | - | 3000096378 | 0 | 0 | - | 0 | - | NW
14930 | BALRAM PUR | CHANDO | PHC | Store Room | ELECTRIC STERILIZER | 1 | - | - | - | 3000096379 | 0 | 0 | - | 0 | - | NW
14931 | BALRAM PUR | CHANDO | PHC | Store Room | AUTOCLAVE | 1 | - | - | - | 3000096380 | 0 | 0 | - | 0 | - | NW
14932 | BALRAM PUR | CHANDO | PHC | Store Room | HUB CUTTER | 1 | - | - | - | 3000096381 | 0 | 0 | - | 0 | - | NW
14933 | BALRAM PUR | CHANDO | PHC | Store Room | STETHOSCOPE | 1 | - | - | - | 3000096382 | 0 | 0 | - | 0 | - | NW
14934 | BALRAM PUR | CHANDO | PHC | Store Room | BP MACHINE | 1 | - | - | - | 3000096383 | 0 | 0 | - | 0 | - | NW
14935 | BALRAM PUR | CHANDO | PHC | Store Room | BP MACHINE | 1 | DIMO ND | - | - | 3000096384 | 0 | 0 | - | 0 | - | NW
14936 | BALRAM PUR | JAWAHAR NAGAR | PHC | Other Dept. | BP MACHINE | 1 | DIAMOND | - | - | 3000266384 | 0 | 0 | - | 0 | - | W
14937 | BALRAM PUR | JAWAHAR NAGAR | PHC | Other Dept. | ELECTRIC STERILIZER | 1 | - | - | - | 3000266383 | 0 | 0 | - | 0 | - | NW
14938 | BALRAM PUR | JAWAHAR NAGAR | PHC | Other Dept. | HUB CUTTER | 1 | - | - | - | 3000026382 | 0 | 0 | - | 0 | - | W
14939 | BALRAM PUR | JAWAHAR NAGAR | PHC | Other Dept. | ELECTRIC STERILIZER | 1 | - | - | - | 3000266381 | 0 | 0 | - | 0 | - | W
14940 | BALRAM PUR | JAWAHAR NAGAR | PHC | Other Dept. | OXYGEN CONCENTRATOR | 1 | - | - | - | 3000266380 | 0 | 0 | - | 0 | - | W
14941 | BALRAM PUR | JAWAHAR NAGAR | PHC | DELIVERY ROOM | BABY WEIGHING SCALE | 1 | CROWN | - | - | 3000266379 | 0 | 0 | - | 0 | - | W
14942 | BALRAM PUR | SABAG | PHC | Other Dept.
14943 | BALRAM PUR | SAMRI | PHC | DELIVERY ROOM | HUB CUTTER | 1 | 0 | - | - | 3000266398 | 0 | 0 | - | 0 | - | W
14944 | BALRAM PUR | SAMRI | PHC | DELIVERY ROOM | HUB CUTTER | 1 | 0 | - | - | 3000266397 | 0 | 0 | - | 0 | - | W
14945 | BALRAM PUR | SAMRI | PHC | DELIVERY ROOM | ELECTRIC STERILIZER | 1 | 0 | - | - | 3000266396 | 0 | 0 | - | 0 | - | W
14946 | BALRAM PUR | SAMRI | PHC | Other Dept. | BP MACHINE | 1 | DIAMOND | - | - | 3000266395 | 0 | 0 | - | 0 | - | W
14947 | BALRAM PUR | SAMRI | PHC | Other Dept. | BP MACHINE | 1 | DIAMOND | - | - | 3000266394 | 0 | 0 | - | 0 | - | W
14948 | BALRAM PUR | SAMRI | PHC | Other Dept. | COLOUR DOPPLER | 1 | JEHARTE CARE | - | - | 3000266393 | 0 | 0 | - | 0 | - | W
14949 | BALRAM PUR | SAMRI | PHC | DELIVERY ROOM | BABY WEIGHING SCALE | 1 | DOCBEL BRAON | - | - | 3000266392 | 0 | 0 | - | 0 | - | W
14950 | BALRAM PUR | SAMRI | PHC | DELIVERY ROOM | AUTOCLAVE | 1 | - | - | - | 3000266391 | 0 | 0 | - | 0 | - | W
14951 | BALRAM PUR | SAMRI | PHC | DELIVERY ROOM | ELECTRIC STERILIZER | 1 | 0 | - | - | 3000266390 | 0 | 0 | - | 0 | - | W
14952 | BALRAM PUR | SAMRI | PHC | DELIVERY ROOM | OXYGEN CONCENTRATOR | 1 | 0 | - | - | 3000266389 | 0 | 0 | - | 0 | - | W
14953 | BALRAM PUR | SAMRI | PHC | DELIVERY ROOM | BABY WEIGHING SCALE | 1 | DOCBEL | - | - | 3000266388 | 0 | 0 | - | 0 | - | NW
14954 | BALRAM PUR | SAMRI | PHC | Store Room | AUTOCLAVE | 1 | 0 | - | - | 3000266387 | 0 | 0 | - | 0 | - | W
14955 | BALRAM PUR | SAMRI | PHC | Other Dept. | BP MACHINE | 1 | MICRO LIFE | 0 | 9010029 | 3000266386 | 0 | 0 | - | 0 | - | NW
14956 | BALRAM PUR | SAMRI | PHC | Other Dept. | BP MACHINE | 1 | NAMAJ | 0 | 153451 | 3000266385 | 0 | 0 | - | 0 | - | NW
14957 | BALRAM PUR | RAJPUR | CHC | OT | RADIANT WARMER | 1 | PHOENIX | - | 6347 | 3000267183 | 0 | 0 | - | 0 | - | W
14958 | BALRAM PUR | RAJPUR | CHC | OT | CENTRIFUGE MACHINE | 1 | - | - | - | 3000267184 | 0 | 0 | - | 0 | - | W
14959 | BALRAM PUR | RAJPUR | CHC | OT | ELECTRIC STERILIZER | 1 | - | - | - | 3000267185 | 0 | 0 | - | 0 | - | NW
14960 | BALRAM PUR | RAJPUR | CHC | OT | SUCTION APPARATUS | 1 | WACUNN | - | - | 3000267186 | 0 | 0 | - | 0 | - | NW
14961 | BALRAM PUR | RAJPUR | CHC | OT | ELECTRIC STERILIZER | 1 | - | - | - | 3000267187 | 0 | 0 | - | 0 | - | NW
14962 | BALRAM PUR | RAJPUR | CHC | OT | ELECTRIC STERILIZER | 1 | - | - | - | 3000267188 | 0 | 0 | - | 0 | - | NW
14963 | BALRAM PUR | RAJPUR | CHC | OT | BABY WEIGHING SCALE | 1 | RAMOND SURGICAL | - | - | 3000267195 | 0 | 0 | - | 0 | - | W
14964 | BALRAM PUR | RAJPUR | CHC | OT | BABY WEIGHING SCALE | 1 | DETE CTO | MB 130 | OLC001691 | 3000267196 | 0 | 0 | - | 0 | - | W
14965 | BALRAM PUR | RAJPUR | CHC | RADIOLOGY Dept. | AUTOCLAVE | 1 | - | - | - | 3000267622 | 0 | 0 | - | 0 | - | NW
14966 | BALRAM PUR | RAJPUR | CHC | RADIOLOGY Dept. | X-RAY MACHINE | 1 | BHARAT ELECTRONICS |  | E090167 | 3000267623 | 0 | 0 | - | 0 | - | W
14967 | BALRAM PUR | RAJPUR | CHC | RADIOLOGY Dept. | X-RAY MACHINE | 1 | 150 WATT | 530/5 | 12849 | 3000267624 | 0 | 0 | - | 0 | - | NW
14968 | BALRAM PUR | RAJPUR | CHC | Pathology Lab. | MICROSCOPE | 1 | PRIMO STAR | - | 3116011614 | 3000267625 | 0 | 0 | - | 0 | - | W
14969 | BALRAM PUR | RAJPUR | CHC | Pathology Lab. | MICROSCOPE | 1 | UNICEF | 0 | 9600 | 3000267630 | 0 | 0 | - | 0 | - | W
14970 | BALRAM PUR | RAJPUR | CHC | Pathology Lab. | MICROSCOPE | 1 | COSLAB | 0 | 90012000 | 3000267629 | 0 | 0 | - | 0 | - | W
14971 | BALRAM PUR | RAJPUR | CHC | Pathology Lab. | ELECTRIC STERILIZER | 1 | 0 | 0 | 0 | 3000267628 | 0 | 0 | - | 0 | - | W
14972 | BALRAM PUR | RAJPUR | CHC | Pathology Lab. | ELECTRIC STERILIZER | 1 | 0 | 0 | 0 | 3000267627 | 0 | 0 | - | 0 | - | NW
14973 | BALRAM PUR | RAJPUR | CHC | Pathology Lab. | COLOUR DOPPLER | 1 | LAMBED | 0 | 11560 | 3000267626 | 0 | 0 | - | 0 | - | W
14974 | BALRAM PUR | RAJPUR | CHC | Pathology Lab. | MICROSCOPE | 1 | OLYMPUS | 0 | 249210 | 3000267631 | 0 | 0 | - | 0 | - | NW
14975 | BALRAM PUR | RAJPUR | CHC | Pathology Lab. | MICROSCOPE | 1 | OLYMPUS | 0 | 66847 | 3000267632 | 0 | 0 | - | 0 | - | W
14976 | BALRAM PUR | RAJPUR | CHC | Pathology Lab. | CENTRIFUGE MACHINE | 1 | 0 | 0 | 0 | 3000267633 | 0 | 0 | - | 0 | - | W
14977 | BALRAM PUR | RAJPUR | CHC | Pathology Lab. | NEBULIZER | 1 | BACTE ROLOGICAL | 0 | 0 | 3000267634 | 0 | 0 | - | 0 | - | W
14978 | BALRAM PUR | RAJPUR | CHC | Pathology Lab. | ILR | 1 | HOTRER OVER | 0 | 0 | 3000267635 | 0 | 0 | - | 0 | - | NW
14979 | BALRAM PUR | RAJPUR | CHC | Pathology Lab. | NEEDLE DESTROYER | 1 | MICROSOL | ND 100 | 26776077 | 3000267636 | 0 | 0 | - | 0 | - | W
14980 | BALRAM PUR | RAJPUR | CHC | Pathology Lab. | BLOOD STORAGE REFRIGERATOR | 1 | HI CARE | BBR60 | CBI98 121 | 3000267637 | 0 | 0 | - | 0 | - | W
14981 | BALRAM PUR | RAJPUR | CHC | Pathology Lab. | BP MACHINE | 1 | PREMIER | 0 | 88102214 | 3000267638 | 0 | 0 | - | 0 | - | NW
14982 | BALRAM PUR | RAJPUR | CHC | Pathology Lab. | BP MACHINE | 1 | PREMIER | 0 | 88102326 | 3000267639 | 0 | 0 | - | 0 | - | NW
14983 | BALRAM PUR | RAJPUR | CHC | Pathology Lab. | BP MACHINE | 1 | PREMIER | 0 | 88102080 | 3000267640 | 0 | 0 | - | 0 | - | NW
14984 | BALRAM PUR | RAJPUR | CHC | Pathology Lab. | SHADOWLESS LAMP | 1 | 0 | 0 | 0 | 3000267641 | 0 | 0 | - | 0 | - | NW
14985 | BALRAM PUR | RAJPUR | CHC | OPD | BP MACHINE | 1 | DIAMOND | 0 | 3390 | 3000267642 | 0 | 0 | - | 0 | - | W
14986 | BALRAM PUR | RAJPUR | CHC | DELIVERY ROOM | BABY WEIGHING SCALE | 1 | PHOENIX | 0 | 1879 | 3000267643 | 0 | 0 | - | 0 | - | W
14987 | BALRAM PUR | RAJPUR | CHC | DELIVERY ROOM | RADIANT WARMER | 1 | PHOENIX | 0 | 6345 | 3000267644 | 0 | 0 | - | 0 | - | W
14988 | BALRAM PUR | RAJPUR | CHC | DELIVERY ROOM | RADIANT WARMER | 1 | ESSAE | IND10510497 | 25014131845 | 3000267645 | 0 | 0 | - | 0 | - | W
14989 | BALRAM PUR | RAJPUR | CHC | Nursing Duty Room | MULTI REFLECTOR | 1 | SURGI AID PHARMECY | 0 | 0 | 3000267616 | 0 | 0 | - | 0 | - | NW
14990 | BALRAM PUR | RAJPUR | CHC | Nursing Duty Room | RADIANT WARMER | 1 | HICROSI CAR | 0 | 3475 | 3000267617 | 0 | 0 | - | 0 | - | NW
14991 | BALRAM PUR | RAJPUR | CHC | Nursing Duty Room | RADIANT WARMER | 1 | SURGI AID PHARMECY | 0 | 0 | 3000267618 | 0 | 0 | - | 0 | - | NW
14992 | BALRAM PUR | RAJPUR | CHC | Nursing Duty Room | BABY PHOTOTHERAPY UNIT | 1 | 0 | 0 | 0 | 3000267619 | 0 | 0 | - | 0 | - | NW
14993 | BALRAM PUR | RAJPUR | CHC | Nursing Duty Room | RADIANT WARMER | 1 | MEDIT RIN | 0 | 0 | 3000267620 | 0 | 0 | - | 0 | - | NW
14994 | BALRAM PUR | RAJPUR | CHC | Nursing Duty Room | SUCTION APPARATUS | 1 | 0 | 0 | 0 | 3000267621 | 0 | 0 | - | 0 | - | NW
14995 | BALRAM PUR | RAJPUR | CHC | Nursing Duty Room | AUTOCLAVE | 1 | 0 | 0 | 0 | 3000267189 | 0 | 0 | - | 0 | - | NW
14996 | BALRAM PUR | RAJPUR | CHC | Nursing Duty Room | SHADOWLESS OT LIGHT | 1 | 0 | 0 | 0 | 3000267190 | 0 | 0 | - | 0 | - | NW
14997 | BALRAM PUR | RAJPUR | CHC | Nursing Duty Room | SHADOWLESS OT LIGHT | 1 | 0 | 0 | 0 | 3000267191 | 0 | 0 | - | 0 | - | NW
14998 | BALRAM PUR | RAJPUR | CHC | Nursing Duty Room | NEEDLE DESTROYER | 1 | 0 | 0 | 0 | 3000267192 | 0 | 0 | - | 0 | - | NW
14999 | BALRAM PUR | RAJPUR | CHC | Nursing Duty Room | BP MACHINE | 1 | OMRON | HEM 8712 | 20140705769VARL | 3000267193 | 0 | 0 | - | 0 | - | W
15000 | BALRAM PUR | RAJPUR | CHC | Nursing Duty Room | ELECTRIC STERILIZER | 1 | 0 | 0 | 0 | 3000267194 | 0 | 0 | - | 0 | - | W
15001 | BALRAM PUR | RAJPUR | CHC | DELIVERY ROOM | BABY WEIGHING SCALE | 1 | MEDITRY | 0 | 0 | 3000267646 | 0 | 0 | - | 0 | - | NW
15002 | BALRAM PUR | RAJPUR | CHC | DELIVERY ROOM | SUCTION APPARATUS | 1 | 0 | 0 | 0 | 3000267647 | 0 | 0 | - | 0 | - | NW
15003 | BALRAM PUR | RAJPUR | CHC | DELIVERY ROOM | OXYGEN CONCENTRATOR | 1 | 0 | 0 | 0 | 3000267648 | 0 | 0 | - | 0 | - | W
15004 | BALRAM PUR | RAJPUR | CHC | DELIVERY ROOM | RADIANT WARMER | 1 | PHOENIX | 0 | 6364 | 3000267649 | 0 | 0 | - | 0 | - | W
15005 | BALRAM PUR | RAJPUR | CHC | DELIVERY ROOM | ELECTRIC STERILIZER | 1 | 0 | 0 | 0 | 3000267650 | 0 | 0 | - | 0 | - | W
15006 | BALRAM PUR | RAJPUR | CHC | DELIVERY ROOM | AUTOCLAVE | 1 | 0 | 0 | 0 | 3000267182 | 0 | 0 | - | 0 | - | NW
15007 | BALRAM PUR | AARA | PHC | OPD | BP MACHINE | 1 | DIAMOND | 0 | 0 | 3000268259 | 0 | 0 | - | 0 | - | W
15008 | BALRAM PUR | AARA | PHC | OPD | MICROSCOPE | 1 | RADICAL | 22589 | 0 | 3000268260 | 0 | 0 | - | 0 | - | NW
15009 | BALRAM PUR | AARA | PHC | OPD | OXYGEN CONCENTRATOR | 1 | 0 | 0 | 0 | 3000268261 | 0 | 0 | - | 0 | - | W
15010 | BALRAM PUR | AARA | PHC | OPD | COLOUR DOPPLER | 1 | INEIANCY | 0 | 0 | 3000268262 | 0 | 0 | - | 0 | - | W
15011 | BALRAM PUR | AARA | PHC | OPD | RADIANT WARMER | 1 | 0 | 0 | 0 | 3000268263 | 0 | 0 | - | 0 | - | W
15012 | BALRAM PUR | AARA | PHC | OPD | BP MACHINE | 1 | DIAMOND | 0 | 0 | 3000268264 | 0 | 0 | - | 0 | - | W
15013 | BALRAM PUR | AARA | PHC | OPD | SUCTION APPARATUS | 1 | ANAND | 0 | 0 | 3000268265 | 0 | 0 | - | 0 | - | W
15014 | BALRAM PUR | AARA | PHC | OPD | RADIANT WARMER | 1 | BAIRUN | 0 | 0 | 3000268266 | 0 | 0 | - | 0 | - | W
15015 | BALRAM PUR | BARIO | PHC | DELIVERY ROOM | RADIANT WARMER | 1 | RADIANT THEAT WARMER | 0 | 0 | 3000268229 | 0 | 0 | - | 0 | - | W
15016 | BALRAM PUR | BARIO | PHC | DELIVERY ROOM | BABY WEIGHING SCALE | 1 | CROWN | 0 | 0 | 3000268230 | 0 | 0 | - | 0 | - | W
15017 | BALRAM PUR | BARIO | PHC | DELIVERY ROOM | SUCTION APPARATUS | 1 | SCURE | 0 | 0 | 3000268231 | 0 | 0 | - | 0 | - | W
15018 | BALRAM PUR | BARIO | PHC | DELIVERY ROOM | SHADOWLESS LAMP | 1 | 0 | 0 | 0 | 3000268232 | 0 | 0 | - | 0 | - | W
15019 | BALRAM PUR | BARIO | PHC | DELIVERY ROOM | NEEDLE DESTROYER | 1 | 0 | 0 | 0 | 3000268233 | 0 | 0 | - | 0 | - | W
15020 | BALRAM PUR | BARIO | PHC | DELIVERY ROOM | NEEDLE DESTROYER | 1 | INDA TECH | 0 | 0 | 3000268234 | 0 | 0 | - | 0 | - | W
15021 | BALRAM PUR | BARIO | PHC | DELIVERY ROOM | BABY WEIGHING SCALE | 1 | CROWN | 0 | 0 | 3000268242 | 0 | 0 | - | 0 | - | NW
15022 | BALRAM PUR | BARIO | PHC | DELIVERY ROOM | BABY WEIGHING SCALE | 1 | CROWN | 0 | 0 | 3000268243 | 0 | 0 | - | 0 | - | NW
15023 | BALRAM PUR | BARIO | PHC | DELIVERY ROOM | BABY WEIGHING SCALE | 1 | CROWN | 0 | 0 | 3000268244 | 0 | 0 | - | 0 | - | NW
15024 | BALRAM PUR | BARIO | PHC | DELIVERY ROOM | SHADOWLESS LAMP | 1 | 0 | 0 | 0 | 3000268245 | 0 | 0 | - | 0 | - | NW
15025 | BALRAM PUR | BARIO | PHC | OPD | BP MACHINE | 1 | DIAMOND | 0 | 0 | 3000268246 | 0 | 0 | - | 0 | - | NW
15026 | BALRAM PUR | BARIO | PHC | OPD | BP MACHINE | 1 | OMRON | HEM 7120 | 20140900868 VGI | 3000268247 | 0 | 0 | - | 0 | - | NW
15027 | BALRAM PUR | BARIO | PHC | DELIVERY ROOM | HUB CUTTER | 1 | SARA TECH | 0 | 0 | 3000268236 | 0 | 0 | - | 0 | - | W
15028 | BALRAM PUR | BARIO | PHC | DELIVERY ROOM | HUB CUTTER | 1 | MICRO SIL | ND 360 | 4373103 | 3000268237 | 0 | 0 | - | 0 | - | W
15029 | BALRAM PUR | BARIO | PHC | DELIVERY ROOM | MICROSCOPE | 1 | ADVANC EDRIS EARCH | 22637 | 0 | 3000268238 | 0 | 0 | - | 0 | - | W
15030 | BALRAM PUR | BARIO | PHC | DELIVERY ROOM | CENTRIFUGE MACHINE | 1 | 0 | 0 | 0 | 3000268239 | 0 | 0 | - | 0 | - | W
15031 | BALRAM PUR | BARIO | PHC | DELIVERY ROOM | ELECTRIC STERILIZER | 1 | 0 | 0 | 0 | 3000268240 | 0 | 0 | - | 0 | - | NW
15032 | BALRAM PUR | BARIO | PHC | DELIVERY ROOM | BABY WEIGHING SCALE | 1 | CROWN | 0 | 0 | 3000268241 | 0 | 0 | - | 0 | - | NW
15033 | BALRAM PUR | GOPALPUR | PHC | Pathology Lab. | MICROSCOPE | 1 | TEKNITE | - | - | 3000268695 | 0 | 0 | - | 0 | - | W
15034 | BALRAM PUR | GOPALPUR | PHC | Pathology Lab. | CENTRIFUGE MACHINE | 1 | - | - | - | 3000268696 | 0 | 0 | - | 0 | - | W
15035 | BALRAM PUR | GOPALPUR | PHC | Pathology Lab. | NEEDLE DESTROYER | 1 | MICRO SIL | ND 260 | 10287/03 | 3000268697 | 0 | 0 | - | 0 | - | W
15036 | BALRAM PUR | GOPALPUR | PHC | DELIVERY ROOM | ELECTRIC STERILIZER | 1 | ALTAS | - | 09F/0288 | 3000268698 | 0 | 0 | - | 0 | - | W
15037 | BALRAM PUR | GOPALPUR | PHC | DELIVERY ROOM | ULTRASOUND MACHINE | 1 | INDI TECH | - | - | 3000268699 | 0 | 0 | - | 0 | - | W
15038 | BALRAM PUR | GOPALPUR | PHC | DELIVERY ROOM | BABY WEIGHING SCALE | 1 | CROWN | - | - | 3000268700 | 0 | 0 | - | 0 | - | W
15039 | BALRAM PUR | GOPALPUR | PHC | DELIVERY ROOM | RADIANT WARMER | 1 | INFENCY CARE SYSTEM | - | - | 3000268701 | 0 | 0 | - | 0 | - | W
15040 | BALRAM PUR | GOPALPUR | PHC | DELIVERY ROOM | BABY PHOTOTHERAPY UNIT | 1 | INFENCY CARE SYSTEM | - | - | 3000268702 | 0 | 0 | - | 0 | - | W
15041 | BALRAM PUR | GOPALPUR | PHC | DELIVERY ROOM | BP MACHINE | 1 | DIAMOND | - | - | 3000268703 | 0 | 0 | - | 0 | - | W
15042 | BALRAM PUR | GOPALPUR | PHC | Store Room | FOOT OPERATED SUCTION APPARATUS | 1 | SHIVA | - | - | 3000268704 | 0 | 0 | - | 0 | - | NW
15043 | BALRAM PUR | GOPALPUR | PHC | Store Room | BP MACHINE | 1 | LIFEX | - | 98122830 | 3000268705 | 0 | 0 | - | 0 | - | NW
15044 | BALRAM PUR | GOPALPUR | PHC | Store Room | BABY WEIGHING SCALE | 1 | CROWN | - | - | 3000268706 | 0 | 0 | - | 0 | - | W
15045 | BALRAM PUR | GOPALPUR | PHC | Store Room | ELECTRIC STERILIZER | 1 | ALTAS | - | 09E8934 | 3000268707 | 0 | 0 | - | 0 | - | W
15046 | BALRAM PUR | GOPALPUR | PHC | Store Room | ELECTRIC STERILIZER | 1 | ALTAS | - | - | 3000268708 | 0 | 0 | - | 0 | - | NW
15047 | BALRAM PUR | GOPALPUR | PHC | Store Room | AUTOCLAVE | 1 | - | - | - | 3000268709 | 0 | 0 | - | 0 | - | NI
15048 | BALRAM PUR | GOPALPUR | PHC | Store Room | AUTOCLAVE | 1 | - | - | - | 3000268710 | 0 | 0 | - | 0 | - | NI
15049 | BALRAM PUR | GOPALPUR | PHC | Store Room | ELECTRIC STERILIZER | 1 | - | - | - | 3000268711 | 0 | 0 | - | 0 | - | NW
15050 | BALRAM PUR | GOPALPUR | PHC | Store Room | BP MACHINE | 1 | PREMIER | - | 981221345 | 3000268712 | 0 | 0 | - | 0 | - | NW
15051 | BALRAM PUR | GOPALPUR | PHC | Store Room | ELECTRIC STERILIZER | 1 | - | - | - | 3000268713 | 0 | 0 | - | 0 | - | NW
15052 | BALRAM PUR | GOPALPUR | PHC | Store Room | ELECTRIC STERILIZER | 1 | - | - | - | 3000268714 | 0 | 0 | - | 0 | - | NW
15053 | BALRAM PUR | GOPALPUR | PHC | Other Dept. | BP MACHINE | 1 | - | - | - | 3000268715 | 0 | 0 | - | 0 | - | NW
15054 | BALRAM PUR | GOPALPUR | PHC | Other Dept. | SLIT LAMP | 1 | - | - | - | 3000268716 | 0 | 0 | - | 0 | - | NW
15055 | BALRAM PUR | GOPALPUR | PHC | Other Dept. | SUCTION APPARATUS | 1 | ANAND | - | - | 3000268717 | 0 | 0 | - | 0 | - | NW
15056 | BALRAM PUR | GOPALPUR | PHC | Other Dept. | HUB CUTTER | 1 | SARA TECH | SIR 100 (VA) | 1078 | 3000268718 | 0 | 0 | - | 0 | - | NW
15057 | BALRAM PUR | GOPALPUR | PHC | Other Dept. | NEBULIZER | 1 | HEYCARE MAXINOB | - | 112022123 | 3000268719 | 0 | 0 | - | 0 | - | W
15058 | BALRAM PUR | GOPALPUR | PHC | Other Dept. | WEIGHING MACHINE | 1 | DR DRAZ | - | - | 3000268720 | 0 | 0 | - | 0 | - | W
15059 | BALRAM PUR | GOPALPUR | PHC | Other Dept. | OXYGEN CONCENTRATOR | 1 | - | - | - | 3000268721 | 0 | 0 | - | 0 | - | NW
15060 | BALRAM PUR | REVATPUR | PHC | Other Dept. | BP MACHINE | 1 | 0 | 0 | 0 | 3000268248 | 0 | 0 | - | 0 | - | NW
15061 | BALRAM PUR | REVATPUR | PHC | Other Dept. | BP MACHINE | 1 | OMRON | HEM 8712 | 20141002745V0JI | 3000268249 | 0 | 0 | - | 0 | - | W
15062 | BALRAM PUR | REVATPUR | PHC | Other Dept. | OXYGEN CONCENTRATOR | 1 | 0 | 0 | 0 | 3000268250 | 0 | 0 | - | 0 | - | NW
15063 | BALRAM PUR | REVATPUR | PHC | DELIVERY ROOM | RADIANT WARMER | 1 | RADIANT | 0 | 0 | 3000268251 | 0 | 0 | - | 0 | - | W
15064 | BALRAM PUR | REVATPUR | PHC | DELIVERY ROOM | ELECTRIC STERILIZER | 1 | 0 | 0 | 0 | 3000268252 | 0 | 0 | - | 0 | - | W
15065 | BALRAM PUR | REVATPUR | PHC | DELIVERY ROOM | BABY PHOTOTHERAPY UNIT | 1 | INFANCY | 0 | 0 | 3000268253 | 0 | 0 | - | 0 | - | W
15066 | BALRAM PUR | REVATPUR | PHC | DELIVERY ROOM | BABY WEIGHING SCALE | 1 | LENGTH SCALE | 0 | 0 | 3000268254 | 0 | 0 | - | 0 | - | W
15067 | BALRAM PUR | REVATPUR | PHC | DELIVERY ROOM | SUCTION APPARATUS | 1 | WASTE CARE | 0 | 0 | 3000268255 | 0 | 0 | - | 0 | - | W
15068 | BALRAM PUR | REVATPUR | PHC | DELIVERY ROOM | SUCTION APPARATUS | 1 | 0 | 0 | 0 | 3000268256 | 0 | 0 | - | 0 | - | NW
15069 | BALRAM PUR | REVATPUR | PHC | DELIVERY ROOM | BP MACHINE | 1 | MICRO LIFE | 0 | 90102034 | 3000268257 | 0 | 0 | - | 0 | - | NW
15070 | BALRAM PUR | REVATPUR | PHC | DELIVERY ROOM | ELECTRIC STERILIZER | 1 | 0 | 0 | 0 | 3000268258 | 0 | 0 | - | 0 | - | W
15071 | BALRAM PUR | RAMANUJGANG | CHC | OT | AUTOCLAVE | 1 | SNI | - | - | 3000096736 | 0 | 0 | - | 0 | - | W
15072 | BALRAM PUR | RAMANUJGANG | CHC | OT | BP MACHINE | 1 | 0 | - | - | 3000096737 | 0 | 0 | - | 0 | - | W
15073 | BALRAM PUR | RAMANUJGANG | CHC | OT | RADIANT WARMER | 1 | HI CARE | - | - | 3000096738 | 0 | 0 | - | 0 | - | W
15074 | BALRAM PUR | RAMANUJGANG | CHC | OT | SUCTION APPARATUS | 1 | 0 | - | - | 3000096739 | 0 | 0 | - | 0 | - | W
15075 | BALRAM PUR | RAMANUJGANG | CHC | OT | BP MACHINE | 1 | DIAMOND | - | - | 3000096740 | 0 | 0 | - | 0 | - | W
15076 | BALRAM PUR | RAMANUJGANG | CHC | OT | WEIGHING MACHINE | 1 | - | - | - | 3000096741 | 0 | 0 | - | 0 | - | W
15077 | BALRAM PUR | RAMANUJGANG | CHC | OT | ELECTRIC STERILIZER | 1 | - | - | - | 3000096742 | 0 | 0 | - | 0 | - | W
15078 | BALRAM PUR | RAMANUJGANG | CHC | OT | DEEP FREEZER | 1 | UNICEF | - | - | 3000096743 | 0 | 0 | - | 0 | - | NW
15079 | BALRAM PUR | RAMANUJGANG | CHC | OT | DEEP FREEZER | 1 | UNICEF | - | - | 3000096744 | 0 | 0 | - | 0 | - | NW
15080 | BALRAM PUR | RAMANUJGANG | CHC | Pathology Lab. | CENTRIFUGE MACHINE | 1 | - | - | - | 3000096745 | 0 | 0 | - | 0 | - | NW
15081 | BALRAM PUR | RAMANUJGANG | CHC | Pathology Lab. | MICROSCOPE | 1 | OLYMPS | - | - | 3000096746 | 0 | 0 | - | 0 | - | W
15082 | BALRAM PUR | RAMANUJGANG | CHC | Pathology Lab. | GLUCO METER | 1 | ROCHE | - | - | 3000096747 | 0 | 0 | - | 0 | - | W
15083 | BALRAM PUR | RAMANUJGANG | CHC | Pathology Lab. | CENTRIFUGE MACHINE | 1 | - | - | - | 3000096748 | 0 | 0 | - | 0 | - | NW
15084 | BALRAM PUR | RAMANUJGANG | CHC | Pathology Lab. | CENTRIFUGE MACHINE | 1 | - | - | - | 3000096749 | 0 | 0 | - | 0 | - | NW
15085 | BALRAM PUR | RAMANUJGANG | CHC | Pathology Lab. | CENTRIFUGE MACHINE | 1 | - | - | - | 3000096750 | 0 | 0 | - | 0 | - | NW
15086 | BALRAM PUR | RAMANUJGANG | CHC | Pathology Lab. | CENTRIFUGE MACHINE | 1 | - | - | - | 3000096751 | 0 | 0 | - | 0 | - | NW
15087 | BALRAM PUR | RAMANUJGANG | CHC | Pathology Lab. | DEEP FREEZER | 1 | - | - | - | 3000096752 | 0 | 0 | - | 0 | - | W
15088 | BALRAM PUR | RAMANUJGANG | CHC | Pathology Lab. | DEEP FREEZER | 1 | - | - | - | 3000096753 | 0 | 0 | - | 0 | - | W
15089 | BALRAM PUR | RAMANUJGANG | CHC | Pathology Lab. | ILR | 1 | - | - | 0 | 3000096754 | 0 | 0 | - | 0 | - | W
15090 | BALRAM PUR | RAMANUJGANG | CHC | Pathology Lab. | ILR | 1 | - | - | 0 | 3000096755 | 0 | 0 | - | 0 | - | W
15091 | BALRAM PUR | RAMANUJGANG | CHC | Pathology Lab. | BP MACHINE | 1 | DIAMOND | - | - | 3000096756 | 0 | 0 | - | 0 | - | NW
15092 | BALRAM PUR | RAMANUJGANG | CHC | Pathology Lab. | BP MACHINE | 1 | DIAMOND | 0 | - | 3000096757 | 0 | 0 | - | 0 | - | W
15093 | BALRAM PUR | RAMANUJGANG | CHC | Pathology Lab. | DENTAL CHAIR | 1 | CHESHER | AKAS | - | 3000096758 | 0 | 0 | - | 0 | - | W
15094 | BALRAM PUR | RAMANUJGANG | CHC | Pathology Lab. | DENTAL CHAIR | 1 | CKD | AKAS | - | 3000096759 | 0 | 0 | - | 0 | - | W
15095 | BALRAM PUR | RAMANUJGANG | CHC | Pathology Lab. | ELECTRIC STERILIZER | 1 | - | - | - | 3000096760 | 0 | 0 | - | 0 | - | NW
15096 | BALRAM PUR | RAMANUJGANG | CHC | Pathology Lab. | ELECTRIC STERILIZER | 1 | - | - | - | 3000096761 | 0 | 0 | - | 0 | - | NW
15097 | BALRAM PUR | RAMANUJGANG | CHC | Pathology Lab. | DELIVERY TABLE | 1 | - | - | - | 3000096762 | 0 | 0 | - | 0 | - | NW
15098 | BALRAM PUR | RAMANUJGANG | CHC | Pathology Lab. | ANESTHESIA MACHINE | 1 | - | - | - | 3000096763 | 0 | 0 | - | 0 | - | NW
15099 | BALRAM PUR | RAMANUJGANG | CHC | Pathology Lab. | ILR | 1 | HIER | - | - | 3000096764 | 0 | 0 | - | 0 | - | W
15100 | BALRAM PUR | RAMANUJGANG | CHC | Pathology Lab. | AUTOCLAVE | 1 | - | - | - | 3000096765 | 0 | 0 | - | 0 | - | NW
15101 | BALRAM PUR | RAMANUJGANG | CHC | OPD | BP MACHINE | 1 | DIAMOND | - | - | 3000096766 | 0 | 0 | - | 0 | - | W
15102 | BALRAM PUR | RAMANUJGANG | CHC | OPD | BP MACHINE | 1 | LIFE LINE | - | - | 3000096767 | 0 | 0 | - | 0 | - | NW
15103 | BALRAM PUR | DINDO | PHC | OPD | BP MACHINE | 1 | LIFEX | 0 | 980791 | 3000096800 | 0 | 0 | - | 0 | - | W
15104 | BALRAM PUR | DINDO | PHC | OPD | BP MACHINE | 1 | LIFEX | 0 | 0 | 3000096801 | 0 | 0 | - | 0 | - | W
15105 | BALRAM PUR | DINDO | PHC | OPD | NEEDLE DESTROYER | 1 | SARA TECH | 100 VA | 0 | 3000096802 | 0 | 0 | - | 0 | - | W
15106 | BALRAM PUR | DINDO | PHC | GYAENEC.OPD | WEIGHING MACHINE | 1 | CROWN | ND 260 | 0 | 3000096803 | 0 | 0 | - | 0 | - | W
15107 | BALRAM PUR | DINDO | PHC | GYAENEC.OPD | ELECTRIC STERILIZER | 1 | 0 | 0 | 0 | 3000096804 | 0 | 0 | - | 0 | - | W
15108 | BALRAM PUR | DINDO | PHC | GYAENEC.OPD | AUTOCLAVE | 1 | 0 | 0 | 0 | 3000096805 | 0 | 0 | - | 0 | - | W
15109 | BALRAM PUR | DINDO | PHC | OPD | BP MACHINE | 1 | DIAMOND | - | - | 3000096806 | 0 | 0 | - | 0 | - | NW
15110 | BALRAM PUR | DINDO | PHC | OPD | SUCTION APPARATUS | 1 | 0 | 0 | - | 3000096807 | 0 | 0 | - | 0 | - | NW
15111 | BALRAM PUR | JAMWANTPUR | PHC | OPD | BP MACHINE | 1 | LIFEX | - | - | 3000096794 | 0 | 0 | - | 0 | - | W
15112 | BALRAM PUR | JAMWANTPUR | PHC | GYAENEC.OPD | WEIGHING MACHINE | 1 | - | - | - | 3000096795 | 0 | 0 | - | 0 | - | W
15113 | BALRAM PUR | JAMWANTPUR | PHC | Pathology Lab. | CENTRIFUGE MACHINE | 1 | - | - | - | 3000096796 | 0 | 0 | - | 0 | - | W
15114 | BALRAM PUR | JAMWANTPUR | PHC | Pathology Lab. | MICROSCOPE | 1 | LABOMED | - | - | 3000096797 | 0 | 0 | - | 0 | - | W
15115 | BALRAM PUR | JAMWANTPUR | PHC | Pathology Lab. | NEEDLE DESTROYER | 1 | SARA TECH | - | - | 3000096798 | 0 | 0 | - | 0 | - | W
15116 | BALRAM PUR | JAMWANTPUR | PHC | Pathology Lab. | NEEDLE DESTROYER | 1 | SARA TECH | - | - | 3000096799 | 0 | 0 | - | 0 | - | NW
15117 | BALRAM PUR | RAMCHANDRAPUR | PHC | Other Dept. | FOOT OPERATED SUCTION APPARATUS | 1 | - | - | - | 3000096788 | 0 | 0 | - | 0 | - | NW
15118 | BALRAM PUR | RAMCHANDRAPUR | PHC | Other Dept. | FOOT OPERATED SUCTION APPARATUS | 1 | - | - | - | 3000096789 | 0 | 0 | - | 0 | - | NW
15119 | BALRAM PUR | RAMCHANDRAPUR | PHC | Other Dept. | WEIGHING MACHINE | 1 | - | - | - | 3000096790 | 0 | 0 | - | 0 | - | W
15120 | BALRAM PUR | RAMCHANDRAPUR | PHC | Other Dept. | ELECTRIC STERILIZER | 1 | ATLAS | - | - | 3000096791 | 0 | 0 | - | 0 | - | NW
15121 | BALRAM PUR | RAMCHANDRAPUR | PHC | Other Dept. | ELECTRIC STERILIZER | 1 | - | - | - | 3000096792 | 0 | 0 | - | 0 | - | NW
15122 | BALRAM PUR | RAMCHANDRAPUR | PHC | Other Dept. | NEEDLE DESTROYER | 1 | SARA TECH | - | - | 3000096793 | 0 | 0 | - | 0 | - | W
15123 | BALRAM PUR | RAMCHANDRAPUR | PHC | OPD | BP MACHINE | 1 | DIAMOND | - | - | 3000096782 | 0 | 0 | - | 0 | - | W
15124 | BALRAM PUR | RAMCHANDRAPUR | PHC | OPD | BP MACHINE | 1 | INFI | - | 139060 | 3000096783 | 0 | 0 | - | 0 | - | W
15125 | BALRAM PUR | RAMCHANDRAPUR | PHC | Pathology Lab. | MICROSCOPE | 1 | MAYNES | - | - | 3000096784 | 0 | 0 | - | 0 | - | W
15126 | BALRAM PUR | RAMCHANDRAPUR | PHC | Pathology Lab. | CENTRIFUGE MACHINE | 1 | - | - | - | 3000096785 | 0 | 0 | - | 0 | - | W
15127 | BALRAM PUR | RAMCHANDRAPUR | PHC | Pathology Lab. | GLUCO METER | 1 | - | - | - | 3000096786 | 0 | 0 | - | 0 | - | W
15128 | BALRAM PUR | RAMCHANDRAPUR | PHC | Pathology Lab. | NEEDLE DESTROYER | 1 | - | - | - | 3000096787 | 0 | 0 | - | 0 | - | NW
15129 | BALRAM PUR | Sanawal | PHC | Store Room | ILR | 1 | 0 | - | - | 3000096774 | 0 | 0 | - | 0 | - | NW
15130 | BALRAM PUR | Sanawal | PHC | Store Room | BP MACHINE | 1 | GOLD SUP | - | - | 3000096775 | 0 | 0 | - | 0 | - | W
15131 | BALRAM PUR | Sanawal | PHC | Store Room | BP MACHINE | 1 | - | - | - | 3000096776 | 0 | 0 | - | 0 | - | NW
15132 | BALRAM PUR | Sanawal | PHC | Store Room | BP MACHINE | 1 | - | - | - | 3000096777 | 0 | 0 | - | 0 | - | NW
15133 | BALRAM PUR | Sanawal | PHC | Store Room | AUTOCLAVE | 1 | - | - | - | 3000096778 | 0 | 0 | - | 0 | - | NW
15134 | BALRAM PUR | Sanawal | PHC | OPD | BP MACHINE | 1 | GOLD | 0 | 92134511 | 3000096768 | 0 | 0 | - | 0 | - | W
15135 | BALRAM PUR | Sanawal | PHC | OPD | BP MACHINE | 1 | SUPRIME | - | - | 3000096769 | 0 | 0 | - | 0 | - | W
15136 | BALRAM PUR | Sanawal | PHC | Pathology Lab. | MICROSCOPE | 1 | BUSCO | BLC | 8848 | 3000096770 | 0 | 0 | - | 0 | - | W
15137 | BALRAM PUR | Sanawal | PHC | Pathology Lab. | MICROSCOPE | 1 | MAGNIS | - | - | 3000096771 | 0 | 0 | - | 0 | - | W
15138 | BALRAM PUR | Sanawal | PHC | Pathology Lab. | FOOT OPERATED SUCTION APPARATUS | 1 | SIVC | - | - | 3000096772 | 0 | 0 | - | 0 | - | W
15139 | BALRAM PUR | Sanawal | PHC | Pathology Lab. | WEIGHING MACHINE | 1 | CROWN | - | - | 3000096773 | 0 | 0 | - | 0 | - | W
15140 | BALRAM PUR | Sanawal | PHC | OPD | BP MACHINE | 1 | LIFEX | - | - | 3000096779 | 0 | 0 | - | 0 | - | NW
15141 | BALRAM PUR | Sanawal | PHC | OPD | AUTOCLAVE | 1 | PREMIE | - | - | 3000096780 | 0 | 0 | - | 0 | - | NW
15142 | BALRAM PUR | Sanawal | PHC | Store Room | BP MACHINE | 1 | - | - | - | 3000096781 | 0 | 0 | - | 0 | - | W
15143 | BALRAM PUR | SHANKARGARH | CHC | OPD | BP MACHINE | 1 | DIAMOND | 0 | 0 | 3000268722 | 0 | 0 | - | 0 | - | W
15144 | BALRAM PUR | SHANKARGARH | CHC | OPD | BP MACHINE | 1 | DIAMOND | 0 | 0 | 3000268723 | 0 | 0 | - | 0 | - | NW
15145 | BALRAM PUR | SHANKARGARH | CHC | Dressing Room | AUTOCLAVE | 1 | 0 | 0 | 0 | 3000268724 | 0 | 0 | - | 0 | - | W
15146 | BALRAM PUR | SHANKARGARH | CHC | Dressing Room | SHADOWLESS LAMP | 1 | 0 | 0 | 0 | 3000268725 | 0 | 0 | - | 0 | - | W
15147 | BALRAM PUR | SHANKARGARH | CHC | Dressing Room | ELECTRIC STERILIZER | 1 | 0 | 0 | 0 | 3000268726 | 0 | 0 | - | 0 | - | W
15148 | BALRAM PUR | SHANKARGARH | CHC | Dressing Room | SUCTION APPARATUS | 1 | SHIVA | 0 | 0 | 3000268727 | 0 | 0 | - | 0 | - | W
15149 | BALRAM PUR | SHANKARGARH | CHC | OT | NEBULIZER | 1 | MEDI CARE GENICIES | 0 | 63004703 | 3000268728 | 0 | 0 | - | 0 | - | W
15150 | BALRAM PUR | SHANKARGARH | CHC | OT | NEBULIZER | 1 | MEDI CARE GENICIES | 0 | 0630047-17 | 3000268729 | 0 | 0 | - | 0 | - | W
15151 | BALRAM PUR | SHANKARGARH | CHC | OT | NEEDLE DESTROYER | 1 | MICRO SIL | ND 360 | 4430103 | 3000268730 | 0 | 0 | - | 0 | - | W
15152 | BALRAM PUR | SHANKARGARH | CHC | OT | HUB CUTTER | 1 | SARA TECH | SIR 100 VA | 0 | 3000268731 | 0 | 0 | - | 0 | - | W
15153 | BALRAM PUR | SHANKARGARH | CHC | DELIVERY ROOM | DELIVERY TABLE | 1 | 0 | 0 | 0 | 3000268732 | 0 | 0 | - | 0 | - | W
15154 | BALRAM PUR | SHANKARGARH | CHC | DELIVERY ROOM | SUCTION APPARATUS | 1 | YOGA CARE MAX | 0 | 0 | 3000268733 | 0 | 0 | - | 0 | - | W
15155 | BALRAM PUR | SHANKARGARH | CHC | DELIVERY ROOM | BABY WEIGHING SCALE | 1 | DOCBEL | 0 | 0 | 3000268734 | 0 | 0 | - | 0 | - | W
15156 | BALRAM PUR | SHANKARGARH | CHC | DELIVERY ROOM | RADIANT WARMER | 1 | 0 | HNO 106 | 3486 | 3000268735 | 0 | 0 | - | 0 | - | W
15157 | BALRAM PUR | SHANKARGARH | CHC | DELIVERY ROOM | ELECTRIC STERILIZER | 1 | 0 | 0 | 0 | 3000268736 | 0 | 0 | - | 0 | - | W
15158 | BALRAM PUR | SHANKARGARH | CHC | DELIVERY ROOM | FOOT OPERATED SUCTION APPARATUS | 1 | SHIVA | 0 | 0 | 3000268737 | 0 | 0 | - | 0 | - | NW
15159 | BALRAM PUR | SHANKARGARH | CHC | DELIVERY ROOM | ELECTRIC STERILIZER | 1 | 0 | 0 | 0 | 3000268738 | 0 | 0 | - | 0 | - | W
15160 | BALRAM PUR | SHANKARGARH | CHC | Dental Dept. | ELECTRIC STERILIZER | 1 | 0 | 0 | 0 | 3000268739 | 0 | 0 | - | 0 | - | W
15161 | BALRAM PUR | SHANKARGARH | CHC | Dental Dept. | DENTAL CHAIR | 1 | AKASH | 0 | 0 | 3000268740 | 0 | 0 | - | 0 | - | W
15162 | BALRAM PUR | SHANKARGARH | CHC | Dental Dept. | DENTAL CHAIR | 1 | CHESA | 0 | 0 | 3000268741 | 0 | 0 | - | 0 | - | W
15163 | BALRAM PUR | SHANKARGARH | CHC | Dental Dept. | DENTAL CHAIR | 1 | 0 | 0 | 0 | 3000268742 | 0 | 0 | - | 0 | - | W
15164 | BALRAM PUR | SHANKARGARH | CHC | Dental Dept. | DENTAL CHAIR | 1 | 0 | NS 2505 | F315086-041 | 3000268743 | 0 | 0 | - | 0 | - | W
15165 | BALRAM PUR | SHANKARGARH | CHC | Dental Dept. | DENTAL CHAIR | 1 | EKD DENTAL | DA 5001 | 101184 | 3000268744 | 0 | 0 | - | 0 | - | W
15166 | BALRAM PUR | SHANKARGARH | CHC | Dental Dept. | DENTAL CHAIR | 1 | ECD | K1 | KH40-60041 | 3000268745 | 0 | 0 | - | 0 | - | W
15167 | BALRAM PUR | SHANKARGARH | CHC | RADIOLOGY Dept. | X-RAY MACHINE | 1 | SIEMENS | 0 | 0 | 3000268746 | 0 | 0 | - | 0 | - | NW
15168 | BALRAM PUR | SHANKARGARH | CHC | RADIOLOGY Dept. | BLOOD BAG TUBE SEALER MACHINE | 1 | SIEMEUS | 5304 | 12851524 | 3000268747 | 0 | 0 | - | 0 | - | W
15169 | BALRAM PUR | SHANKARGARH | CHC | RADIOLOGY Dept. | X-RAY MACHINE | 1 | SIEMEUS | 5251 | 1586 | 3000268748 | 0 | 0 | - | 0 | - | W
15170 | BALRAM PUR | SHANKARGARH | CHC | RADIOLOGY Dept. | X-RAY METER | 1 | SIEMEUS | 5305 | 12861524 | 3000268749 | 0 | 0 | - | 0 | - | W
15171 | BALRAM PUR | SHANKARGARH | CHC | RADIOLOGY Dept. | BP MACHINE | 1 | LIFE LINE | 0 | 0 | 3000268750 | 0 | 0 | - | 0 | - | W
15172 | BALRAM PUR | SHANKARGARH | CHC | Store Room | SUCTION APPARATUS | 1 | SHIVA | 0 | 0 | 3000268751 | 0 | 0 | - | 0 | - | NW
15173 | BALRAM PUR | SHANKARGARH | CHC | Store Room | ELECTRIC STERILIZER | 1 | 0 | 0 | 0 | 3000268752 | 0 | 0 | - | 0 | - | NW
15174 | BALRAM PUR | SHANKARGARH | CHC | Store Room | ELECTRIC STERILIZER | 1 | 0 | 0 | 0 | 3000268753 | 0 | 0 | - | 0 | - | NW
15175 | BALRAM PUR | SHANKARGARH | CHC | Store Room | ELECTRIC STERILIZER | 1 | 0 | 0 | 0 | 3000268754 | 0 | 0 | - | 0 | - | NW
15176 | BALRAM PUR | SHANKARGARH | CHC | Store Room | ELECTRIC STERILIZER | 1 | 0 | 0 | 0 | 3000268755 | 0 | 0 | - | 0 | - | NW
15177 | BALRAM PUR | SHANKARGARH | CHC | Store Room | ELECTRIC STERILIZER | 1 | 0 | 0 | 0 | 3000268756 | 0 | 0 | - | 0 | - | NW
15178 | BALRAM PUR | SHANKARGARH | CHC | Store Room | ELECTRIC STERILIZER | 1 | 0 | 0 | 0 | 3000268757 | 0 | 0 | - | 0 | - | NW
15179 | BALRAM PUR | SHANKARGARH | CHC | Store Room | ELECTRIC STERILIZER | 1 | 0 | 0 | 0 | 3000268758 | 0 | 0 | - | 0 | - | NW
15180 | BALRAM PUR | SHANKARGARH | CHC | Store Room | ELECTRIC STERILIZER | 1 | 0 | 0 | 0 | 3000268759 | 0 | 0 | - | 0 | - | NW
15181 | BALRAM PUR | SHANKARGARH | CHC | Store Room | ELECTRIC STERILIZER | 1 | 0 | 0 | 0 | 3000268760 | 0 | 0 | - | 0 | - | NW
15182 | BALRAM PUR | SHANKARGARH | CHC | Store Room | ELECTRIC STERILIZER | 1 | 0 | 0 | 0 | 3000268761 | 0 | 0 | - | 0 | - | NW
15183 | BALRAM PUR | SHANKARGARH | CHC | Store Room | ELECTRIC STERILIZER | 1 | 0 | 0 | 0 | 3000268762 | 0 | 0 | - | 0 | - | NW
15184 | BALRAM PUR | SHANKARGARH | CHC | Store Room | ELECTRIC STERILIZER | 1 | 0 | 0 | 0 | 3000268763 | 0 | 0 | - | 0 | - | NW
15185 | BALRAM PUR | SHANKARGARH | CHC | Store Room | ELECTRIC STERILIZER | 1 | 0 | 0 | 0 | 3000268764 | 0 | 0 | - | 0 | - | NW
15186 | BALRAM PUR | SHANKARGARH | CHC | Store Room | ELECTRIC STERILIZER | 1 | 0 | 0 | 0 | 3000268765 | 0 | 0 | - | 0 | - | NW
15187 | BALRAM PUR | SHANKARGARH | CHC | Store Room | ELECTRIC STERILIZER | 1 | 0 | 0 | 0 | 3000268766 | 0 | 0 | - | 0 | - | NW
15188 | BALRAM PUR | SHANKARGARH | CHC | Store Room | SHADOWLESS LAMP | 1 | 0 | 0 | 0 | 3000268767 | 0 | 0 | - | 0 | - | NW
15189 | BALRAM PUR | SHANKARGARH | CHC | Store Room | SHADOWLESS LAMP | 1 | 0 | 0 | 0 | 3000268768 | 0 | 0 | - | 0 | - | NW
15190 | BALRAM PUR | SHANKARGARH | CHC | Store Room | OXYGEN CONCENTRATOR | 1 | 0 | 0 | 0 | 3000268769 | 0 | 0 | - | 0 | - | NW
15191 | BALRAM PUR | SHANKARGARH | CHC | Store Room | HUB CUTTER | 1 | SATA TECH | SIR 10 VA | 0 | 3000268770 | 0 | 0 | - | 0 | - | NW
15192 | BALRAM PUR | SHANKARGARH | CHC | Store Room | HUB CUTTER | 1 | SATA TECH | SIR 10 VA | 0 | 3000268771 | 0 | 0 | - | 0 | - | NW
15193 | BALRAM PUR | SHANKARGARH | CHC | Store Room | ELECTRIC STERILIZER | 1 | 0 | 0 | 0 | 3000268772 | 0 | 0 | - | 0 | - | W
15194 | BALRAM PUR | SHANKARGARH | CHC | Store Room | ELECTRIC STERILIZER | 1 | 0 | 0 | 0 | 3000268773 | 0 | 0 | - | 0 | - | W
15195 | BALRAM PUR | SHANKARGARH | CHC | Store Room | ELECTRIC STERILIZER | 1 | 0 | 0 | 0 | 3000268774 | 0 | 0 | - | 0 | - | W
15196 | BALRAM PUR | SHANKARGARH | CHC | Store Room | HUB CUTTER | 1 | SARA TECH | 0 | 0 | 3000268775 | 0 | 0 | - | 0 | - | NW
15197 | BALRAM PUR | SHANKARGARH | CHC | Store Room | ELECTRIC STERILIZER | 1 | 0 | 0 | 0 | 3000268776 | 0 | 0 | - | 0 | - | NW
15198 | BALRAM PUR | SHANKARGARH | CHC | Store Room | ELECTRIC STERILIZER | 1 | 0 | 0 | 0 | 3000268777 | 0 | 0 | - | 0 | - | NW
15199 | BALRAM PUR | SHANKARGARH | CHC | Store Room | ELECTRIC STERILIZER | 1 | 0 | 0 | 0 | 3000268778 | 0 | 0 | - | 0 | - | NW
15200 | BALRAM PUR | SHANKARGARH | CHC | Store Room | ELECTRIC STERILIZER | 1 | 0 | 0 | 0 | 3000268779 | 0 | 0 | - | 0 | - | NW
15201 | BALRAM PUR | SHANKARGARH | CHC | Store Room | AUTOCLAVE | 1 | 0 | 0 | 0 | 3000268780 | 0 | 0 | - | 0 | - | NW
15202 | BALRAM PUR | SHANKARGARH | CHC | Store Room | ELECTRIC STERILIZER | 1 | 0 | 0 | 0 | 3000268781 | 0 | 0 | - | 0 | - | NW
15203 | BALRAM PUR | SHANKARGARH | CHC | Store Room | AUTOCLAVE | 1 | 0 | 0 | 0 | 3000268782 | 0 | 0 | - | 0 | - | NW
15204 | BALRAM PUR | SHANKARGARH | CHC | Store Room | AUTOCLAVE | 1 | 0 | 0 | 0 | 3000268783 | 0 | 0 | - | 0 | - | NI
15205 | BALRAM PUR | SHANKARGARH | CHC | Store Room | AUTOCLAVE | 1 | 0 | 0 | 0 | 3000268784 | 0 | 0 | - | 0 | - | NI
15206 | BALRAM PUR | SHANKARGARH | CHC | Store Room | WEIGHING MACHINE | 1 | 0 | 0 | 0 | 3000268785 | 0 | 0 | - | 0 | - | NI
15207 | BALRAM PUR | SHANKARGARH | CHC | Store Room | SUCTION APPARATUS | 1 | 0 | 0 | 0 | 3000268786 | 0 | 0 | - | 0 | - | NI
15208 | BALRAM PUR | SHANKARGARH | CHC | Pathology Lab. | MICROSCOPE | 1 | 0 | 0 | 0 | 3000268787 | 0 | 0 | - | 0 | - | W
15209 | BALRAM PUR | SHANKARGARH | CHC | Pathology Lab. | CENTRIFUGE MACHINE | 1 | 0 | 0 | 0 | 3000268788 | 0 | 0 | - | 0 | - | W
15210 | BALRAM PUR | SHANKARGARH | CHC | Pathology Lab. | HOT AIR OVEN | 1 | EXPO HI TECH | 0 | 0 | 3000268789 | 0 | 0 | - | 0 | - | NW
15211 | BALRAM PUR | SHANKARGARH | CHC | Pathology Lab. | MICROSCOPE | 1 | OLYMPUS | 0 | 0 | 3000268790 | 0 | 0 | - | 0 | - | NW
15212 | BALRAM PUR | SHANKARGARH | CHC | Pathology Lab. | MICROSCOPE | 1 | MAGUS | 0 | 0 | 3000268791 | 0 | 0 | - | 0 | - | NW
15213 | BALRAM PUR | SHANKARGARH | CHC | Pathology Lab. | INCUBATOR | 1 | 0 | 0 | 0 | 3000268792 | 0 | 0 | - | 0 | - | NW
15214 | BALRAM PUR | SHANKARGARH | CHC | Store Room | HUB CUTTER | 1 | 0 | 0 | 0 | 3000268793 | 0 | 0 | - | 0 | - | NW
15215 | BALRAM PUR | SHANKARGARH | CHC | Store Room | HUB CUTTER | 1 | SATA TECH | SIR 100 VA | 0 | 3000268794 | 0 | 0 | - | 0 | - | NW
15216 | BALRAM PUR | SHANKARGARH | CHC | Store Room | BABY WEIGHING SCALE | 1 | 0 | 0 | 0 | 3000268795 | 0 | 0 | - | 0 | - | NW
15217 | BALRAM PUR | SHANKARGARH | CHC | Store Room | ELECTRIC STERILIZER | 1 | 0 | 0 | 0 | 3000268796 | 0 | 0 | - | 0 | - | NW
15218 | BALRAM PUR | SHANKARGARH | CHC | Store Room | ELECTRIC STERILIZER | 1 | 0 | 0 | 0 | 3000268797 | 0 | 0 | - | 0 | - | NW
15219 | BALRAM PUR | SHANKARGARH | CHC | Store Room | ELECTRIC STERILIZER | 1 | 0 | 0 | 0 | 3000268798 | 0 | 0 | - | 0 | - | NW
15220 | BALRAM PUR | SHANKARGARH | CHC | Store Room | ELECTRIC STERILIZER | 1 | 0 | 0 | 0 | 3000268799 | 0 | 0 | - | 0 | - | NW
15221 | BALRAM PUR | SHANKARGARH | CHC | Store Room | ELECTRIC STERILIZER | 1 | 0 | 0 | 0 | 3000268800 | 0 | 0 | - | 0 | - | NW
15222 | BALRAM PUR | SHANKARGARH | CHC | Store Room | ELECTRIC STERILIZER | 1 | 0 | 0 | 0 | 3000268801 | 0 | 0 | - | 0 | - | NW
15223 | BALRAM PUR | SHANKARGARH | CHC | Store Room | AUTOCLAVE | 1 | 0 | 0 | 0 | 3000268802 | 0 | 0 | - | 0 | - | NW
15224 | BALRAM PUR | SHANKARGARH | CHC | Store Room | AUTOCLAVE | 1 | 0 | 0 | 0 | 3000268803 | 0 | 0 | - | 0 | - | NW
15225 | BALRAM PUR | SHANKARGARH | CHC | Store Room | BP MACHINE | 1 | 0 | 0 | 0 | 3000268804 | 0 | 0 | - | 0 | - | NW
15226 | BALRAM PUR | SHANKARGARH | CHC | Store Room | SUCTION APPARATUS | 1 | SHIVA | 0 | 0 | 3000268805 | 0 | 0 | - | 0 | - | NW
15227 | BALRAM PUR | SHANKARGARH | CHC | Store Room | HUB CUTTER | 1 | SATA TECH | SIR 100 VA | 0 | 3000268806 | 0 | 0 | - | 0 | - | NW
15228 | BALRAM PUR | SHANKARGARH | CHC | Store Room | HUB CUTTER | 1 | SATA TECH | SIR 100 VA | 0 | 3000268807 | 0 | 0 | - | 0 | - | NW
15229 | BALRAM PUR | BHARTPUR | PHC | Other Dept. | BP MACHINE | 1 | SMART CARE | SCH 118 | - | 3000269679 | 0 | 0 | - | 0 | - | W
15230 | BALRAM PUR | BHARTPUR | PHC | Other Dept. | STETHOSCOPE | 1 | J E MED CHECK | - | - | 3000269680 | 0 | 0 | - | 0 | - | W
15231 | BALRAM PUR | Dipadihkala | PHC | Other Dept. | HUB CUTTER | 1 | - | - | - | 3000266409 | 0 | 0 | - | 0 | - | W
15232 | BALRAM PUR | Dipadihkala | PHC | Other Dept. | ELECTRIC STERILIZER | 1 | - | - | - | 3000266408 | 0 | 0 | - | 0 | - | W
15233 | BALRAM PUR | Dipadihkala | PHC | Other Dept. | AUTOCLAVE | 1 | - | - | - | 3000266407 | 0 | 0 | - | 0 | - | W
15234 | BALRAM PUR | Dipadihkala | PHC | Other Dept. | BABY WEIGHING SCALE | 1 | DOC BEL BRAON | - | - | 3000266406 | 0 | 0 | - | 0 | - | NW
15235 | BALRAM PUR | Dipadihkala | PHC | DELIVERY ROOM | BABY WEIGHING SCALE | 1 | DOC LOE BRAON | - | - | 3000266405 | 0 | 0 | - | 0 | - | W
15236 | BALRAM PUR | Dipadihkala | PHC | DELIVERY ROOM | ELECTRIC STERILIZER | 1 | - | - | - | 3000266404 | 0 | 0 | - | 0 | - | W
15237 | BALRAM PUR | Dipadihkala | PHC | DELIVERY ROOM | HUB CUTTER | 1 | - | - | - | 3000266403 | 0 | 0 | - | 0 | - | W
15238 | BALRAM PUR | Dipadihkala | PHC | DELIVERY ROOM | SUCTION APPARATUS | 1 | SHIVA | - | - | 3000266402 | 0 | 0 | - | 0 | - | W
15239 | BALRAM PUR | Dipadihkala | PHC | OPD | BP MACHINE | 1 | DIAMOND | - | - | 3000266401 | 0 | 0 | - | 0 | - | W
15240 | BALRAM PUR | Dipadihkala | PHC | OPD | BP MACHINE | 1 | DIAMOND | - | 98123942 | 3000266400 | 0 | 0 | - | 0 | - | W
15241 | BALRAM PUR | Dipadihkala | PHC | Pathology Lab. | ELECTRIC STERILIZER | 1 | - | - | - | 3000266399 | 0 | 0 | - | 0 | - | W
15242 | BALRAM PUR | Dipadihkala | PHC | Pathology Lab. | MICROSCOPE | 1 | - | - | - | 3000986397 | 0 | 0 | - | 0 | - | W
15243 | BALRAM PUR | MANOHARPUR | PHC | DELIVERY ROOM | BABY WEIGHING SCALE | 1 | CROWN | - | - | 3000269676 | 0 | 0 | - | 0 | - | W
15244 | BALRAM PUR | MANOHARPUR | PHC | OPD | BP MACHINE | 1 | NAMATT | - | 63989 | 3000269677 | 0 | 0 | - | 0 | - | W
15245 | BALRAM PUR | MANOHARPUR | PHC | OPD | STETHOSCOPE | 1 | ACCUMAY | - | - | 3000269678 | 0 | 0 | - | 0 | - | W
15246 | BALRAM PUR | WADRAFNAGAR | CHC | DELIVERY ROOM | BABY WEIGHING SCALE | 1 | ESSAE | 250 | 25014131839 | 3000247937 | 0 | 0 | - | 0 | - | W
15247 | BALRAM PUR | WADRAFNAGAR | CHC | DELIVERY ROOM | RADIANT WARMER | 1 | OPEN CARE PHONEX | - | - | 3000247938 | 0 | 0 | - | 0 | - | W
15248 | BALRAM PUR | WADRAFNAGAR | CHC | DELIVERY ROOM | SHADOWLESS LAMP | 1 | PHUNIX | - | 6352 | 3000247939 | 0 | 0 | - | 0 | - | W
15249 | BALRAM PUR | WADRAFNAGAR | CHC | DELIVERY ROOM | SUCTION APPARATUS | 1 | - | - | - | 3000247940 | 0 | 0 | - | 0 | - | W
15250 | BALRAM PUR | WADRAFNAGAR | CHC | DELIVERY ROOM | ELECTRIC STERILIZER | 1 | - | - | 09F8804 | 3000247941 | 0 | 0 | - | 0 | - | W
15251 | BALRAM PUR | WADRAFNAGAR | CHC | DELIVERY ROOM | FOOT OPERATED SUCTION APPARATUS | 1 | SHIVA | - | - | 3000247942 | 0 | 0 | - | 0 | - | W
15252 | BALRAM PUR | WADRAFNAGAR | CHC | DELIVERY ROOM | SUCTION APPARATUS | 1 | EASY CARE | ECPSU 307 | 13407202895 | 3000247943 | 0 | 0 | - | 0 | - | W
15253 | BALRAM PUR | WADRAFNAGAR | CHC | DELIVERY ROOM | BABY WEIGHING SCALE | 1 | DOCBEL | - | - | 3000247944 | 0 | 0 | - | 0 | - | NW
15254 | BALRAM PUR | WADRAFNAGAR | CHC | DELIVERY ROOM | SHADOWLESS LAMP | 1 | - | - | - | 3000247945 | 0 | 0 | - | 0 | - | NW
15255 | BALRAM PUR | WADRAFNAGAR | CHC | DELIVERY ROOM | HUB CUTTER | 1 | SARA TECH | SIR (100 VA) | - | 3000247946 | 0 | 0 | - | 0 | - | W
15256 | BALRAM PUR | WADRAFNAGAR | CHC | Other Dept. | BP MACHINE | 1 | PREMIER | - | 98155617 | 3000247947 | 0 | 0 | - | 0 | - | W
15257 | BALRAM PUR | WADRAFNAGAR | CHC | Other Dept. | RADIANT WARMER | 1 | HICARE OPEN CARE | HNO-106 | 3485 | 3000247948 | 0 | 0 | - | 0 | - | W
15258 | BALRAM PUR | WADRAFNAGAR | CHC | Other Dept. | BABY PHOTOTHERAPY UNIT | 1 | PHONIX | - | 1881 | 3000247949 | 0 | 0 | - | 0 | - | NI
15259 | BALRAM PUR | WADRAFNAGAR | CHC | Other Dept. | RADIANT WARMER | 1 | PHONIX | - | 6353 | 3000247950 | 0 | 0 | - | 0 | - | NI
15260 | BALRAM PUR | WADRAFNAGAR | CHC | Other Dept. | RADIANT WARMER | 1 | PHONIX | - | 6351 | 3000247951 | 0 | 0 | - | 0 | - | NI
15261 | BALRAM PUR | WADRAFNAGAR | CHC | Other Dept. | HYDRAULIC TABLE | 1 | - | - | - | 3000247952 | 0 | 0 | - | 0 | - | NW
15262 | BALRAM PUR | WADRAFNAGAR | CHC | Other Dept. | HYDRAULIC TABLE | 1 | - | - | - | 3000247953 | 0 | 0 | - | 0 | - | NW
15263 | BALRAM PUR | WADRAFNAGAR | CHC | Other Dept. | SUCTION APPARATUS | 1 | SUNSI VAC | - | C-136002 | 3000247954 | 0 | 0 | - | 0 | - | W
15264 | BALRAM PUR | WADRAFNAGAR | CHC | Other Dept. | NEBULIZER | 1 | LANDYNEB | - | NGM 351266 | 3000247955 | 0 | 0 | - | 0 | - | NI
15265 | BALRAM PUR | WADRAFNAGAR | CHC | Other Dept. | HUB CUTTER | 1 | MICRO SIL | ND 350 | 5165103 | 3000247956 | 0 | 0 | - | 0 | - | W
15266 | BALRAM PUR | WADRAFNAGAR | CHC | OT | SHADOWLESS LAMP | 1 | - | - | - | 3000247957 | 0 | 0 | - | 0 | - | W
15267 | BALRAM PUR | WADRAFNAGAR | CHC | OT | SHADOWLESS LAMP | 1 | - | - | - | 3000247958 | 0 | 0 | - | 0 | - | W
15268 | BALRAM PUR | WADRAFNAGAR | CHC | OT | ELECTRIC STERILIZER | 1 | - | - | - | 3000247959 | 0 | 0 | - | 0 | - | NW
15269 | BALRAM PUR | WADRAFNAGAR | CHC | OT | AUTOCLAVE | 1 | - | - | - | 3000247960 | 0 | 0 | - | 0 | - | NW
15270 | BALRAM PUR | WADRAFNAGAR | CHC | OT | ELECTRIC STERILIZER | 1 | ALTAS | - | 09F/8508 | 3000247961 | 0 | 0 | - | 0 | - | NW
15271 | BALRAM PUR | WADRAFNAGAR | CHC | OT | ELECTRIC STERILIZER | 1 | ALTAS | - | 09F/0302 | 3000247962 | 0 | 0 | - | 0 | - | NW
15272 | BALRAM PUR | WADRAFNAGAR | CHC | OT | ELECTRIC STERILIZER | 1 | ALTAS | - | 09F/0372 | 3000247963 | 0 | 0 | - | 0 | - | NW
15273 | BALRAM PUR | WADRAFNAGAR | CHC | Store Room | BP MACHINE | 1 | CFEY | - | 98103429 | 3000247964 | 0 | 0 | - | 0 | - | NW
15274 | BALRAM PUR | WADRAFNAGAR | CHC | Store Room | BP MACHINE | 1 | DIAMOND | - | - | 3000247965 | 0 | 0 | - | 0 | - | NW
15275 | BALRAM PUR | WADRAFNAGAR | CHC | Store Room | ELECTRIC STERILIZER | 1 | - | - | - | 3000247966 | 0 | 0 | - | 0 | - | NI
15276 | BALRAM PUR | WADRAFNAGAR | CHC | Store Room | ELECTRIC STERILIZER | 1 | - | - | - | 3000247967 | 0 | 0 | - | 0 | - | NI
15277 | BALRAM PUR | WADRAFNAGAR | CHC | Store Room | DENTAL CHAIR | 1 | NORGRUN | - | - | 3000247968 | 0 | 0 | - | 0 | - | NW
15278 | BALRAM PUR | WADRAFNAGAR | CHC | Store Room | SUCTION APPARATUS | 1 | SHIVA | - | - | 3000247969 | 0 | 0 | - | 0 | - | NI
15279 | BALRAM PUR | WADRAFNAGAR | CHC | Store Room | DENTAL CHAIR | 1 | - | - | - | 3000247970 | 0 | 0 | - | 0 | - | NW
15280 | BALRAM PUR | WADRAFNAGAR | CHC | Store Room | AUTOCLAVE | 1 | - | - | - | 3000247971 | 0 | 0 | - | 0 | - | NI
15281 | BALRAM PUR | WADRAFNAGAR | CHC | Store Room | HYDRAULIC TABLE | 1 | - | - | - | 3000247972 | 0 | 0 | - | 0 | - | NW
15282 | BALRAM PUR | WADRAFNAGAR | CHC | Store Room | BP MACHINE | 1 | - | - | - | 3000247973 | 0 | 0 | - | 0 | - | NW
15283 | BALRAM PUR | WADRAFNAGAR | CHC | Store Room | BP MACHINE | 1 | - | - | - | 3000247974 | 0 | 0 | - | 0 | - | NW
15284 | BALRAM PUR | WADRAFNAGAR | CHC | Store Room | BP MACHINE | 1 | - | - | - | 3000247975 | 0 | 0 | - | 0 | - | NW
15285 | BALRAM PUR | WADRAFNAGAR | CHC | Store Room | BP MACHINE | 1 | - | - | - | 3000247976 | 0 | 0 | - | 0 | - | NW
15286 | BALRAM PUR | WADRAFNAGAR | CHC | Store Room | BP MACHINE | 1 | - | - | - | 3000247977 | 0 | 0 | - | 0 | - | NW
15287 | BALRAM PUR | WADRAFNAGAR | CHC | Store Room | BP MACHINE | 1 | - | - | - | 3000247978 | 0 | 0 | - | 0 | - | NW
15288 | BALRAM PUR | WADRAFNAGAR | CHC | Store Room | BP MACHINE | 1 | - | - | - | 3000247979 | 0 | 0 | - | 0 | - | NW
15289 | BALRAM PUR | WADRAFNAGAR | CHC | Store Room | BP MACHINE | 1 | - | - | - | 3000247980 | 0 | 0 | - | 0 | - | NW
15290 | BALRAM PUR | WADRAFNAGAR | CHC | Store Room | BP MACHINE | 1 | - | - | - | 3000247981 | 0 | 0 | - | 0 | - | NW
15291 | BALRAM PUR | WADRAFNAGAR | CHC | Store Room | BP MACHINE | 1 | - | - | - | 3000247982 | 0 | 0 | - | 0 | - | NW
15292 | BALRAM PUR | WADRAFNAGAR | CHC | Store Room | NEEDLE DESTROYER | 1 | MICRO SIL | - | - | 3000247983 | 0 | 0 | - | 0 | - | NW
15293 | BALRAM PUR | WADRAFNAGAR | CHC | Store Room | SUCTION APPARATUS | 1 | - | - | - | 3000247984 | 0 | 0 | - | 0 | - | NW
15294 | BALRAM PUR | WADRAFNAGAR | CHC | Store Room | SUCTION APPARATUS | 1 | - | - | - | 3000247985 | 0 | 0 | - | 0 | - | NW
15295 | BALRAM PUR | WADRAFNAGAR | CHC | Store Room | HUB CUTTER | 1 | SATA TECH | SIR 100 VA | - | 3000247986 | 0 | 0 | - | 0 | - | NW
15296 | BALRAM PUR | WADRAFNAGAR | CHC | Store Room | ELECTRIC STERILIZER | 1 | - | - | - | 3000247987 | 0 | 0 | - | 0 | - | NW
15297 | BALRAM PUR | WADRAFNAGAR | CHC | Store Room | ELECTRIC STERILIZER | 1 | - | - | - | 3000247988 | 0 | 0 | - | 0 | - | NW
15298 | BALRAM PUR | WADRAFNAGAR | CHC | Pathology Lab. | PATHOLOGY LAMP | 1 | - | - | - | 3000247989 | 0 | 0 | - | 0 | - | W
15299 | BALRAM PUR | WADRAFNAGAR | CHC | Pathology Lab. | PATHOLOGY X-RAY METER | 1 | - | - | - | 3000247990 | 0 | 0 | - | 0 | - | W
15300 | BALRAM PUR | WADRAFNAGAR | CHC | Dental Dept. | ELECTRIC STERILIZER | 1 | - | - | - | 3000247991 | 0 | 0 | - | 0 | - | W
15301 | BALRAM PUR | WADRAFNAGAR | CHC | Dental Dept. | ELECTRIC STERILIZER | 1 | - | - | 09F/0299 | 3000247992 | 0 | 0 | - | 0 | - | W
15302 | BALRAM PUR | WADRAFNAGAR | CHC | Dental Dept. | DENTAL CHAIR | 1 | - | - | - | 3000247993 | 0 | 0 | - | 0 | - | W
15303 | BALRAM PUR | WADRAFNAGAR | CHC | Dental Dept. | DENTAL CHAIR | 1 | - | - | - | 3000247994 | 0 | 0 | - | 0 | - | W
15304 | BALRAM PUR | WADRAFNAGAR | CHC | Dental Dept. | DENTAL CHAIR | 1 | - | - | - | 3000247995 | 0 | 0 | - | 0 | - | W
15305 | BALRAM PUR | WADRAFNAGAR | CHC | Dental Dept. | DENTAL CHAIR | 1 | - | - | - | 3000247996 | 0 | 0 | - | 0 | - | W
15306 | BALRAM PUR | WADRAFNAGAR | CHC | ENT DEPARTMENT | SLIT LAMP | 1 | - | - | - | 3000268682 | 0 | 0 | - | 0 | - | NW
15307 | BALRAM PUR | WADRAFNAGAR | CHC | Pathology Lab. | MICROSCOPE | 1 | BLISCO | - | - | 3000268676 | 0 | 0 | - | 0 | - | NW
15308 | BALRAM PUR | WADRAFNAGAR | CHC | Pathology Lab. | CENTRIFUGE MACHINE | 1 | - | - | - | 3000268677 | 0 | 0 | - | 0 | - | NW
15309 | BALRAM PUR | WADRAFNAGAR | CHC | Pathology Lab. | HOT AIR OVEN | 1 | - | - | - | 3000268678 | 0 | 0 | - | 0 | - | NI
15310 | BALRAM PUR | WADRAFNAGAR | CHC | Pathology Lab. | INCUBATOR | 1 | - | - | - | 3000268679 | 0 | 0 | - | 0 | - | NI
15311 | BALRAM PUR | WADRAFNAGAR | CHC | Pathology Lab. | INCUBATOR | 1 | - | - | - | 3000268680 | 0 | 0 | - | 0 | - | NW
15312 | BALRAM PUR | WADRAFNAGAR | CHC | Pathology Lab. | CENTRIFUGE MACHINE | 1 | - | - | - | 3000268681 | 0 | 0 | - | 0 | - | NI
15313 | BALRAM PUR | WADRAFNAGAR | CHC | Dental Dept. | DENTAL CHAIR | 1 | - | - | - | 3000247997 | 0 | 0 | - | 0 | - | W
15314 | BALRAM PUR | WADRAFNAGAR | CHC | Dental Dept. | ELECTRIC STERILIZER | 1 | - | - | - | 3000247998 | 0 | 0 | - | 0 | - | W
15315 | BALRAM PUR | WADRAFNAGAR | CHC | Pathology Lab. | MICROSCOPE | 1 | NIEON OLYMPUS | - | - | 3000268672 | 0 | 0 | - | 0 | - | W
15316 | BALRAM PUR | WADRAFNAGAR | CHC | Pathology Lab. | CENTRIFUGE MACHINE | 1 | LORD INTERNATIONAL | - | - | 3000268673 | 0 | 0 | - | 0 | - | W
15317 | BALRAM PUR | WADRAFNAGAR | CHC | Pathology Lab. | HOT AIR OVEN | 1 | COSLAB | - | - | 3000268674 | 0 | 0 | - | 0 | - | W
15318 | BALRAM PUR | WADRAFNAGAR | CHC | Pathology Lab. | NEEDLE DESTROYER | 1 | SARA TECH | SIR 100 VA | - | 3000268675 | 0 | 0 | - | 0 | - | W
15319 | BALRAM PUR | BADKAGAOU | PHC | DELIVERY ROOM | BABY WEIGHING SCALE | 1 | CROWN | - | - | 3000247916 | 0 | 0 | - | 0 | - | W
15320 | BALRAM PUR | BADKAGAOU | PHC | DELIVERY ROOM | BABY WEIGHING SCALE | 1 | SHUVARNA | - | - | 3000247917 | 0 | 0 | - | 0 | - | W
15321 | BALRAM PUR | BADKAGAOU | PHC | DELIVERY ROOM | HUB CUTTER | 1 | SARA TECH | SIR 100 (VA) | - | 3000247918 | 0 | 0 | - | 0 | - | W
15322 | BALRAM PUR | BADKAGAOU | PHC | Other Dept. | NEEDLE DESTROYER | 1 | MICRO STI | ND 360 | 1008/03 | 3000247919 | 0 | 0 | - | 0 | - | W
15323 | BALRAM PUR | BADKAGAOU | PHC | Other Dept. | AUTOCLAVE | 1 | - | - | - | 3000247920 | 0 | 0 | - | 0 | - | NI
15324 | BALRAM PUR | BADKAGAOU | PHC | Store Room | BABY WEIGHING SCALE | 1 | - | - | - | 3000247921 | 0 | 0 | - | 0 | - | W
15325 | BALRAM PUR | BADKAGAOU | PHC | Other Dept. | BP MACHINE | 1 | CSSL | - | 6426150300442 | 3000247922 | 0 | 0 | - | 0 | - | NW
15326 | BALRAM PUR | BADKAGAOU | PHC | Other Dept. | BP MACHINE | 1 | PREMIER | - | 981231768 | 3000247923 | 0 | 0 | - | 0 | - | W
15327 | BALRAM PUR | BADKAGAOU | PHC | Other Dept. | BP MACHINE | 1 | DIAMOND | - | - | 3000247924 | 0 | 0 | - | 0 | - | W
15328 | BALRAM PUR | BADKAGAOU | PHC | Other Dept. | STETHOSCOPE | 1 | - | - | - | 3000247925 | 0 | 0 | - | 0 | - | W
15329 | BALRAM PUR | BALANGI | PHC | OPD | BP MACHINE | 1 | DIAMOND | - | 39407 | 3000268831 | 0 | 0 | - | 0 | - | W
15330 | BALRAM PUR | BALANGI | PHC | OPD | BABY WEIGHING SCALE | 1 | - | - | - | 3000268832 | 0 | 0 | - | 0 | - | W
15331 | BALRAM PUR | BALANGI | PHC | OPD | BP MACHINE | 1 | DIAMOND | - | 77338 | 3000268833 | 0 | 0 | - | 0 | - | W
15332 | BALRAM PUR | BALANGI | PHC | DELIVERY ROOM | CENTRIFUGE MACHINE | 1 | VAGUM | - | - | 3000268834 | 0 | 0 | - | 0 | - | W
15333 | BALRAM PUR | BALANGI | PHC | DELIVERY ROOM | BABY WEIGHING SCALE | 1 | - | - | - | 3000268835 | 0 | 0 | - | 0 | - | W
15334 | BALRAM PUR | BALANGI | PHC | DELIVERY ROOM | NEEDLE DESTROYER | 1 | MICRO SIL | - | 10091/03 | 3000268836 | 0 | 0 | - | 0 | - | W
15335 | BALRAM PUR | Bartikala | PHC | DELIVERY ROOM | BABY WEIGHING SCALE | 1 | CROWN | - | - | 3000247926 | 0 | 0 | - | 0 | - | W
15336 | BALRAM PUR | Bartikala | PHC | DELIVERY ROOM | BP MACHINE | 1 | DIAMOND | - | - | 3000247927 | 0 | 0 | - | 0 | - | W
15337 | BALRAM PUR | Bartikala | PHC | Other Dept. | OXYGEN CONCENTRATOR | 1 | OXYGEN METER | - | - | 3000247928 | 0 | 0 | - | 0 | - | W
15338 | BALRAM PUR | Bartikala | PHC | Pathology Lab. | ELECTRIC STERILIZER | 1 | - | - | - | 3000247929 | 0 | 0 | - | 0 | - | W
15339 | BALRAM PUR | Bartikala | PHC | Pathology Lab. | NEEDLE DESTROYER | 1 | - | ND 350 | 1457 | 3000247930 | 0 | 0 | - | 0 | - | W
15340 | BALRAM PUR | Bartikala | PHC | Other Dept. | NEEDLE DESTROYER | 1 | - | ND 360 | 10542/03 | 3000247931 | 0 | 0 | - | 0 | - | W
15341 | BALRAM PUR | Bartikala | PHC | Store Room | BABY WEIGHING SCALE | 1 | - | - | - | 3000247932 | 0 | 0 | - | 0 | - | NW
15342 | BALRAM PUR | Bartikala | PHC | Store Room | AUTOCLAVE | 1 | - | - | - | 3000247933 | 0 | 0 | - | 0 | - | NW
15343 | BALRAM PUR | Bartikala | PHC | Other Dept. | BP MACHINE | 1 | DIAMOND | - | - | 3000247934 | 0 | 0 | - | 0 | - | W
15344 | BALRAM PUR | Bartikala | PHC | Other Dept. | BP MACHINE | 1 | - | - | 98102503 | 3000247935 | 0 | 0 | - | 0 | - | NW
15345 | BALRAM PUR | Bartikala | PHC | Other Dept. | BP MACHINE | 1 | - | - | - | 3000247936 | 0 | 0 | - | 0 | - | NW
15346 | BALRAM PUR | CHALGALI | PHC | DELIVERY ROOM | NEEDLE DESTROYER | 1 | MICRO SIL | ND 360 | 4422103 | 3000247859 | 0 | 0 | - | 0 | - | W
15347 | BALRAM PUR | CHALGALI | PHC | DELIVERY ROOM | MICROSCOPE | 1 | OLYM PUS | MLWB | - | 3000247860 | 0 | 0 | - | 0 | - | NW
15348 | BALRAM PUR | CHALGALI | PHC | DELIVERY ROOM | MICROSCOPE | 1 | - | MLWB | - | 3000247861 | 0 | 0 | - | 0 | - | NW
15349 | BALRAM PUR | CHALGALI | PHC | DELIVERY ROOM | CENTRIFUGE MACHINE | 1 | - | - | - | 3000247862 | 0 | 0 | - | 0 | - | W
15350 | BALRAM PUR | CHALGALI | PHC | Store Room | BP MACHINE | 1 | PRIMIER | - | 8610081 | 3000247863 | 0 | 0 | - | 0 | - | NW
15351 | BALRAM PUR | CHALGALI | PHC | Store Room | BABY WEIGHING SCALE | 1 | DOCBEL BORUN | - | - | 3000247864 | 0 | 0 | - | 0 | - | NI
15352 | BALRAM PUR | CHALGALI | PHC | Other Dept. | BABY WEIGHING SCALE | 1 | CROWN | - | - | 3000247865 | 0 | 0 | - | 0 | - | W
15353 | BALRAM PUR | CHALGALI | PHC | Other Dept. | BP MACHINE | 1 | DIAMOND | - | - | 3000247866 | 0 | 0 | - | 0 | - | W
15354 | BALRAM PUR | CHALGALI | PHC | DELIVERY ROOM | NEEDLE DESTROYER | 1 | MICRO SIL | ND -360 | 5167103 | 3000247867 | 0 | 0 | - | 0 | - | W
15355 | BALRAM PUR | CHALGALI | PHC | DELIVERY ROOM | BABY WEIGHING SCALE | 1 | DOCBEL BRAUN | - | - | 3000247868 | 0 | 0 | - | 0 | - | W
15356 | BALRAM PUR | Murkol | PHC | DELIVERY ROOM | SUCTION APPARATUS | 1 | SHIVA | 0 | 0 | 3000247999 | 0 | 0 | - | 0 | - | W
15357 | BALRAM PUR | Murkol | PHC | DELIVERY ROOM | BABY WEIGHING SCALE | 1 | 0 | 0 | 0 | 3000248000 | 0 | 0 | - | 0 | - | W
15358 | BALRAM PUR | Murkol | PHC | DELIVERY ROOM | FOOT OPERATED SUCTION APPARATUS | 1 | SHIVA | 0 | 0 | 3000268662 | 0 | 0 | - | 0 | - | W
15359 | BALRAM PUR | Murkol | PHC | DELIVERY ROOM | ELECTRIC STERILIZER | 1 | ALLAS | 0 | 09/F0387 | 3000268663 | 0 | 0 | - | 0 | - | W
15360 | BALRAM PUR | Murkol | PHC | DELIVERY ROOM | MICROSCOPE | 1 | MLW | 0 | 0 | 3000268664 | 0 | 0 | - | 0 | - | W
15361 | BALRAM PUR | Murkol | PHC | DELIVERY ROOM | CENTRIFUGE MACHINE | 1 | 0 | 0 | 0 | 3000268665 | 0 | 0 | - | 0 | - | W
15362 | BALRAM PUR | Murkol | PHC | Other Dept. | BABY WEIGHING SCALE | 1 | DOCBEL | 0 | 0 | 3000268666 | 0 | 0 | - | 0 | - | NI
15363 | BALRAM PUR | Murkol | PHC | Other Dept. | NEBULIZER | 1 | 0 | CN 06 | 14101392 | 3000268667 | 0 | 0 | - | 0 | - | NI
15364 | BALRAM PUR | Murkol | PHC | Other Dept. | BP MACHINE | 1 | 0 | 0 | 0 | 3000268668 | 0 | 0 | - | 0 | - | NI
15365 | BALRAM PUR | Murkol | PHC | Other Dept. | NEEDLE DESTROYER | 1 | 0 | ND 360 | 101332/03 | 3000268669 | 0 | 0 | - | 0 | - | W
15366 | BALRAM PUR | Murkol | PHC | Other Dept. | ELECTRIC STERILIZER | 1 | 0 | 0 | 0 | 3000268670 | 0 | 0 | - | 0 | - | W
15367 | BALRAM PUR | Murkol | PHC | Other Dept. | AUTOCLAVE | 1 | 0 | 0 | 0 | 3000268671 | 0 | 0 | - | 0 | - | NI
15368 | BALRAM PUR | PANDRI | PHC | Store Room | BP MACHINE | 1 | 0 | 0 | 66142 | 3000268622 | 0 | 0 | - | 0 | - | W
15369 | BALRAM PUR | PANDRI | PHC | Store Room | BABY WEIGHING SCALE | 1 | 0 | 0 | 0 | 3000268623 | 0 | 0 | - | 0 | - | W
15370 | BALRAM PUR | PANDRI | PHC | Store Room | SUCTION APPARATUS | 1 | 0 | 0 | 0 | 3000268624 | 0 | 0 | - | 0 | - | W
15371 | BALRAM PUR | PANDRI | PHC | Store Room | ELECTRIC STERILIZER | 1 | 0 | 0 | 09F9146 | 3000268625 | 0 | 0 | - | 0 | - | W
15372 | BALRAM PUR | RAGHUNATHNAGAR | PHC | DELIVERY ROOM | BABY WEIGHING SCALE | 1 | CROWN | - | - | 3000268617 | 0 | 0 | - | 0 | - | W
15373 | BALRAM PUR | RAGHUNATHNAGAR | PHC | Pathology Lab. | NEEDLE DESTROYER | 1 | - | SIR (100 CA) | 2602 | 3000268618 | 0 | 0 | - | 0 | - | NW
15374 | BALRAM PUR | RAGHUNATHNAGAR | PHC | Pathology Lab. | MICROSCOPE | 1 | MAGNUS | - | - | 3000268619 | 0 | 0 | - | 0 | - | W
15375 | BALRAM PUR | RAGHUNATHNAGAR | PHC | Other Dept. | BP MACHINE | 1 | - | - | - | 3000268620 | 0 | 0 | - | 0 | - | W
15376 | BALRAM PUR | RAGHUNATHNAGAR | PHC | Other Dept. | AUTOCLAVE | 1 | - | - | - | 3000268621 | 0 | 0 | - | 0 | - | W
15377 | BALRAM PUR | SULSULI | PHC | DELIVERY ROOM | BABY WEIGHING SCALE | 1 | DOCBEL | - | - | 3000268657 | 0 | 0 | - | 0 | - | W
15378 | BALRAM PUR | SULSULI | PHC | DELIVERY ROOM | NEEDLE DESTROYER | 1 | MICRO SIL | ND 360 | 5166/05 | 3000268658 | 0 | 0 | - | 0 | - | W
15379 | BALRAM PUR | SULSULI | PHC | Other Dept. | BP MACHINE | 1 | - | - | - | 3000268659 | 0 | 0 | - | 0 | - | W
15380 | BALRAM PUR | SULSULI | PHC | Store Room | AUTOCLAVE | 1 | - | - | - | 3000268660 | 0 | 0 | - | 0 | - | NW
15381 | BALRAM PUR | SULSULI | PHC | Store Room | BP MACHINE | 1 | - | - | - | 3000268661 | 0 | 0 | - | 0 | - | NW
15382 | BILASPUR | BILASPUR | DH | RADIOLOGY Dept. | X-RAY MACHINE | 1 | ALLENJ CRS | S25 FC ALL VBS | 50450296 | 3000243125 | 2003 | 0 | - | 0 | - | W
15383 | BILASPUR | BILASPUR | DH | RADIOLOGY Dept. | X-RAY MACHINE | 1 | MEDI TRONI CS | 0 | 0 | 3000243126 | 01/2009 | 0 | - | 0 | - | W
15384 | BILASPUR | BILASPUR | DH | RADIOLOGY Dept. | X-RAY MACHINE | 1 | BIO MEDI TEX | 0 | 0 | 3000243127 | 0 | 0 | - | 0 | - | W
15385 | BILASPUR | BILASPUR | DH | RADIOLOGY Dept. | Mobile X-RAY MACHINE | 1 | GME | GMMF 3-S | SR2H14-03XRHA-102 | 3000243128 | 03/28/2014 | 0 | - | 0 | - | W
15386 | BILASPUR | BILASPUR | DH | RADIOLOGY Dept. | X-RAY MACHINE | 1 | ALLENJ CRS | R HF DIGITAL | 2K1306025-0 | 3000243129 | 0 | 0 | - | 0 | - | W
15387 | BILASPUR | BILASPUR | DH | RADIOLOGY Dept. | X-RAY MACHINE | 1 | 0 | 0 | 0 | 3000243130 | 0 | 0 | - | 0 | - | W
15388 | BILASPUR | BILASPUR | DH | RADIOLOGY Dept. | MEMO GRAPHY MACHINE | 1 | SENO GRAPHY | 0 | 0 | 3000243131 | 0 | 0 | - | 0 | - | NW
15389 | BILASPUR | BILASPUR | DH | ENT DEPARTMENT | SHADOWLESS LAMP | 1 | 0 | 0 | 0 | 3000243124 | 0 | 0 | - | 0 | - | W
15390 | BILASPUR | BILASPUR | DH | ICTC | CENTRIFUGE MACHINE | 1 | RANA | 0 | 0 | 3000243120 | 0 | 0 | - | 0 | - | NW
15391 | BILASPUR | BILASPUR | DH | ICTC | NEEDLE DESTROYER | 1 | 0 | ND 360 | 9713103 | 3000243121 | 0 | 0 | - | 0 | - | W
15392 | BILASPUR | BILASPUR | DH | ICTC | CENTRIFUGE MACHINE | 1 | 0 | 0 | 0 | 3000243122 | 0 | 0 | - | 0 | - | NW
15393 | BILASPUR | BILASPUR | DH | ICTC | NEEDLE DESTROYER | 1 | 0 | 0 | 0 | 3000243123 | 0 | 0 | - | 0 | - | NW
15394 | BILASPUR | BILASPUR | DH | USG | ULTRASOUND MACHINE | 1 | MINDRA Y | 0 | 0 | 3000243132 | 0 | 0 | - | 0 | - | W
15395 | BILASPUR | BILASPUR | DH | ECG Room | ECG RECORDER | 1 | UMAX | POWER LOOK 1120UDS | HCEW 46A 000109 | 3000243133 | 0 | 0 | - | 0 | - | NW
15396 | BILASPUR | BILASPUR | DH | ECG Room | TMT MACHINE | 1 | RANA | 0 | 0 | 3000243134 | 0 | 0 | - | 0 | - | NW
15397 | BILASPUR | BILASPUR | DH | ECG Room | ECG RECORDER | 1 | PHILIPS | 0 | 0 | 3000243135 | 0 | 0 | - | 0 | - | NW
15398 | BILASPUR | BILASPUR | DH | DELIVERY ROOM | SHADOWLESS LAMP | 1 | 0 | 0 | 0 | 3000243136 | 0 | 0 | - | 0 | - | W
15399 | BILASPUR | BILASPUR | DH | DELIVERY ROOM | NEEDLE DESTROYER | 1 | MICRO SIL INDIA | ND 360 | 8435/03 | 3000243137 | 0 | 0 | - | 0 | - | W
15400 | BILASPUR | BILASPUR | DH | DELIVERY ROOM | BP MACHINE | 1 | 0 | 0 | 0 | 3000243138 | 0 | 0 | - | 0 | - | W
15401 | BILASPUR | BILASPUR | DH | DELIVERY ROOM | SUCTION APPARATUS | 1 | SHIVA | 0 | 0 | 3000243139 | 0 | 0 | - | 0 | - | W
15402 | BILASPUR | BILASPUR | DH | DELIVERY ROOM | ELECTRIC STERILIZER | 1 | 0 | 0 | 0 | 3000243140 | 0 | 0 | - | 0 | - | W
15403 | BILASPUR | BILASPUR | DH | DELIVERY ROOM | RADIANT WARMER | 1 | MIDITE CH | 0 | BM/RW/980910 | 3000243141 | 0 | 0 | - | 0 | - | W
15404 | BILASPUR | BILASPUR | DH | DELIVERY ROOM | BABY WEIGHING SCALE | 1 | CROWN | 0 | 0 | 3000243142 | 0 | 0 | - | 0 | - | W
15405 | BILASPUR | BILASPUR | DH | DELIVERY ROOM | SHADOWLESS LAMP | 1 | 0 | 0 | 0 | 3000243143 | 0 | 0 | - | 0 | - | W
15406 | BILASPUR | BILASPUR | DH | DELIVERY ROOM | HYDRAULIC TABLE | 1 | 0 | 0 | 0 | 3000243144 | 0 | 0 | - | 0 | - | W
15407 | BILASPUR | BILASPUR | DH | DELIVERY ROOM | HYDRAULIC TABLE | 1 | 0 | 0 | 0 | 3000243145 | 0 | 0 | - | 0 | - | W
15408 | BILASPUR | BILASPUR | DH | Pathology Lab. | NEEDLE DESTROYER | 1 | LAB LIFE AVATO | ND 360 | 10317/03 | 3000243101 | 0 | 0 | - | 0 | - | W
15409 | BILASPUR | BILASPUR | DH | Pathology Lab. | NEEDLE DESTROYER | 1 | MICRO SIL INDIA | ND 360 | 10317/03 | 3000243102 | 0 | 0 | - | 0 | - | W
15410 | BILASPUR | BILASPUR | DH | Pathology Lab. | ELECTROLYTE ANALYZER | 1 | ROCHE | 0 | 23756 | 3000243103 | 0 | 0 | - | 0 | - | W
15411 | BILASPUR | BILASPUR | DH | Pathology Lab. | NEEDLE DESTROYER | 1 | MISPA NEO | 0 | 0 | 3000243104 | 0 | 0 | - | 0 | - | W
15412 | BILASPUR | BILASPUR | DH | Pathology Lab. | URINE ANALYZER | 1 | ROCHE | 0 | UX09643754 | 3000243105 | 0 | 0 | - | 0 | - | W
15413 | BILASPUR | BILASPUR | DH | Pathology Lab. | WEIGHING MACHINE | 1 | MX RADY | MRCS 260 | 0 | 3000243106 | 0 | 0 | - | 0 | - | W
15414 | BILASPUR | BILASPUR | DH | Pathology Lab. | CENTRIFUGE MACHINE | 1 | 0 | 0 | 0 | 3000243107 | 0 | 0 | - | 0 | - | W
15415 | BILASPUR | BILASPUR | DH | Pathology Lab. | DISTIL WATER PLANT | 1 | 0 | 0 | 0 | 3000243108 | 0 | 0 | - | 0 | - | W
15416 | BILASPUR | BILASPUR | DH | Blood Bank | INCUBATOR | 1 | COSLAB | CLE 102 | 0 | 3000243109 | 0 | 0 | - | 0 | - | W
15417 | BILASPUR | BILASPUR | DH | Blood Bank | INCUBATOR | 1 | TANCO | 0 | 11101 | 3000243110 | 0 | 0 | - | 0 | - | NW
15418 | BILASPUR | BILASPUR | DH | Blood Bank | MICROSCOPE | 1 | LABO MED | 0 | 130963522 | 3000243111 | 0 | 0 | - | 0 | - | W
15419 | BILASPUR | BILASPUR | DH | Blood Bank | MICROSCOPE | 1 | LABO MED | 0 | 0 | 3000243112 | 0 | 0 | - | 0 | - | NW
15420 | BILASPUR | BILASPUR | DH | Pathology Lab. | VDRL SHAKER | 1 | 0 | 0 | 0 | 3000243113 | 0 | 0 | - | 0 | - | NW
15421 | BILASPUR | BILASPUR | DH | Pathology Lab. | BABY PHOTOTHERAPY UNIT | 1 | 0 | 0 | 0 | 3000243114 | 0 | 0 | - | 0 | - | NW
15422 | BILASPUR | BILASPUR | DH | Pathology Lab. | ELECTROLYTE ANALYZER | 1 | 0 | 0 | 0 | 3000243115 | 0 | 0 | - | 0 | - | NI
15423 | BILASPUR | BILASPUR | DH | Pathology Lab. | AUTO ANALYZER | 1 |  | XL 300 | 0 | 3000243116 | 0 | 0 | - | 0 | - | NW
15424 | BILASPUR | BILASPUR | DH | Pathology Lab. | CENTRIFUGE MACHINE | 1 | 0 | 0 | 0 | 3000243117 | 0 | 0 | - | 0 | - | NW
15425 | BILASPUR | BILASPUR | DH | Pathology Lab. | HOT AIR OVEN | 1 | 0 | 0 | 0 | 3000243118 | 0 | 0 | - | 0 | - | NW
15426 | BILASPUR | BILASPUR | DH | Pathology Lab. | WATER BATH | 1 | 0 | 0 | 0 | 3000243119 | 0 | 0 | - | 0 | - | NW
15427 | BILASPUR | BILASPUR | DH | Blood Bank | MICROSCOPE | 1 | LABOMED | 0 | 12/05/059 | 3000243079 | 0 | 0 | - | 0 | - | W
15428 | BILASPUR | BILASPUR | DH | Blood Bank | REFRIGERATOR | 1 | TERO MEEXAM TOZ | 300 M | 1105331 | 3000243080 | 2013 | 0 | - | 0 | - | W
15429 | BILASPUR | BILASPUR | DH | Blood Bank | BLOOD STORAGE REFRIGERATOR | 1 | HICAER | HLR 250 | 11051865 | 3000243081 | 2013 | 0 | - | 0 | - | W
15430 | BILASPUR | BILASPUR | DH | Blood Bank | BLOOD STORAGE REFRIGERATOR | 1 | REMI | 0 | BDI 3407 | 3000243082 | 0 | 0 | - | 0 | - | W
15431 | BILASPUR | BILASPUR | DH | Blood Bank | BLOOD STORAGE REFRIGERATOR | 1 | REMI | 0 | BDI3408 | 3000243083 | 0 | 0 | - | 0 | - | W
15432 | BILASPUR | BILASPUR | DH | Blood Bank | CENTRIFUGE MACHINE | 1 | REMI R-4C | 0 | BEL05042 | 3000243084 | 0 | 0 | - | 0 | - | W
15433 | BILASPUR | BILASPUR | DH | Blood Bank | HOT AIR OVEN | 1 | LABTECH INSTRU MENTS | 0 | 0 | 3000243091 | 0 | 0 | - | 0 | - | W
15434 | BILASPUR | BILASPUR | DH | Blood Bank | BLOOD DONOR COACH | 1 | HICAER | BX VX | 20110517 | 3000243092 | 0 | 0 | - | 0 | - | W
15435 | BILASPUR | BILASPUR | DH | Blood Bank | BLOOD DONOR COACH | 1 | HICAER | 78 | 20110518 | 3000243093 | 0 | 0 | - | 0 | - | W
15436 | BILASPUR | BILASPUR | DH | Blood Bank | VDRL SHAKER | 1 | HICARE | HCM-14 | 11041814 | 3000243094 | 0 | 0 | - | 0 | - | W
15437 | BILASPUR | BILASPUR | DH | Blood Bank | BLOOD BAG TUBE SEALER MACHINE | 1 | TERUMO PENPOL | 51010 | 11061768 | 3000243095 | 0 | 0 | - | 0 | - | W
15438 | BILASPUR | BILASPUR | DH | Blood Bank | BLOOD BAG TUBE SEALER MACHINE | 1 | TERUMO PENPOL | X51010 | 110507U11 | 3000243096 | 0 | 0 | - | 0 | - | W
15439 | BILASPUR | BILASPUR | DH | Blood Bank | BLOOD STORAGE REFRIGERATOR | 1 | HICNER | HBR 150 | 11061942 | 3000243085 | 0 | 0 | - | 0 | - | W
15440 | BILASPUR | BILASPUR | DH | Blood Bank | BLOOD STORAGE REFRIGERATOR | 1 | HLL | 0 | 0 | 3000243086 | 0 | 0 | - | 0 | - | W
15441 | BILASPUR | BILASPUR | DH | Blood Bank | BLOOD STORAGE REFRIGERATOR | 1 | INOU BATO R | 0 | 0 | 3000243087 | 0 | 0 | - | 0 | - | W
15442 | BILASPUR | BILASPUR | DH | Blood Bank | WATER BATH | 1 | COSLAD | 0 | 0 | 3000243088 | 0 | 0 | - | 0 | - | W
15443 | BILASPUR | BILASPUR | DH | Blood Bank | VDRL SHAKER | 1 | REME | 0 | 0 | 3000243089 | 0 | 0 | - | 0 | - | W
15444 | BILASPUR | BILASPUR | DH | Blood Bank | ELISA READER | 1 | THERMO MUTISKAN EX | 0 | 0 | 3000243090 | 0 | 0 | - | 0 | - | W
15445 | BILASPUR | BILASPUR | DH | Blood Bank | BLOOD STORAGE REFRIGERATOR | 1 | HICARE | HCM 14 | 11041815 | 3000243097 | 0 | 0 | - | 0 | - | W
15446 | BILASPUR | BILASPUR | DH | Blood Bank | BP MACHINE | 1 | DIMOND | 0 | 86428 | 3000243098 | 2014 | 0 | - | 0 | - | W
15447 | BILASPUR | BILASPUR | DH | Blood Bank | STETHOSCOPE | 1 | DIMOND | 0 | 0 | 3000243099 | 0 | 0 | - | 0 | - | W
15448 | BILASPUR | BILASPUR | DH | Blood Bank | NEEDLE DESTROYER | 1 | REMI | 0 | 0 | 3000243100 | 0 | 0 | - | 0 | - | W
15449 | BILASPUR | BILASPUR | DH | OPD | ELECTRIC STERILIZER | 1 | 0 | 0 | 0 | 3000347342 | 0 | 0 | - | 0 | - | W
15450 | BILASPUR | BILASPUR | DH | OPD | BP MACHINE | 1 | DIMOND | 0 | 0 | 3000347343 | 0 | 0 | - | 0 | - | W
15451 | BILASPUR | BILASPUR | DH | OPD | BP MACHINE | 1 | NAMAT T | 0 | 36014 | 3000347344 | 0 | 0 | - | 0 | - | W
15452 | BILASPUR | BILASPUR | DH | OPD | STETHOSCOPE | 1 | 0 | 0 | 0 | 3000347345 | 0 | 0 | - | 0 | - | W
15453 | BILASPUR | BILASPUR | DH | OPD | BP MACHINE | 1 | PREMFGR | 0 | 8710205 | 3000347346 | 0 | 0 | - | 0 | - | NW
15454 | BILASPUR | BILASPUR | DH | OPD | SHADOWLESS LAMP | 1 | 0 | 0 | 0 | 3000347347 | 0 | 0 | - | 0 | - | W
15455 | BILASPUR | BILASPUR | DH | OPD | NEEDLE DESTROYER | 1 | MICRO SIL INDIA | ND 350 | 1637 | 3000347348 | 0 | 0 | - | 0 | - | W
15456 | BILASPUR | BILASPUR | DH | OPD | WEIGHING MACHINE | 1 | KRUPS | 0 | 0 | 3000347349 | 0 | 0 | - | 0 | - | W
15457 | BILASPUR | BILASPUR | DH | OPD | DIGITAL BP MACHINE | 1 | SYSTOL | 0 | PR110500668 | 3000347350 | 0 | 0 | - | 0 | - | NW
15458 | BILASPUR | BILASPUR | DH | OPD | DEEP FREEZER | 1 | VESTF ROST | 0 | 35012019 | 3000347351 | 03/12/2013 | 0 | - | 0 | - | W
15459 | BILASPUR | BILASPUR | DH | OPD | ILR | 1 | HAIER | HBD 116 | 0 | 3000347352 | 03/17/203 | 0 | - | 0 | - | W
15460 | BILASPUR | BILASPUR | DH | OPD | DIGITAL BP MACHINE | 1 | SYSTAL | PR110500043 | 0 | 3000329062 | 0 | 0 | - | 0 | - | W
15461 | BILASPUR | BILASPUR | DH | OPD | NEEDLE DESTROYER | 1 | SATI LIFE | 0 | 0 | 3000347353 | 09/2015 | 0 | - | 0 | - | W
15462 | BILASPUR | BILASPUR | DH | OPD | BABY WEIGHING SCALE | 1 | CROWN | 0 | 0 | 3000347354 | 0 | 0 | - | 0 | - | W
15463 | BILASPUR | BILASPUR | DH | OPD | BP MACHINE | 1 | 0 | 0 | 0 | 3000347355 | 0 | 0 | - | 0 | - | W
15464 | BILASPUR | BILASPUR | DH | OPD | BP MACHINE | 1 | 0 | 0 | 0 | 3000347356 | 0 | 0 | - | 0 | - | W
15465 | BILASPUR | BILASPUR | DH | OT | SUCTION APPARATUS | 1 | 0 | 0 | 0 | 3000347357 | 0 | 0 | - | 0 | - | NW
15466 | BILASPUR | BILASPUR | DH | OT | SUCTION APPARATUS | 1 | 0 | 0 | 0 | 3000347358 | 0 | 0 | - | 0 | - | NW
15467 | BILASPUR | BILASPUR | DH | OT | SUCTION APPARATUS | 1 | 0 | 0 | 0 | 3000347359 | 0 | 0 | - | 0 | - | NW
15468 | BILASPUR | BILASPUR | DH | OT | SUCTION APPARATUS | 1 | 0 | 0 | 0 | 3000347360 | 0 | 0 | - | 0 | - | NW
15469 | BILASPUR | BILASPUR | DH | OT | FOETAL DOPPLER | 1 | 0 | 0 | 0 | 3000347361 | 0 | 0 | - | 0 | - | NW
15470 | BILASPUR | BILASPUR | DH | OT | PATIENT MONITOR | 1 | 0 | 0 | 0 | 3000347362 | 0 | 0 | - | 0 | - | NW
15471 | BILASPUR | BILASPUR | DH | OT | PATIENT MONITOR | 1 | 0 | 0 | MU60SA | 3000347363 | 0 | 0 | - | 0 | - | NW
15472 | BILASPUR | BILASPUR | DH | OT | AUTOCLAVE | 1 | 0 | 0 | 0 | 3000347364 | 0 | 0 | - | 0 | - | NW
15473 | BILASPUR | BILASPUR | DH | OT | PATIENT MONITOR | 1 | 0 | 0 | 0 | 3000347365 | 0 | 0 | - | 0 | - | NW
15474 | BILASPUR | BILASPUR | DH | OT | AUTOCLAVE | 1 | 0 | 0 | 0 | 3000347366 | 0 | 0 | - | 0 | - | NW
15475 | BILASPUR | BILASPUR | DH | OT | Moller weddel | 1 | HS | 0 | 0 | 3000347367 | 0 | 0 | - | 0 | - | NI
15476 | BILASPUR | BILASPUR | DH | OT | CENTRIFUGE MACHINE | 1 | VA11EYQD | 0 | 216151480 | 3000347368 | 0 | 0 | - | 0 | - | NW
15477 | BILASPUR | BILASPUR | DH | ENT DEPARTMENT | LIGHT SOURCE | 1 | 0 | 0 | 0 | 3000347369 | 0 | 0 | - | 0 | - | W
15478 | BILASPUR | BILASPUR | DH | ENT DEPARTMENT | LIGHT SOURCE | 1 | 0 | 0 | 0 | 3000347370 | 0 | 0 | - | 0 | - | W
15479 | BILASPUR | BILASPUR | DH | ENT DEPARTMENT | HYDRAULIC TABLE | 1 | MEDIKAET | 0 | 0 | 3000347371 | 0 | 0 | - | 0 | - | W
15480 | BILASPUR | BILASPUR | DH | ENT DEPARTMENT | PATIENT MONITOR | 1 | GOLDLAXY | G30 | CN32711894 | 3000347372 | 0 | 0 | - | 0 | - | W
15481 | BILASPUR | BILASPUR | DH | ENT DEPARTMENT | ANESTHESIA MACHINE | 1 | 0 | 0 | 0 | 3000347373 | 0 | 0 | - | 0 | - | W
15482 | BILASPUR | BILASPUR | DH | ENT DEPARTMENT | SLIT LAMP | 1 | 0 | 0 | 0 | 3000347374 | 0 | 0 | - | 0 | - | W
15483 | BILASPUR | BILASPUR | DH | OT | SHADOWLESS LAMP | 1 | 0 | 0 | 0 | 3000347375 | 0 | 0 | - | 0 | - | W
15484 | BILASPUR | BILASPUR | DH | OT | SUCTION APPARATUS | 1 | 0 | 0 | 0 | 3000347376 | 0 | 0 | - | 0 | - | W
15485 | BILASPUR | BILASPUR | DH | OT | RADIANT WARMER | 1 | MEDI LAE | 250W-ANL | 012-0131287 | 3000347377 | 0 | 0 | - | 0 | - | W
15486 | BILASPUR | BILASPUR | DH | OT | RADIANT WARMER | 1 | BIRD MEDITECH | 0 | BM/RW/8910910 | 3000347378 | 0 | 0 | - | 0 | - | W
15487 | BILASPUR | BILASPUR | DH | OT | RADIANT WARMER | 1 | DELTA | 0 | CRHW200301 | 3000347379 | 0 | 0 | - | 0 | - | NW
15488 | BILASPUR | BILASPUR | DH | OT | BABY WEIGHING SCALE | 1 | CROWN | 0 | 0 | 3000347380 | 0 | 0 | - | 0 | - | W
15489 | BILASPUR | BILASPUR | DH | OT | FOGGER | 1 | STERYI | 0 | 20052 | 3000347381 | 0 | 0 | - | 0 | - | W
15490 | BILASPUR | BILASPUR | DH | OT | FOOT OPERATED SUCTION APPARATUS | 1 | SHIVA | 0 | 0 | 3000347382 | 0 | 0 | - | 0 | - | W
15491 | BILASPUR | BILASPUR | DH | OT | PATIENT MONITOR | 1 | S CURE | CMS | 8F1161G0011 | 3000347383 | 0 | 0 | - | 0 | - | W
15492 | BILASPUR | BILASPUR | DH | OT | ANESTHESIA MACHINE | 1 | ALED JAPITER PLUS | 0 | 0 | 3000347384 | 0 | 0 | - | 0 | - | W
15493 | BILASPUR | BILASPUR | DH | OT | BP MACHINE | 1 | DIMOND | 0 | 0 | 3000347385 | 0 | 0 | - | 0 | - | W
15494 | BILASPUR | BILASPUR | DH | OT | HYDRAULIC TABLE | 1 | 0 | 0 | 0 | 3000347386 | 0 | 0 | - | 0 | - | W
15495 | BILASPUR | BILASPUR | DH | OT | SHADOWLESS LAMP | 1 | 0 | 0 | 0 | 3000347387 | 0 | 0 | - | 0 | - | W
15496 | BILASPUR | BILASPUR | DH | OT | C-ARM IMAGE INTENSIFIER | 1 | MDICO | 0 | 67B028 | 3000347388 | 0 | 0 | - | 0 | - | NW
15497 | BILASPUR | BILASPUR | DH | OT | CAUTARY MACHINE | 1 | MEDI CAP | 250 WANL | 074/075/030 | 3000347389 | 0 | 0 | - | 0 | - | W
15498 | BILASPUR | BILASPUR | DH | OT | NEEDLE DESTROYER | 1 | MICRO SIP | 0 | 0 | 3000347390 | 0 | 0 | - | 0 | - | W
15499 | BILASPUR | BILASPUR | DH | OT | AUTOCLAVE | 1 | FEBWELL ENGIHEERS | VC/4-61E | V-2009 | 3000347391 | 0 | 0 | - | 0 | - | W
15500 | BILASPUR | BILASPUR | DH | OT | CENTRIFUGE MACHINE | 1 | 0 | 0 | 0 | 3000347392 | 0 | 0 | - | 0 | - | W
15501 | BILASPUR | BILASPUR | DH | OT | WEIGHING MACHINE | 1 | KRUPS | 0 | 0 | 3000347393 | 0 | 0 | - | 0 | - | W
15502 | BILASPUR | BILASPUR | DH | OT | AIR ULTIMA | 1 | FYUMI GETNG | 0 | 0 | 3000347394 | 0 | 0 | - | 0 | - | NW
15503 | BILASPUR | BILASPUR | DH | OT | BP MACHINE | 1 | 0 | 0 | 0 | 3000347395 | 0 | 0 | - | 0 | - | NW
15504 | BILASPUR | BILASPUR | DH | OT | BP MACHINE | 1 | 0 | 0 | 0 | 3000347396 | 0 | 0 | - | 0 | - | NW
15505 | BILASPUR | BILASPUR | DH | OT | ANESTHESIA MACHINE | 1 | ME | 0 | 0 | 3000347397 | 0 | 0 | - | 0 | - | NW
15506 | BILASPUR | BILASPUR | DH | OT | ELECTRIC STERILIZER | 1 | 0 | 0 | 0 | 3000347398 | 0 | 0 | - | 0 | - | W
15507 | BILASPUR | BILASPUR | DH | ENT DEPARTMENT | MICROSCOPE | 1 | ZEISS | 0 | 6635301645 | 3000347308 | 0 | 0 | - | 0 | - | W
15508 | BILASPUR | BILASPUR | DH | ENT DEPARTMENT | MICROSCOPE | 1 | ZEISS | 0 | 6635322472 | 3000347309 | 0 | 0 | - | 0 | - | W
15509 | BILASPUR | BILASPUR | DH | ENT DEPARTMENT | MICROSCOPE | 1 | ZEISS | 0 | 0 | 3000347310 | 0 | 0 | - | 0 | - | NW
15510 | BILASPUR | BILASPUR | DH | ENT DEPARTMENT | Moller weddel | 1 | HS | FS-1-12 | 654 | DE | 0 | 0 | - | 0 | - | W
15511 | BILASPUR | BILASPUR | DH | ENT DEPARTMENT | ELECTRIC STERILIZER | 1 | STERI | 0 | 0 | 3000347312 | 0 | 0 | - | 0 | - | NW
15512 | BILASPUR | BILASPUR | DH | ENT DEPARTMENT | AUTOCLAVE | 1 | 0 | 0 | 0 | 3000347313 | 0 | 0 | - | 0 | - | W
15513 | BILASPUR | BILASPUR | DH | ENT DEPARTMENT | MICROSCOPE | 1 | ZEISS | 0 | 0 | 3000347320 | 0 | 0 | - | 0 | - | W
15514 | BILASPUR | BILASPUR | DH | ENT DEPARTMENT | CENTRIFUGE MACHINE | 1 | 0 | 0 | 0 | 3000347321 | 0 | 0 | - | 0 | - | W
15515 | BILASPUR | BILASPUR | DH | ENT DEPARTMENT | AUTOCLAVE | 1 | 0 | 0 | 0 | 3000347322 | 0 | 0 | - | 0 | - | NW
15516 | BILASPUR | BILASPUR | DH | ENT DEPARTMENT | AUTOCLAVE | 1 | 0 | 0 | 0 | 3000347323 | 0 | 0 | - | 0 | - | NW
15517 | BILASPUR | BILASPUR | DH | ENT DEPARTMENT | BP MACHINE | 1 | DIMO ND | 0 | 0 | 3000347324 | 0 | 0 | - | 0 | - | W
15518 | BILASPUR | BILASPUR | DH | ENT DEPARTMENT | DIGITAL BP MACHINE | 1 | SYSTOI | 0 | PR110500039 | 3000347325 | 0 | 0 | - | 0 | - | W
15519 | BILASPUR | BILASPUR | DH | ENT DEPARTMENT | AUTOCLAVE | 1 | 0 | 0 | 0 | 3000347314 | 0 | 0 | - | 0 | - | W
15520 | BILASPUR | BILASPUR | DH | ENT DEPARTMENT | AUTOCLAVE | 1 | 0 | 0 | 0 | 3000347315 | 0 | 0 | - | 0 | - | NW
15521 | BILASPUR | BILASPUR | DH | ENT DEPARTMENT | CENTRIFUGE MACHINE | 1 | 0 | 0 | 0 | 3000347316 | 0 | 0 | - | 0 | - | W
15522 | BILASPUR | BILASPUR | DH | ENT DEPARTMENT | CENTRIFUGE MACHINE | 1 | 0 | 0 | 0 | 3000347317 | 0 | 0 | - | 0 | - | W
15523 | BILASPUR | BILASPUR | DH | ENT DEPARTMENT | ELECTRIC STERILIZER | 1 | 0 | 0 | 0 | 3000347318 | 0 | 0 | - | 0 | - | W
15524 | BILASPUR | BILASPUR | DH | ENT DEPARTMENT | SUCTION APPARATUS | 1 | 0 | 0 | 0 | 3000347319 | 0 | 0 | - | 0 | - | NW
15525 | BILASPUR | BILASPUR | DH | ENT DEPARTMENT | STETHOSCOPE | 1 | 0 | 0 | 0 | 3000347326 | 0 | 0 | - | 0 | - | W
15526 | BILASPUR | BILASPUR | DH | ENT DEPARTMENT | SHADOWLESS OT LIGHT | 1 | LIGHT MED | 0 | 0 | 3000347327 | 0 | 0 | - | 0 | - | W
15527 | BILASPUR | BILASPUR | DH | ENT DEPARTMENT | SLIT LAMP | 1 | APPAS AMY | ALA ITSS | 153080222 | 3000347328 | 0 | 0 | - | 0 | - | W
15528 | BILASPUR | BILASPUR | DH | ENT DEPARTMENT | YAG LASER | 1 | APPAS AMY | ALAIZSS | 154090029 | 3000347329 | 0 | 0 | - | 0 | - | W
15529 | BILASPUR | BILASPUR | DH | ENT DEPARTMENT | AUTO REFRACTOMETER | 1 | APPAS AMY | 0 | 0 | 3000347330 | 0 | 0 | - | 0 | - | W
15530 | BILASPUR | BILASPUR | DH | ENT DEPARTMENT | BIO METER | 1 | APPAS AMY | 0 | 90720407H | 3000347331 | 0 | 0 | - | 0 | - | W
15531 | BILASPUR | BILASPUR | DH | ENT DEPARTMENT | MICROSCOPE | 1 | LEICA | M690 | 140896035 | 3000347332 | 0 | 0 | - | 0 | - | NW
15532 | BILASPUR | BILASPUR | DH | ENT DEPARTMENT | ELECTRIC STERILIZER | 1 | 0 | 0 | 0 | 3000347333 | 0 | 0 | - | 0 | - | W
15533 | BILASPUR | BILASPUR | DH | ENT DEPARTMENT | Moller weddel | 1 | HS | 415 | 0 | 3000347334 | 0 | 0 | - | 0 | - | W
15534 | BILASPUR | BILASPUR | DH | ENT DEPARTMENT | ALPHABETIC VISION CHART | 1 | FRIEND | 0 | 0 | 3000347335 | 0 | 0 | - | 0 | - | W
15535 | BILASPUR | BILASPUR | DH | ENT DEPARTMENT | PATIENT MONITOR | 1 | 0 | 0 | 0 | 3000347399 | 0 | 0 | - | 0 | - | W
15536 | BILASPUR | BILASPUR | DH | ENT DEPARTMENT | AUTO REFRACTOMETER | 1 | 0 | 0 | 0 | 3000347400 | 0 | 0 | - | 0 | - | W
15537 | BILASPUR | BILASPUR | DH | ENT DEPARTMENT | SLIT LAMP | 1 | APPA SANY | 0 | 1511140146 | 3000347340 | 0 | 0 | - | 0 | - | W
15538 | BILASPUR | BILASPUR | DH | ENT DEPARTMENT | AUTO ANALYZER | 1 | CANON | 0 | 0 | 3000347341 | 0 | 0 | - | 0 | - | W
15539 | BILASPUR | BILASPUR | DH | ENT DEPARTMENT | YAG LASER | 1 | 0 | 0 | 0 | 3000347401 | 0 | 0 | - | 0 | - | W
15540 | BILASPUR | BILASPUR | DH | Dental Dept. | DENTAL CHAIR | 1 | CROWN DENT | 0 | 0 | 3000347336 | 0 | 0 | - | 0 | - | NW
15541 | BILASPUR | BILASPUR | DH | Dental Dept. | ELECTRIC STERILIZER | 1 | PRINCE | 0 | 0 | 3000347337 | 0 | 0 | - | 0 | - | W
15542 | BILASPUR | BILASPUR | DH | Dental Dept. | DENTAL CHAIR | 1 | 0 | 0 | DK2725640SE | 3000347338 | 0 | 0 | - | 0 | - | W
15543 | BILASPUR | BILASPUR | DH | Dental Dept. | X-RAY MACHINE | 1 | 0 | 0 | 0 | 3000347339 | 0 | 0 | - | 0 | - | W
15544 | BILASPUR | BILASPUR | DH | Dental Dept. | DENTAL CHAIR | 1 | ARPHI | 0 | 0 | 3000347402 | 0 | 0 | - | 0 | - | W
15545 | BILASPUR | BILASPUR | DH | SNCU | RADIANT WARMER | 1 | PHOENIX | 0 | T1011 | 3000347251 | 01/2015 | 0 | - | 0 | - | W
15546 | BILASPUR | BILASPUR | DH | SNCU | RADIANT WARMER | 1 | PHOENIX | 0 | T1008 | 3000347252 | 01/2015 | 0 | - | 0 | - | W
15547 | BILASPUR | BILASPUR | DH | SNCU | RADIANT WARMER | 1 | PHOENIX | 0 | T1007 | 3000347253 | 01/2015 | 0 | - | 0 | - | W
15548 | BILASPUR | BILASPUR | DH | SNCU | RADIANT WARMER | 1 | PHOENIX | 0 | T1009 | 3000347254 | 01/2015 | 0 | - | 0 | - | W
15549 | BILASPUR | BILASPUR | DH | SNCU | RADIANT WARMER | 1 | PHOENIX | 0 | T1004 | 3000347255 | 01/2015 | 0 | - | 0 | - | W
15550 | BILASPUR | BILASPUR | DH | SNCU | BABY PHOTOTHERAPY UNIT | 1 | PHOENIX | 0 | 1694 | 3000347256 | 01/2015 | 0 | - | 0 | - | W
15551 | BILASPUR | BILASPUR | DH | SNCU | BABY PHOTOTHERAPY UNIT | 1 | PHOENIX | 0 | 1382 | 3000347257 | 01/2015 | 0 | - | 0 | - | W
15552 | BILASPUR | BILASPUR | DH | SNCU | DIGITAL WEIGHING MACHINE | 1 | ESSAE | BS-250 | 25014131650 | 3000347258 | 01/2015 | 0 | - | 0 | - | W
15553 | BILASPUR | BILASPUR | DH | SNCU | OXYGEN CONCENTRATOR | 1 | BPL | 0 | 0 | 3000347259 | 01/2015 | 0 | - | 0 | - | W
15554 | BILASPUR | BILASPUR | DH | SNCU | FOOT OPERATED SUCTION APPARATUS | 1 | SHIVA | 0 | 0 | 3000347260 | 01/2015 | 0 | - | 0 | - | W
15555 | BILASPUR | BILASPUR | DH | SNCU | FOOT OPERATED SUCTION APPARATUS | 1 | SHIVA | 0 | 0 | 3000347261 | 01/2015 | 0 | - | 0 | - | W
15556 | BILASPUR | BILASPUR | DH | SNCU | INFUSION PUMP | 1 | MAESTROS | MIP 100 | 1108124-44 | 3000347262 | 01/2015 | 0 | - | 0 | - | W
15557 | BILASPUR | BILASPUR | DH | SNCU | SUCTION APPARATUS | 1 | BIOT PLUS | 0 | 0 | 3000347263 | 01/2015 | 0 | - | 0 | - | W
15558 | BILASPUR | BILASPUR | DH | SNCU | DIGITAL WEIGHING MACHINE | 1 | ESAE | BS-250 | 25014131649 | 3000347264 | 01/2015 | 0 | - | 0 | - | W
15559 | BILASPUR | BILASPUR | DH | SNCU | RADIANT WARMER | 1 | PHOENIX | 0 | T1002 | 3000347265 | 01/2015 | 0 | - | 0 | - | W
15560 | BILASPUR | BILASPUR | DH | SNCU | RADIANT WARMER | 1 | PHOENIX | 0 | T1003 | 3000347266 | 01/2015 | 0 | - | 0 | - | W
15561 | BILASPUR | BILASPUR | DH | SNCU | RADIANT WARMER | 1 | PHOENIX | 0 | T1012 | 3000347267 | 01/2015 | 0 | - | 0 | - | W
15562 | BILASPUR | BILASPUR | DH | SNCU | RADIANT WARMER | 1 | PHOENIX | 0 | T1001 | 3000347268 | 01/2015 | 0 | - | 0 | - | W
15563 | BILASPUR | BILASPUR | DH | SNCU | RADIANT WARMER | 1 | PHOENIX | 0 | T1010 | 3000347269 | 01/2015 | 0 | - | 0 | - | W
15564 | BILASPUR | BILASPUR | DH | SNCU | RADIANT WARMER | 1 | PHOENIX | 0 | T1006 | 3000347270 | 01/2015 | 0 | - | 0 | - | W
15565 | BILASPUR | BILASPUR | DH | SNCU | RADIANT WARMER | 1 | PHOENIX | 0 | T1005 | 3000347271 | 01/2015 | 0 | - | 0 | - | W
15566 | BILASPUR | BILASPUR | DH | SNCU | OXYGEN CONCENTRATOR | 1 | BPL | OG42003 | AXTC1J6912 | 3000347272 | 01/2015 | 0 | - | 0 | - | W
15567 | BILASPUR | BILASPUR | DH | SNCU | X-RAY MACHINE | 1 | ALLENGERS | 60CBM/APR | 2K90406145-X | 3000347273 | 01/2015 | 0 | - | 0 | - | W
15568 | BILASPUR | BILASPUR | DH | SNCU | BABY PHOTOTHERAPY UNIT | 1 | PHOENIX | 0 | 1385 | 3000347274 | 01/2015 | 0 | - | 0 | - | W
15569 | BILASPUR | BILASPUR | DH | SNCU | BABY PHOTOTHERAPY UNIT | 1 | PHONIX | 0 | 1696 | 3000347275 | 01/2015 | 0 | - | 0 | - | W
15570 | BILASPUR | BILASPUR | DH | SNCU | SUCTION APPARATUS | 1 | BIOT PLUS | 0 | 0 | 3000347276 | 01/2015 | 0 | - | 0 | - | W
15571 | BILASPUR | BILASPUR | DH | SNCU | INFUSION PUMP | 1 | AITECS | 0 | A62112776 | 3000347277 | 01/2015 | 0 | - | 0 | - | W
15572 | BILASPUR | BILASPUR | DH | SNCU | STETHOSCOPE | 1 | DIMOND | 0 | 0 | 3000347278 | 01/2015 | 0 | - | 0 | - | W
15573 | BILASPUR | BILASPUR | DH | SNCU | STETHOSCOPE | 1 | DIMOD | 0 | 0 | 3000347279 | 01/2015 | 0 | - | 0 | - | W
15574 | BILASPUR | BILASPUR | DH | SNCU | STETHOSCOPE | 1 | DIMOND | 0 | 0 | 3000347280 | 01/2015 | 0 | - | 0 | - | W
15575 | BILASPUR | BILASPUR | DH | SNCU | STETHOSCOPE | 1 | DIMOND | 0 | 0 | 3000347281 | 01/2015 | 0 | - | 0 | - | W
15576 | BILASPUR | BILASPUR | DH | SNCU | STETHOSCOPE | 1 | SCHI LLER | 0 | 0 | 3000347282 | 01/2015 | 0 | - | 0 | - | W
15577 | BILASPUR | BILASPUR | DH | SNCU | STETHOSCOPE | 1 | DIMOND | 0 | 0 | 3000347283 | 01/2015 | 0 | - | 0 | - | W
15578 | BILASPUR | BILASPUR | DH | SNCU | CAUTARY MACHINE | 1 | SCHI LLER | 0 | 0 | 3000347284 | 01/2015 | 0 | - | 0 | - | W
15579 | BILASPUR | BILASPUR | DH | SNCU | STETHOSCOPE | 1 | DIMOND | 0 | 0 | 3000347285 | 01/2015 | 0 | - | 0 | - | W
15580 | BILASPUR | BILASPUR | DH | SNCU | BABY PHOTOTHERAPY UNIT | 1 | 0 | 0 | 0 | 3000347286 | 01/2015 | 0 | - | 0 | - | W
15581 | BILASPUR | BILASPUR | DH | SNCU | BABY PHOTOTHERAPY UNIT | 1 | 0 | 0 | 0 | 3000347287 | 01/2015 | 0 | - | 0 | - | NW
15582 | BILASPUR | BILASPUR | DH | SNCU | BABY PHOTOTHERAPY UNIT | 1 | PHONIX | 0 | 1667 | 3000347288 | 01/2015 | 0 | - | 0 | - | W
15583 | BILASPUR | BILASPUR | DH | SNCU | BABY PHOTOTHERAPY UNIT | 1 | PHONIX | 0 | 1697 | 3000347289 | 01/2015 | 0 | - | 0 | - | W
15584 | BILASPUR | BILASPUR | DH | SNCU | BABY PHOTOTHERAPY UNIT | 1 | PHONIX | 0 | 1698 | 3000347290 | 01/2015 | 0 | - | 0 | - | W
15585 | BILASPUR | BILASPUR | DH | SNCU | BABY PHOTOTHERAPY UNIT | 1 | PHONIX | 0 | 1695 | 3000347291 | 01/2015 | 0 | - | 0 | - | W
15586 | BILASPUR | BILASPUR | DH | SNCU | SHADOWLESS OT LIGHT | 1 | T BASCO | 0 | 0 | 3000347292 | 01/2015 | 0 | - | 0 | - | W
15587 | BILASPUR | BILASPUR | DH | SNCU | SHADOWLESS OT LIGHT | 1 | T BASCO | 0 | 0 | 3000347293 | 01/2015 | 0 | - | 0 | - | W
15588 | BILASPUR | BILASPUR | DH | SNCU | CENTRIFUGE MACHINE | 1 | 0 | 0 | 0 | 3000347294 | 01/2015 | 0 | - | 0 | - | W
15589 | BILASPUR | BILASPUR | DH | SNCU | SUCTION APPARATUS | 1 | ALFA SERIE | 0 | 0 | 3000347295 | 01/2015 | 0 | - | 0 | - | W
15590 | BILASPUR | BILASPUR | DH | SNCU | AUTOCLAVE | 1 | 0 | 0 | 0 | 3000347296 | 01/2015 | 0 | - | 0 | - | NI
15591 | BILASPUR | BILASPUR | DH | SNCU | DIGITAL WEIGHING MACHINE | 1 | ESSAE | 0 | 0 | 3000347297 | 01/2015 | 0 | - | 0 | - | NI
15592 | BILASPUR | BILASPUR | DH | SNCU | STETHOSCOPE | 1 | DIMOND | 0 | 0 | 3000347298 | 01/2015 | 0 | - | 0 | - | NW
15593 | BILASPUR | BILASPUR | DH | SNCU | INFUSION PUMP | 1 | 0 | 0 | 0 | 3000347299 | 01/2015 | 0 | - | 0 | - | W
15594 | BILASPUR | BILASPUR | DH | SNCU | SUCTION APPARATUS | 1 | 0 | 0 | 0 | 3000347300 | 01/2015 | 0 | - | 0 | - | W
15595 | BILASPUR | BILASPUR | DH | SNCU | INFUSION PUMP | 1 | 0 | 0 | 0 | 3000347301 | 01/2015 | 0 | - | 0 | - | NW
15596 | BILASPUR | BILASPUR | DH | SNCU | INFUSION PUMP | 1 | 0 | 0 | 0 | 3000347302 | 01/2015 | 0 | - | 0 | - | NW
15597 | BILASPUR | BILASPUR | DH | SNCU | INFUSION PUMP | 1 | 0 | 0 | 0 | 3000347303 | 01/2015 | 0 | - | 0 | - | NW
15598 | BILASPUR | BILASPUR | DH | SNCU | INFUSION PUMP | 1 | 0 | 0 | 0 | 3000347304 | 01/2015 | 0 | - | 0 | - | NW
15599 | BILASPUR | BILASPUR | DH | SNCU | INFUSION PUMP | 1 | 0 | 0 | 0 | 3000347305 | 01/2015 | 0 | - | 0 | - | NW
15600 | BILASPUR | BILASPUR | DH | SNCU | GLUCO METER | 1 | 0 | 0 | 0 | 3000347306 | 01/2015 | 0 | - | 0 | - | W
15601 | BILASPUR | BILASPUR | DH | SNCU | INFUSION PUMP | 1 | 0 | 0 | 0 | 3000347307 | 01/2015 | 0 | - | 0 | - | W
15602 | BILASPUR | Bilashpur | Civil Hospital | Other Dept.
15603 | BILASPUR | Ratanpur | Civil Hospital | Other Dept.
15604 | BILASPUR | Chiingrajpara | CIVIL DISPENSERY | Other Dept.
15605 | BILASPUR | CHINGRAJPARA | UPHC | OPD | BP MACHINE | 1 | PREMIER | 0 | 87092001 | 3000347033 | 0 | 0 | - | 0 | - | NW
15606 | BILASPUR | CHINGRAJPARA | UPHC | OPD | BP MACHINE | 1 | DIAMOND | 0 | 1187 | 3000347034 | 0 | 0 | - | 0 | - | W
15607 | BILASPUR | CHINGRAJPARA | UPHC | DELIVERY ROOM | SHADOWLESS LAMP | 1 | 0 | 0 | 0 | 3000347035 | 0 | 0 | - | 0 | - | NW
15608 | BILASPUR | CHINGRAJPARA | UPHC | DELIVERY ROOM | ELECTRIC STERILIZER | 1 | 0 | 0 | 0 | 3000347036 | 0 | 0 | - | 0 | - | W
15609 | BILASPUR | CHINGRAJPARA | UPHC | DELIVERY ROOM | ECG RECORDER | 1 | PHILIPS | 0 | 0 | 3000347037 | 0 | 0 | - | 0 | - | W
15610 | BILASPUR | CHINGRAJPARA | UPHC | DELIVERY ROOM | AUTOCLAVE | 1 | 0 | 0 | 0 | 3000347038 | 0 | 0 | - | 0 | - | W
15611 | BILASPUR | CHINGRAJPARA | UPHC | OPD | MICROSCOPE | 1 | MOBLE | 0 | 0 | 3000347039 | 0 | 0 | - | 0 | - | W
15612 | BILASPUR | High court | CIVIL DISPENSERY | Other Dept.
15613 | BILASPUR | junapara | CIVIL DISPENSERY | Other Dept.
15614 | BILASPUR | SAKARI | UPHC | OPD | BP MACHINE | 1 | 0 | 0 | 0 | 3000347044 | 0 | 0 | - | 0 | - | W
15615 | BILASPUR | SAKARI | UPHC | OPD | DEEP FREEZER | 1 | HIER | 0 | 0 | 3000347045 | 0 | 0 | - | 0 | - | NW
15616 | BILASPUR | SAKARI | UPHC | OPD | DEEP FREEZER | 1 | HIER | 0 | 0 | 3000347046 | 0 | 0 | - | 0 | - | NW
15617 | BILASPUR | SAKARI | UPHC | OPD | SUCTION APPARATUS | 1 | 0 | 0 | 0 | 3000347047 | 0 | 0 | - | 0 | - | NW
15618 | BILASPUR | TALAPARA | UPHC | OPD | BP MACHINE | 1 | 0 | 0 | 0 | 3000347040 | 0 | 0 | - | 0 | - | NW
15619 | BILASPUR | TALAPARA | UPHC | OPD | BP MACHINE | 1 | 0 | 0 | 0 | 3000347041 | 0 | 0 | - | 0 | - | NW
15620 | BILASPUR | TALAPARA | UPHC | OPD | BP MACHINE | 1 | DIMOND | 0 | 0 | 3000347042 | 0 | 0 | - | 0 | - | W
15621 | BILASPUR | TALAPARA | UPHC | OPD | ELECTRIC STERILIZER | 1 | 0 | 0 | 0 | 3000347043 | 0 | 0 | - | 0 | - | W
15622 | BILASPUR | yadunandan nagar | CIVIL DISPENSERY | Other Dept.
15623 | BILASPUR | mungeli | CIVIL DISPENSERY | Other Dept.
15624 | BILASPUR | pachpedi | CIVIL DISPENSERY | Other Dept.
15625 | BILASPUR | BILHA | CHC | ENT DEPARTMENT | ALPHABETIC VISION CHART | 1 | - | - | - | 3000263524 | 2010 | 0 | - | 0 | - | W
15626 | BILASPUR | BILHA | CHC | ENT DEPARTMENT | TRAIL LANCE BOX | 1 | JAGGI | T19051111 | - | 3000263525 | 0 | 0 | - | 0 | - | W
15627 | BILASPUR | BILHA | CHC | ENT DEPARTMENT | ALPHABETIC VISION CHART | 1 | - | - | - | 3000263526 | 0 | 0 | - | 0 | - | NW
15628 | BILASPUR | BILHA | CHC | DELIVERY ROOM | DELIVERY TABLE | 1 | - | - | - | 3000263527 | 0 | 0 | - | 0 | - | NW
15629 | BILASPUR | BILHA | CHC | DELIVERY ROOM | DELIVERY TABLE | 1 | - | - | - | 3000263528 | 0 | 0 | - | 0 | - | W
15630 | BILASPUR | BILHA | CHC | DELIVERY ROOM | DELIVERY TABLE | 1 | - | - | - | 3000263529 | 0 | 0 | - | 0 | - | W
15631 | BILASPUR | BILHA | CHC | DELIVERY ROOM | BABY WEIGHING SCALE | 1 | CROWN | - | - | 3000263530 | 0 | 0 | - | 0 | - | W
15632 | BILASPUR | BILHA | CHC | DELIVERY ROOM | SUCTION APPARATUS | 1 | - | - | - | 3000263531 | 0 | 0 | - | 0 | - | W
15633 | BILASPUR | BILHA | CHC | DELIVERY ROOM | Oxygen Cylinder | 1 | - | - | - | 3000263532 | 0 | 0 | - | 0 | - | W
15634 | BILASPUR | BILHA | CHC | DELIVERY ROOM | SUCTION APPARATUS | 1 | - | - | - | 3000263533 | 0 | 0 | - | 0 | - | W
15635 | BILASPUR | BILHA | CHC | DELIVERY ROOM | RADIANT WARMER | 1 | BIRD | - | - | 3000263534 | 0 | 0 | - | 0 | - | W
15636 | BILASPUR | BILHA | CHC | DELIVERY ROOM | SHADOWLESS LAMP | 1 | - | - | - | 3000263535 | 0 | 0 | - | 0 | - | W
15637 | BILASPUR | BILHA | CHC | Pathology Lab. | BINOCULAR MICROSCOPE | 1 | PRIMO STAR | GMBH | 3116011140 | 3000263536 | 2007 | 0 | - | 0 | - | W
15638 | BILASPUR | BILHA | CHC | Pathology Lab. | BLOOD CELL COUNTER | 1 | - | - | - | 3000263537 | 0 | 0 | - | 0 | - | W
15639 | BILASPUR | BILHA | CHC | Pathology Lab. | CENTRIFUGE MACHINE | 1 | ALMICRO | - | - | 3000263538 | 2015 | 0 | - | 0 | - | W
15640 | BILASPUR | BILHA | CHC | Pathology Lab. | ELECTROLYTE ANALYZER | 1 | SNAPPAK | - | 3112349 | 3000263539 | 3/3/2015 | 0 | - | 0 | - | W
15641 | BILASPUR | BILHA | CHC | Pathology Lab. | AUTO ANALYZER | 1 | NEO | - | WR47015649 | 3000263540 | 3/3/2015 | 0 | - | 0 | - | W
15642 | BILASPUR | BILHA | CHC | Pathology Lab. | PIPPETS | 1 | ROCHE | 1100 | UX09643752 | 3000263541 | 3/3/2015 | 0 | - | 0 | - | W
15643 | BILASPUR | BILHA | CHC | Pathology Lab. | NEEDLE DESTROYER | 1 | - | ND 360 | 845/3 | 3000263542 | 0 | 0 | - | 0 | - | W
15644 | BILASPUR | BILHA | CHC | Pathology Lab. | HB METER | 1 | SPAN | - | SP00325 | 3000263543 | 0 | 0 | - | 0 | - | NW
15645 | BILASPUR | BILHA | CHC | Dental Dept. | DENTAL CHAIR | 1 | CHESA | VS2505 | - | 3000263544 | 2015 | 0 | - | 0 | - | NI
15646 | BILASPUR | BILHA | CHC | Dental Dept. | DENTAL CHAIR | 1 | - | - | E305739016 | 3000263545 | 2015 | 0 | - | 0 | - | NI
15647 | BILASPUR | BILHA | CHC | Nursing Duty Room | RADIANT WARMER | 1 | CE0123 | 1023 | BM/CPT/31/0910 | 3000263546 | 2011 | 0 | - | 0 | - | W
15648 | BILASPUR | BILHA | CHC | Nursing Duty Room | RADIANT WARMER | 1 | CE0470 | - | - | 3000263547 | 2011 | 0 | - | 0 | - | W
15649 | BILASPUR | BILHA | CHC | Nursing Duty Room | RADIANT WARMER | 1 | CE0470 | - | BM/RUO/46/0910 | 3000263548 | 0 | 0 | - | 0 | - | W
15650 | BILASPUR | BILHA | CHC | Nursing Duty Room | RADIANT WARMER | 1 | - | - | BM/RW/101/0910 | 3000263549 | 0 | 0 | - | 0 | - | W
15651 | BILASPUR | BILHA | CHC | Nursing Duty Room | RADIANT WARMER | 1 | - | - | BM/RW/44/0910 | 3000263550 | 0 | 0 | - | 0 | - | W
15652 | BILASPUR | BILHA | CHC | Blood Bank | BLOOD STORAGE REFRIGERATOR | 1 | YORK SCIENTIFIC INDUSTRIY PVT LTD | YSI 572 | 950410 | 3000263551 | 0 | 0 | - | 0 | - | W
15653 | BILASPUR | BILHA | CHC | Blood Bank | CENTRIFUGE MACHINE | 1 | - | - | - | 3000263552 | 0 | 0 | - | 0 | - | NI
15654 | BILASPUR | BILHA | CHC | Blood Bank | CENTRIFUGE MACHINE | 1 | - | - | - | 3000263553 | 0 | 0 | - | 0 | - | NI
15655 | BILASPUR | BILHA | CHC | Blood Bank | CENTRIFUGE MACHINE | 1 | - | - | - | 3000263554 | 0 | 0 | - | 0 | - | NI
15656 | BILASPUR | BILHA | CHC | RADIOLOGY Dept. | X-RAY MACHINE | 1 | - | - | - | 3000096395 | 0 | 0 | - | 0 | - | NW
15657 | BILASPUR | BARTOORI | PHC | GYAENEC.OPD | ELECTRIC STERILIZER | 1 | ATLASH | 0 | 09F10105 | 3000243001 | 0 | 0 | - | 0 | - | W
15658 | BILASPUR | BARTOORI | PHC | GYAENEC.OPD | BABY WEIGHING SCALE | 1 | SHUVARNA | 0 | 0 | 3000243002 | 0 | 0 | - | 0 | - | W
15659 | BILASPUR | BARTOORI | PHC | GYAENEC.OPD | SUCTION APPARATUS | 1 | 0 | 0 | 0 | 3000243003 | 0 | 0 | - | 0 | - | W
15660 | BILASPUR | BARTOORI | PHC | GYAENEC.OPD | NEEDLE DESTROYER | 1 | SARATECH | 100VA160/VA | 1267 | 3000243004 | 0 | 0 | - | 0 | - | W
15661 | BILASPUR | BARTOORI | PHC | GYAENEC.OPD | FOETAL DOPPLER | 1 | GOLD STAR | 0 | 0 | 3000243005 | 0 | 0 | - | 0 | - | W
15662 | BILASPUR | BARTOORI | PHC | GYAENEC.OPD | NEBULIZER | 1 | SMARTCARE | 0 | 0 | 3000243006 | 0 | 0 | - | 0 | - | W
15663 | BILASPUR | BARTOORI | PHC | GYAENEC.OPD | BP MACHINE | 1 | DIAMOND | 0 | 1836 | 3000243008 | 0 | 0 | - | 0 | - | W
15664 | BILASPUR | BARTOORI | PHC | GYAENEC.OPD | BP MACHINE | 1 | DIAMOND | 0 | 9248 | 3000243007 | 0 | 0 | - | 0 | - | W
15665 | BILASPUR | BARTOORI | PHC | GYAENEC.OPD | VERTICAL AUTOCLAVE | 1 | 0 | 0 | 0 | 3000243009 | 0 | 0 | - | 0 | - | NI
15666 | BILASPUR | BARTOORI | PHC | GYAENEC.OPD | VERTICAL AUTOCLAVE | 1 | 0 | 0 | 0 | 3000243010 | 0 | 0 | - | 0 | - | NI
15667 | BILASPUR | BELTARA | PHC | OPD | BP MACHINE | 1 | DIMOND | 0 | 49812 | 3000347176 | 0 | 0 | - | 0 | - | W
15668 | BILASPUR | BELTARA | PHC | OPD | SUCTION APPARATUS | 1 | 0 | 0 | 0 | 3000347177 | 0 | 0 | - | 0 | - | W
15669 | BILASPUR | BELTARA | PHC | Pathology Lab. | MICROSCOPE | 1 | LABOMED | 0 | 141175007 | 3000347178 | 0 | 0 | - | 0 | - | W
15670 | BILASPUR | BELTARA | PHC | Pathology Lab. | CENTRIFUGE MACHINE | 1 | AIAUCRO | 0 | 0 | 3000347179 | 0 | 0 | - | 0 | - | W
15671 | BILASPUR | BELTARA | PHC | Pathology Lab. | GLUCO METER | 1 | MYLIFE PURA | 0 | 3SSONKC0470 | 3000347180 | 0 | 0 | - | 0 | - | W
15672 | BILASPUR | BELTARA | PHC | DELIVERY ROOM | RADIANT WARMER | 1 | MEDITECH | CE0470 | BM/RW/SO/0910 | 3000347181 | 0 | 0 | - | 0 | - | W
15673 | BILASPUR | BELTARA | PHC | DELIVERY ROOM | ELECTRIC STERILIZER | 1 | ATLAS | 0 | 009/E9/134 | 3000347188 | 0 | 0 | - | 0 | - | NI
15674 | BILASPUR | BELTARA | PHC | DELIVERY ROOM | NEEDLE DESTROYER | 1 | APPL | 0 | 0 | 3000347189 | 0 | 0 | - | 0 | - | NI
15675 | BILASPUR | BELTARA | PHC | DELIVERY ROOM | BABY WEIGHING SCALE | 1 | CROWN | 0 | 0 | 3000347190 | 0 | 0 | - | 0 | - | NI
15676 | BILASPUR | BELTARA | PHC | DELIVERY ROOM | BP MACHINE | 1 | DIMOND | 0 | 36858 | 3000347191 | 0 | 0 | - | 0 | - | NI
15677 | BILASPUR | BELTARA | PHC | DELIVERY ROOM | BP MACHINE | 1 | DIMOND | 0 | 938 | 3000347182 | 0 | 0 | - | 0 | - | W
15678 | BILASPUR | BELTARA | PHC | DELIVERY ROOM | ELECTRIC STERILIZER | 1 | 0 | 0 | 0 | 3000347183 | 0 | 0 | - | 0 | - | W
15679 | BILASPUR | BELTARA | PHC | DELIVERY ROOM | NEEDLE DESTROYER | 1 | 0 | 0 | 0 | 3000347184 | 0 | 0 | - | 0 | - | NW
15680 | BILASPUR | BELTARA | PHC | DELIVERY ROOM | BABY WEIGHING SCALE | 1 | 0 | 0 | 0 | 3000347185 | 0 | 0 | - | 0 | - | W
15681 | BILASPUR | BELTARA | PHC | DELIVERY ROOM | FOETAL DOPPLER | 1 | 0 | JPD-100B | 812610081305 | 3000347186 | 0 | 0 | - | 0 | - | W
15682 | BILASPUR | BELTARA | PHC | DELIVERY ROOM | ELECTRIC STERILIZER | 1 | ATLAS | 0 | 09/R/8083 | 3000347187 | 0 | 0 | - | 0 | - | NI
15683 | BILASPUR | BODSARA | PHC | GYAENEC.OPD | ELECTRIC STERILIZER | 1 | 0 | 0 | 0 | 3000347192 | 0 | 0 | - | 0 | - | NW
15684 | BILASPUR | BODSARA | PHC | GYAENEC.OPD | ELECTRIC STERILIZER | 1 | 0 | 0 | 0 | 3000347193 | 0 | 0 | - | 0 | - | NW
15685 | BILASPUR | BODSARA | PHC | GYAENEC.OPD | NEEDLE DESTROYER | 1 | 0 | 0 | 0 | 3000347194 | 0 | 0 | - | 0 | - | W
15686 | BILASPUR | BODSARA | PHC | DELIVERY ROOM | SUCTION APPARATUS | 1 | 0 | 0 | 0 | 3000347195 | 0 | 0 | - | 0 | - | W
15687 | BILASPUR | BODSARA | PHC | DELIVERY ROOM | BABY WEIGHING SCALE | 1 | 0 | 0 | 0 | 3000347196 | 0 | 0 | - | 0 | - | W
15688 | BILASPUR | BODSARA | PHC | OPD | BP MACHINE | 1 | 0 | 0 | 0 | 3000347197 | 0 | 0 | - | 0 | - | NW
15689 | BILASPUR | BODSARA | PHC | OPD | STETHOSCOPE | 1 | SANJI VANI | 0 | 0 | 3000347198 | 0 | 0 | - | 0 | - | W
15690 | BILASPUR | BODSARA | PHC | OPD | BP MACHINE | 1 | DIMOND | 0 | 36852 | 3000347199 | 0 | 0 | - | 0 | - | W
15691 | BILASPUR | CHAKARBHATA | PHC | DELIVERY ROOM | DELIVERY TABLE | 1 | 0 | 0 | 0 | 3000263517 | 0 | 0 | - | 0 | - | W
15692 | BILASPUR | CHAKARBHATA | PHC | DELIVERY ROOM | RADIANT WARMER | 1 | 0 | BF | BMRW/79/09/10 | 3000263518 | 0 | 0 | - | 0 | - | W
15693 | BILASPUR | CHAKARBHATA | PHC | DELIVERY ROOM | BABY WEIGHING SCALE | 1 | 0 | 0 | 0 | 3000263519 | 0 | 0 | - | 0 | - | W
15694 | BILASPUR | CHAKARBHATA | PHC | DELIVERY ROOM | ELECTRIC STERILIZER | 1 | 0 | 0 | 09X/0/01 | 3000263520 | 0 | 0 | - | 0 | - | W
15695 | BILASPUR | CHAKARBHATA | PHC | DELIVERY ROOM | NEEDLE DESTROYER | 1 | 0 | 100VA/60VA | 0 | 3000263521 | 0 | 0 | - | 0 | - | W
15696 | BILASPUR | CHAKARBHATA | PHC | DELIVERY ROOM | NEEDLE DESTROYER | 1 | 0 | SIR(100VA)MIN | 7060 | 3000263522 | 0 | 0 | - | 0 | - | NW
15697 | BILASPUR | CHAKARBHATA | PHC | Pathology Lab. | CENTRIFUGE MACHINE | 1 | 0 | 0 | 0 | 3000263523 | 0 | 0 | - | 0 | - | W
15698 | BILASPUR | DOGARI | PHC | DELIVERY ROOM | BP MACHINE | 1 | DIMOND | 0 | 0 | 3000247541 | 0 | 0 | - | 0 | - | W
15699 | BILASPUR | DOGARI | PHC | DELIVERY ROOM | SUCTION APPARATUS | 1 | SHIVA | 0 | 0 | 3000247542 | 0 | 0 | - | 0 | - | W
15700 | BILASPUR | DOGARI | PHC | DELIVERY ROOM | ELECTRIC STERILIZER | 1 | ATLAS | 09F/0141 | 0 | 3000247543 | 0 | 0 | - | 0 | - | W
15701 | BILASPUR | DOGARI | PHC | DELIVERY ROOM | WEIGHING MACHINE | 1 | CROWN | 0 | 0 | 3000247544 | 0 | 0 | - | 0 | - | W
15702 | BILASPUR | DOGARI | PHC | DELIVERY ROOM | ELECTRIC STERILIZER | 1 | 0 | 0 | 0 | 3000247545 | 0 | 0 | - | 0 | - | W
15703 | BILASPUR | DOGARI | PHC | DELIVERY ROOM | HYDRAULIC TABLE | 1 | 0 | 0 | 0 | 3000247546 | 0 | 0 | - | 0 | - | W
15704 | BILASPUR | DOGARI | PHC | DELIVERY ROOM | MICROSCOPE | 1 | LABO MED | 0 | 14127595 | 3000247552 | 0 | 0 | - | 0 | - | W
15705 | BILASPUR | DOGARI | PHC | DELIVERY ROOM | CENTRIFUGE MACHINE | 1 | 0 | 0 | 0 | 3000247553 | 0 | 0 | - | 0 | - | W
15706 | BILASPUR | DOGARI | PHC | DELIVERY ROOM | NEEDLE DESTROYER | 1 | DUST | 0 | 0 | 3000247554 | 0 | 0 | - | 0 | - | W
15707 | BILASPUR | DOGARI | PHC | DELIVERY ROOM | WEIGHING MACHINE | 1 | SLIMLINE | 0 | 0 | 3000247555 | 0 | 0 | - | 0 | - | W
15708 | BILASPUR | DOGARI | PHC | DELIVERY ROOM | NEEDLE DESTROYER | 1 | SARA TECH | 0 | 0 | 3000247547 | 0 | 0 | - | 0 | - | W
15709 | BILASPUR | DOGARI | PHC | OPD | BP MACHINE | 1 | DIMOND | 0 | 0 | 3000247548 | 0 | 0 | - | 0 | - | W
15710 | BILASPUR | DOGARI | PHC | OPD | STETHOSCOPE | 1 | 0 | 0 | 0 | 3000247549 | 0 | 0 | - | 0 | - | W
15711 | BILASPUR | DOGARI | PHC | OPD | STETHOSCOPE | 1 | 0 | 0 | 0 | 3000247550 | 0 | 0 | - | 0 | - | W
15712 | BILASPUR | DOGARI | PHC | OPD | WEIGHING MACHINE | 1 | RCC | 0 | 0 | 3000247551 | 0 | 0 | - | 0 | - | NW
15713 | BILASPUR | Devrikhurda | PHC | DELIVERY ROOM | ELECTRIC STERILIZER | 1 | RAXCO | 0 | 0 | 3000247570 | 0 | 0 | - | 0 | - | W
15714 | BILASPUR | Devrikhurda | PHC | DELIVERY ROOM | BABY WEIGHING SCALE | 1 | CROWN | 0 | 0 | 3000247571 | 0 | 0 | - | 0 | - | W
15715 | BILASPUR | Devrikhurda | PHC | DELIVERY ROOM | SUCTION APPARATUS | 1 | SHIVA | 0 | 0 | 3000247572 | 0 | 0 | - | 0 | - | W
15716 | BILASPUR | Devrikhurda | PHC | DELIVERY ROOM | BP MACHINE | 1 | DIMOND | 0 | 0 | 3000247573 | 0 | 0 | - | 0 | - | NW
15717 | BILASPUR | Devrikhurda | PHC | DELIVERY ROOM | FOETAL DOPPLER | 1 | 0 | 0 | 0 | 3000247574 | 0 | 0 | - | 0 | - | W
15718 | BILASPUR | Devrikhurda | PHC | DELIVERY ROOM | AUTOCLAVE | 1 | 0 | 0 | 0 | 3000247593 | 0 | 0 | - | 0 | - | W
15719 | BILASPUR | Devrikhurda | PHC | OPD | STETHOSCOPE | 1 | 0 | 0 | 0 | 3000247575 | 0 | 0 | - | 0 | - | W
15720 | BILASPUR | Devrikhurda | PHC | OPD | WEIGHING MACHINE | 1 | FUSION | 0 | 0 | 3000247576 | 0 | 0 | - | 0 | - | W
15721 | BILASPUR | Devrikhurda | PHC | OPD | WEIGHING MACHINE | 1 | LIBNA | 0 | 0 | 3000247587 | 0 | 0 | - | 0 | - | W
15722 | BILASPUR | Devrikhurda | PHC | OPD | WEIGHING MACHINE | 1 | VENUS | 0 | 0 | 3000247588 | 0 | 0 | - | 0 | - | W
15723 | BILASPUR | Devrikhurda | PHC | OPD | BABY WEIGHING SCALE | 1 | CROWN | 0 | 0 | 3000247589 | 0 | 0 | - | 0 | - | NI
15724 | BILASPUR | Devrikhurda | PHC | OPD | BABY WEIGHING SCALE | 1 | CROWN | 0 | 0 | 3000247590 | 0 | 0 | - | 0 | - | NI
15725 | BILASPUR | Devrikhurda | PHC | OPD | BABY WEIGHING SCALE | 1 | SHUVARNA | 0 | 0 | 3000247591 | 0 | 0 | - | 0 | - | NI
15726 | BILASPUR | Devrikhurda | PHC | OPD | SHOULDER WHEEL | 1 | 0 | 0 | 0 | 3000247592 | 0 | 0 | - | 0 | - | W
15727 | BILASPUR | Devrikhurda | PHC | OPD | WAX BATH | 1 | 0 | 0 | 0 | 3000232348 | 0 | 0 | - | 0 | - | W
15728 | BILASPUR | Devrikhurda | PHC | OPD | RADIANT WARMER | 1 | 0 | 0 | 0 | 3000247583 | 0 | 0 | - | 0 | - | W
15729 | BILASPUR | Devrikhurda | PHC | OPD | INFRA RED | 1 | RELIEP | 0 | 0 | 3000247584 | 0 | 0 | - | 0 | - | W
15730 | BILASPUR | Devrikhurda | PHC | OPD | BP MACHINE | 1 | DIMOND | 0 | 0 | 3000247585 | 0 | 0 | - | 0 | - | W
15731 | BILASPUR | Devrikhurda | PHC | OPD | STETHOSCOPE | 1 | 0 | 0 | 0 | 3000247586 | 0 | 0 | - | 0 | - | W
15732 | BILASPUR | Devrikhurda | PHC | OPD | BP MACHINE | 1 | 0 | 0 | 0 | 3000247577 | 2013 | 0 | - | 0 | - | W
15733 | BILASPUR | Devrikhurda | PHC | OPD | NEEDLE DESTROYER | 1 | 0 | 0 | 0 | 3000247578 | 2014 | 0 | - | 0 | - | W
15734 | BILASPUR | Devrikhurda | PHC | OPD | NEEDLE DESTROYER | 1 | 0 | 0 | 0 | 3000247579 | 2013 | 0 | - | 0 | - | W
15735 | BILASPUR | Devrikhurda | PHC | OPD | MICROSCOPE | 1 | 0 | 0 | 0 | 3000247580 | 0 | 0 | - | 0 | - | NW
15736 | BILASPUR | Devrikhurda | PHC | OPD | CENTRIFUGE MACHINE | 1 | 0 | 0 | 0 | 3000247581 | 0 | 0 | - | 0 | - | W
15737 | BILASPUR | Devrikhurda | PHC | OPD | NEEDLE DESTROYER | 1 | 0 | 0 | 0 | 3000247582 | 0 | 0 | - | 0 | - | W
15738 | BILASPUR | HARDIKALA | PHC | Pathology Lab. | BP MACHINE | 1 | DIMOND | 995 | CM/L0196043 | 3000243325 | 0 | 0 | - | 0 | - | W
15739 | BILASPUR | HARDIKALA | PHC | Pathology Lab. | NEEDLE DESTROYER | 1 | SARAT ECN | 0 | 0 | 3000243326 | 0 | 0 | - | 0 | - | W
15740 | BILASPUR | HARDIKALA | PHC | Pathology Lab. | NEEDLE DESTROYER | 1 | SARATE CH | 0 | 0 | 3000243327 | 0 | 0 | - | 0 | - | W
15741 | BILASPUR | HARDIKALA | PHC | Pathology Lab. | SUCTION APPARATUS | 1 | BIU PLUS | 0 | 0 | 3000243328 | 0 | 0 | - | 0 | - | W
15742 | BILASPUR | HARDIKALA | PHC | Pathology Lab. | BABY WEIGHING SCALE | 1 | OLDHIN | 0 | 0 | 3000243329 | 0 | 0 | - | 0 | - | W
15743 | BILASPUR | HARDIKALA | PHC | Pathology Lab. | ELECTRIC STERILIZER | 1 | 0 | 0 | 0 | 3000243330 | 0 | 0 | - | 0 | - | W
15744 | BILASPUR | HARDIKALA | PHC | Pathology Lab. | NEBULIZER | 1 | NISCO SNEB | 0 | 0 | 3000243331 | 0 | 0 | - | 0 | - | W
15745 | BILASPUR | HARDIKALA | PHC | Pathology Lab. | RADIANT WARMER | 1 | BIRD | 0 | 0 | 3000243332 | 0 | 0 | - | 0 | - | W
15746 | BILASPUR | HARDIKALA | PHC | Pathology Lab. | DELIVERY TABLE | 1 | 0 | 0 | 0 | 3000243333 | 0 | 0 | - | 0 | - | W
15747 | BILASPUR | HARDIKALA | PHC | Pathology Lab. | BP MACHINE | 1 | DIMOND | 16409 | CM/L196043 | 3000243334 | 0 | 0 | - | 0 | - | W
15748 | BILASPUR | HARDIKALA | PHC | Pathology Lab. | BP MACHINE | 1 | DIMOND | 36823 | CM/L0196043 | 3000243335 | 0 | 0 | - | 0 | - | W
15749 | BILASPUR | HARDIKALA | PHC | Pathology Lab. | BP MACHINE | 1 | DIMOND | 22709 | 0 | 3000243336 | 0 | 0 | - | 0 | - | NI
15750 | BILASPUR | HARDIKALA | PHC | Pathology Lab. | CENTRIFUGE MACHINE | 1 |  | 0 | 0 | 3000243337 | 0 | 0 | - | 0 | - | W
15751 | BILASPUR | HARDIKALA | PHC | Pathology Lab. | MICROSCOPE | 1 | LABOM EP | 0 | 141275961 | 3000243338 | 0 | 0 | - | 0 | - | NI
15752 | BILASPUR | HARDIKALA | PHC | Pathology Lab. | MICROSCOPE | 1 | QUASMO | SP22 | AN2502001-2006 | 3000243339 | 0 | 0 | - | 0 | - | W
15753 | BILASPUR | KADAR | PHC | Pathology Lab. | BP MACHINE | 1 | SMART CARE | SCH-118 | 0 | 3000243340 | 0 | 0 | - | 0 | - | W
15754 | BILASPUR | KADAR | PHC | Pathology Lab. | BP MACHINE | 1 | DIAMOND | 153390 | 0 | 3000243341 | 0 | 0 | - | 0 | - | NW
15755 | BILASPUR | KADAR | PHC | Pathology Lab. | BABY WEIGHING SCALE | 1 | CROWN DENT | 0 | 0 | 3000243342 | 0 | 0 | - | 0 | - | W
15756 | BILASPUR | KADAR | PHC | Pathology Lab. | BABY WEIGHING SCALE | 1 | BIRD | 472 | BM1/DW47/0910 | 3000243343 | 0 | 0 | - | 0 | - | NW
15757 | BILASPUR | KADAR | PHC | Pathology Lab. | BABY WEIGHING SCALE | 1 | CROWN DENT | 0 | 0 | 3000243344 | 0 | 0 | - | 0 | - | W
15758 | BILASPUR | KADAR | PHC | Pathology Lab. | ELECTRIC STERILIZER | 1 | ROBOT | 0 | 0 | 3000243345 | 0 | 0 | - | 0 | - | W
15759 | BILASPUR | KADAR | PHC | Pathology Lab. | NEEDLE DESTROYER | 1 | SARAT ECH | 100/60VA | 0 | 3000243346 | 0 | 0 | - | 0 | - | W
15760 | BILASPUR | KADAR | PHC | Pathology Lab. | MICROSCOPE | 1 | LABOM ED | 0 | 141275912 | 3000243347 | 0 | 0 | - | 0 | - | W
15761 | BILASPUR | KADAR | PHC | Pathology Lab. | CENTRIFUGE MACHINE | 1 | 0 | 0 | 0 | 3000243348 | 0 | 0 | - | 0 | - | W
15762 | BILASPUR | KADAR | PHC | Pathology Lab. | BP MACHINE | 1 | INEI | 0 | 13JO82 | 3000243349 | 0 | 0 | - | 0 | - | NW
15763 | BILASPUR | KADAR | PHC | Pathology Lab. | BP MACHINE | 1 | DIAMOND | 36859 | CM/L0196043 | 3000243350 | 0 | 0 | - | 0 | - | NI
15764 | BILASPUR | KADAR | PHC | Pathology Lab. | FOOT OPERATED SUCTION APPARATUS | 1 | 0 | 0 | 0 | 3000243351 | 0 | 0 | - | 0 | - | NW
15765 | BILASPUR | LAKHRAM | PHC | Pathology Lab. | RADIANT WARMER | 1 | BIRD MEDITEC | - | BM/RW/8710910 | 3000243238 | 0 | 0 | - | 0 | - | W
15766 | BILASPUR | LAKHRAM | PHC | Pathology Lab. | BABY WEIGHING SCALE | 1 | CROWN | - | - | 3000243239 | 0 | 0 | - | 0 | - | W
15767 | BILASPUR | LAKHRAM | PHC | Pathology Lab. | BABY WEIGHING SCALE | 1 | CROWN | - | - | 3000243240 | 0 | 0 | - | 0 | - | W
15768 | BILASPUR | LAKHRAM | PHC | Pathology Lab. | FOOT OPERATED SUCTION APPARATUS | 1 | - | - | - | 3000243241 | 0 | 0 | - | 0 | - | W
15769 | BILASPUR | LAKHRAM | PHC | Pathology Lab. | NEBULIZER | 1 | LIFE LINE | - | - | 3000243242 | 0 | 0 | - | 0 | - | W
15770 | BILASPUR | LAKHRAM | PHC | Pathology Lab. | NEEDLE DESTROYER | 1 | SARATEC | - | - | 3000243244 | 0 | 0 | - | 0 | - | W
15771 | BILASPUR | LAKHRAM | PHC | Pathology Lab. | BP MACHINE | 1 | MEDITECH | - | 12010040 | 3000243245 | 0 | 0 | - | 0 | - | W
15772 | BILASPUR | LAKHRAM | PHC | Pathology Lab. | MICROSCOPE | 1 | LABOMED | - | 141174927 | 3000243246 | 0 | 0 | - | 0 | - | W
15773 | BILASPUR | LAKHRAM | PHC | Pathology Lab. | ELECTRIC STERILIZER | 1 | - | - | - | 3000243247 | 0 | 0 | - | 0 | - | W
15774 | BILASPUR | LAKHRAM | PHC | Pathology Lab. | FOOT OPERATED SUCTION APPARATUS | 1 | - | - | - | 3000243248 | 0 | 0 | - | 0 | - | NW
15775 | BILASPUR | LAKHRAM | PHC | Pathology Lab. | MICROSCOPE | 1 | - | - | 950425 | 3000243249 | 0 | 0 | - | 0 | - | W
15776 | BILASPUR | LAKHRAM | PHC | Pathology Lab. | BP MACHINE | 1 | LIFELINE | - | - | 3000243250 | 0 | 0 | - | 0 | - | NW
15777 | BILASPUR | LINGIYADIH | PHC | Pathology Lab. | ELECTRIC STERILIZER | 1 | Atlas | - | 09E9111 | 3000247556 | - | 0 | - | 0 | - | W
15778 | BILASPUR | LINGIYADIH | PHC | Pathology Lab. | NEEDLE DESTROYER | 1 | Sara Teck | - | - | 3000247557 | 2014 | 0 | - | 0 | - | W
15779 | BILASPUR | LINGIYADIH | PHC | Pathology Lab. | MICROSCOPE | 1 | Labomed | Vision 2000 | 141275986 | 3000247561 | 2015 | 0 | - | 0 | - | W
15780 | BILASPUR | LINGIYADIH | PHC | OPD | BP MACHINE | 1 | Diamond | - | - | 3000247567 | - | 0 | - | 0 | - | W
15781 | BILASPUR | LINGIYADIH | PHC | OPD | STETHOSCOPE | 1 | DUO Sonic | - | - | 3000247568 | - | 0 | - | 0 | - | W
15782 | BILASPUR | LINGIYADIH | PHC | OPD | NEEDLE DESTROYER | 1 | Appal | - | - | 3000247569 | - | 0 | - | 0 | - | W
15783 | BILASPUR | LINGIYADIH | PHC | DELIVERY ROOM | VERTICAL AUTOCLAVE | 1 | - | - | - | 3000247562 | - | 0 | - | 0 | - | W
15784 | BILASPUR | LINGIYADIH | PHC | DELIVERY ROOM | SUCTION APPARATUS | 1 | Eyes Care | - | - | 3000247563 | - | 0 | - | 0 | - | W
15785 | BILASPUR | LINGIYADIH | PHC | DELIVERY ROOM | WEIGHING MACHINE | 1 | SHUVARNA | - | - | 3000247564 | - | 0 | - | 0 | - | W
15786 | BILASPUR | LINGIYADIH | PHC | DELIVERY ROOM | SUCTION APPARATUS | 1 | Shiva | - | - | 3000247565 | - | 0 | - | 0 | - | NW
15787 | BILASPUR | LINGIYADIH | PHC | DELIVERY ROOM | ALPHABETIC VISION CHART | 1 | - | - | - | 3000247566 | 2014 | 0 | - | 0 | - | W
15788 | BILASPUR | LINGIYADIH | PHC | Store Room | ELECTRIC STERILIZER | 1 | - | - | - | 3000247594 | - | 0 | - | 0 | - | NW
15789 | BILASPUR | LINGIYADIH | PHC | Store Room | WEIGHING MACHINE | 1 | Crown | - | - | 3000247595 | - | 0 | - | 0 | - | NW
15790 | BILASPUR | LINGIYADIH | PHC | Store Room | WEIGHING MACHINE | 1 | Crown | - | - | 3000247596 | - | 0 | - | 0 | - | NW
15791 | BILASPUR | LINGIYADIH | PHC | Store Room | INFRA RED | 1 | Releaf | - | - | 3000247597 | - | 0 | - | 0 | - | NI
15792 | BILASPUR | LINGIYADIH | PHC | Store Room | INFRA RED | 1 | Releaf | - | - | 3000247598 | - | 0 | - | 0 | - | NI
15793 | BILASPUR | LINGIYADIH | PHC | Store Room | INFRA RED | 1 | Releaf | - | - | 3000247599 | - | 0 | - | 0 | - | NI
15794 | BILASPUR | LINGIYADIH | PHC | Store Room | INFRA RED | 1 | Releaf | - | - | 3000247600 | - | 0 | - | 0 | - | NI
15795 | BILASPUR | LINGIYADIH | PHC | Store Room | INFRA RED | 1 | Releaf | - | - | 3000247601 | - | 0 | - | 0 | - | NI
15796 | BILASPUR | LINGIYADIH | PHC | Store Room | SUCTION APPARATUS | 1 | - | - | - | 3000247608 | - | 0 | - | 0 | - | NI
15797 | BILASPUR | LINGIYADIH | PHC | Store Room | SUCTION APPARATUS | 1 | - | - | - | 3000247602 | - | 0 | - | 0 | - | NI
15798 | BILASPUR | LINGIYADIH | PHC | Store Room | SUCTION APPARATUS | 1 | - | - | - | 3000247603 | - | 0 | - | 0 | - | NI
15799 | BILASPUR | LINGIYADIH | PHC | Store Room | SUCTION APPARATUS | 1 | - | - | - | 3000247604 | - | 0 | - | 0 | - | NI
15800 | BILASPUR | LINGIYADIH | PHC | Store Room | SUCTION APPARATUS | 1 | - | - | - | 3000247605 | - | 0 | - | 0 | - | NI
15801 | BILASPUR | LINGIYADIH | PHC | Store Room | SUCTION APPARATUS | 1 | - | - | - | 3000247606 | - | 0 | - | 0 | - | NI
15802 | BILASPUR | LINGIYADIH | PHC | Store Room | SUCTION APPARATUS | 1 | - | - | - | 3000247607 | - | 0 | - | 0 | - | NI
15803 | BILASPUR | LINGIYADIH | PHC | Store Room | SHOULDER WHEEL | 1 | - | - | - | 3000247609 | - | 0 | - | 0 | - | NI
15804 | BILASPUR | LINGIYADIH | PHC | Store Room | SHOULDER WHEEL | 1 | - | - | - | 3000247610 | - | 0 | - | 0 | - | NI
15805 | BILASPUR | LINGIYADIH | PHC | Store Room | SHOULDER WHEEL | 1 | - | - | - | 3000247611 | - | 0 | - | 0 | - | NI
15806 | BILASPUR | LINGIYADIH | PHC | Store Room | TMT MACHINE | 1 | - | - | - | 3000247612 | - | 0 | - | 0 | - | NI
15807 | BILASPUR | SIRGITTI | PHC | Pathology Lab. | BP MACHINE | 1 | DIMOND | 0 | 0 | 3000243311 | 0 | 0 | - | 0 | - | W
15808 | BILASPUR | SIRGITTI | PHC | Pathology Lab. | BP MACHINE | 1 | OMEGA GOOLD 2000 | 0 | 0 | 3000243312 | 0 | 0 | - | 0 | - | W
15809 | BILASPUR | SIRGITTI | PHC | Pathology Lab. | NEEDLE DESTROYER | 1 | SARATECH EROIPME NTS | SIR 100VA | R 2364 | 3000243313 | 0 | 0 | - | 0 | - | W
15810 | BILASPUR | SIRGITTI | PHC | Pathology Lab. | SUCTION APPARATUS | 1 | BIO PLUS | 0 | 0 | 3000243314 | 0 | 0 | - | 0 | - | W
15811 | BILASPUR | SIRGITTI | PHC | Pathology Lab. | BABY WEIGHING SCALE | 1 | CROWN DENT | 0 | 0 | 3000243315 | 0 | 0 | - | 0 | - | W
15812 | BILASPUR | SIRGITTI | PHC | Pathology Lab. | ELECTRIC STERILIZER | 1 | ATLAS | CMIL1718961 | 09F8844 | 3000243316 | 0 | 0 | - | 0 | - | W
15813 | BILASPUR | SIRGITTI | PHC | Pathology Lab. | NEBULIZER | 1 | ASHOKA | AS-01 | 0 | 3000243320 | 0 | 0 | - | 0 | - | W
15814 | BILASPUR | SIRGITTI | PHC | Pathology Lab. | DELIVERY TABLE | 1 | 0 | 0 | 0 | 3000243321 | 0 | 0 | - | 0 | - | W
15815 | BILASPUR | SIRGITTI | PHC | Pathology Lab. | SUCTION APPARATUS | 1 | 0 | 0 | 0 | 3000243322 | 0 | 0 | - | 0 | - | NW
15816 | BILASPUR | SIRGITTI | PHC | Pathology Lab. | BABY WEIGHING SCALE | 1 | 0 | 0 | 0 | 3000243323 | 0 | 0 | - | 0 | - | NW
15817 | BILASPUR | SIRGITTI | PHC | Pathology Lab. | ELECTRIC STERILIZER | 1 | 0 | 0 | 0 | 3000243324 | 0 | 0 | - | 0 | - | NW
15818 | BILASPUR | SIRGITTI | PHC | Pathology Lab. | CENTRIFUGE MACHINE | 1 | 0 | 0 | 0 | 3000243317 | 0 | 0 | - | 0 | - | W
15819 | BILASPUR | SIRGITTI | PHC | Pathology Lab. | NEEDLE DESTROYER | 1 | 0 | 0 | 0 | 3000243318 | 0 | 0 | - | 0 | - | W
15820 | BILASPUR | SIRGITTI | PHC | Pathology Lab. | MICROSCOPE | 1 | LABNOM ED | 0 | 141275946 | 3000243319 | 01/2015 | 0 | - | 0 | - | W
15821 | BILASPUR | GAUREELA | CHC | OPD | BP MACHINE | 1 | MAMTA | 0 | 0 | 3000096203 | 0 | 0 | - | 0 | - | W
15822 | BILASPUR | GAUREELA | CHC | OPD | WEIGHING MACHINE | 1 | 0 | 0 | 0 | 3000096204 | 0 | 0 | - | 0 | - | W
15823 | BILASPUR | GAUREELA | CHC | OT | RADIANT WARMER | 1 | BIRD MEDITECH | CE0410 | BM/EW/59010 | 3000096205 | 0 | 0 | - | 0 | - | NW
15824 | BILASPUR | GAUREELA | CHC | OT | SHADOWLESS LAMP | 1 | 0 | 0 | 0 | 3000096206 | 0 | 0 | - | 0 | - | W
15825 | BILASPUR | GAUREELA | CHC | OT | ELECTRIC STERILIZER | 1 | ATLASH | 0 | 0 | 3000096207 | 0 | 0 | - | 0 | - | W
15826 | BILASPUR | GAUREELA | CHC | OT | ELECTRIC STERILIZER | 1 | 0 | 0 | 0 | 3000096208 | 0 | 0 | - | 0 | - | W
15827 | BILASPUR | GAUREELA | CHC | OT | CENTRIFUGE MACHINE | 1 | 0 | 0 | 0 | 3000096209 | 0 | 0 | - | 0 | - | W
15828 | BILASPUR | GAUREELA | CHC | OT | AUTOCLAVE | 1 | 0 | 0 | 0 | 3000096210 | 0 | 0 | - | 0 | - | W
15829 | BILASPUR | GAUREELA | CHC | OT | OT TABLE | 1 | 0 | 0 | 0 | 3000096211 | 0 | 0 | - | 0 | - | W
15830 | BILASPUR | GAUREELA | CHC | OT | RADIANT WARMER | 1 | BIRD MEDITECH | CE0470 | BM/RW/64/0910 | 3000096212 | 0 | 0 | - | 0 | - | W
15831 | BILASPUR | GAUREELA | CHC | OT | RADIANT WARMER | 1 | BIRD MEDITECH | CE0470 | BM/RW/61/0910 | 3000096213 | 0 | 0 | - | 0 | - | W
15832 | BILASPUR | GAUREELA | CHC | DELIVERY ROOM | BABY WEIGHING SCALE | 1 | MISAKI | 0 | 0 | 3000096220 | 0 | 0 | - | 0 | - | W
15833 | BILASPUR | GAUREELA | CHC | DELIVERY ROOM | ELECTRIC STERILIZER | 1 | ATLASH | 0 | 09E9106 | 3000096221 | 0 | 0 | - | 0 | - | W
15834 | BILASPUR | GAUREELA | CHC | DELIVERY ROOM | SUCTION APPARATUS | 1 | 0 | 0 | 0 | 3000096222 | 0 | 0 | - | 0 | - | NW
15835 | BILASPUR | GAUREELA | CHC | DELIVERY ROOM | SUCTION APPARATUS | 1 | 0 | 0 | 0 | 3000096223 | 0 | 0 | - | 0 | - | NW
15836 | BILASPUR | GAUREELA | CHC | DELIVERY ROOM | NEEDLE DESTROYER | 1 | MICRO SILK | 0 | 0 | 3000096224 | 0 | 0 | - | 0 | - | W
15837 | BILASPUR | GAUREELA | CHC | DELIVERY ROOM | STETHOSCOPE | 1 | 0 | 0 | 0 | 3000096225 | 0 | 0 | - | 0 | - | W
15838 | BILASPUR | GAUREELA | CHC | DELIVERY ROOM | BABY PHOTOTHERAPY UNIT | 1 | MEDI WAVE | 0 | 0 | 3000096214 | 0 | 0 | - | 0 | - | W
15839 | BILASPUR | GAUREELA | CHC | DELIVERY ROOM | FOETAL DOPPLER | 1 | 0 | 0 | 0 | 3000096215 | 0 | 0 | - | 0 | - | W
15840 | BILASPUR | GAUREELA | CHC | DELIVERY ROOM | SUCTION APPARATUS | 1 | BPL | 44203 | AXTH4H10816 | 3000096216 | 0 | 0 | - | 0 | - | W
15841 | BILASPUR | GAUREELA | CHC | DELIVERY ROOM | BP MACHINE | 1 | IDEAL | 0 | 3123119 | 3000096217 | 0 | 0 | - | 0 | - | W
15842 | BILASPUR | GAUREELA | CHC | DELIVERY ROOM | SHADOWLESS LAMP | 1 | 0 | 0 | 0 | 3000096218 | 0 | 0 | - | 0 | - | W
15843 | BILASPUR | GAUREELA | CHC | DELIVERY ROOM | SUCTION APPARATUS | 1 | EASY CARE | 0 | 0 | 3000096219 | 0 | 0 | - | 0 | - | W
15844 | BILASPUR | GAUREELA | CHC | Pathology Lab. | MICROSCOPE | 1 | EISS | PRIMO STAR | 311601167 | 3000096226 | 08/2015 | 0 | - | 0 | - | W
15845 | BILASPUR | GAUREELA | CHC | Pathology Lab. | CENTRIFUGE MACHINE | 1 | 0 | 0 | 0 | 3000096227 | 08/2015 | 0 | - | 0 | - | W
15846 | BILASPUR | GAUREELA | CHC | Pathology Lab. | ELECTROLYTE ANALYZER | 1 | ROCHE | 0 | 0 | 3000096228 | 0 | 0 | - | 0 | - | W
15847 | BILASPUR | GAUREELA | CHC | Pathology Lab. | AUTO ANALYZER | 1 | MISPA NEW | 0 | 0 | 3000096229 | 0 | 0 | - | 0 | - | W
15848 | BILASPUR | GAUREELA | CHC | Pathology Lab. | ELECTRIC STERILIZER | 1 | 0 | 0 | 0 | 3000096230 | 0 | 0 | - | 0 | - | W
15849 | BILASPUR | GAUREELA | CHC | Store Room | BP MACHINE | 1 | NAMA TT | 0 | 0 | 3000096231 | 0 | 0 | - | 0 | - | NW
15850 | BILASPUR | GAUREELA | CHC | Store Room | AUTOCLAVE | 1 | 0 | 0 | 0 | 3000096232 | 0 | 0 | - | 0 | - | NW
15851 | BILASPUR | GAUREELA | CHC | Store Room | SHADOWLESS LAMP | 1 | 0 | 0 | 0 | 3000096233 | 0 | 0 | - | 0 | - | NI
15852 | BILASPUR | GAUREELA | CHC | Store Room | BP MACHINE | 1 | NAMATT | 0 | 136042 | 3000096234 | 0 | 0 | - | 0 | - | NW
15853 | BILASPUR | GAUREELA | CHC | Store Room | BP MACHINE | 1 | DIMOND | 0 | 0 | 3000096235 | 0 | 0 | - | 0 | - | NW
15854 | BILASPUR | GAUREELA | CHC | Store Room | WATER BATH | 1 | SEROLOGICAL | 0 | 0 | 3000096236 | 0 | 0 | - | 0 | - | NW
15855 | BILASPUR | GAUREELA | CHC | Store Room | BP MACHINE | 1 | PRIMAR | 0 | 88102414 | 3000096237 | 0 | 0 | - | 0 | - | NW
15856 | BILASPUR | GAUREELA | CHC | Store Room | BP MACHINE | 1 | GOLD SUPRIME | 0 | 98103353 | 3000096238 | 0 | 0 | - | 0 | - | NW
15857 | BILASPUR | GAUREELA | CHC | Store Room | BP MACHINE | 1 | X007 | 0 | 0 | 3000096239 | 0 | 0 | - | 0 | - | NW
15858 | BILASPUR | GAUREELA | CHC | Store Room | BP MACHINE | 1 | NAMATT | 0 | 63405 | 3000096240 | 0 | 0 | - | 0 | - | NW
15859 | BILASPUR | GAUREELA | CHC | Store Room | BP MACHINE | 1 | GOLD SUPRIME | 0 | 98102994 | 3000096241 | 0 | 0 | - | 0 | - | NW
15860 | BILASPUR | GAUREELA | CHC | Store Room | NEEDLE DESTROYER | 1 | BIOT PLUS | 0 | 0 | 3000096242 | 0 | 0 | - | 0 | - | NW
15861 | BILASPUR | GAUREELA | CHC | Store Room | SUCTION APPARATUS | 1 | 0 | 0 | 0 | 3000096243 | 0 | 0 | - | 0 | - | NW
15862 | BILASPUR | GAUREELA | CHC | Store Room | SUCTION APPARATUS | 1 | 0 | 0 | 0 | 3000096244 | 0 | 0 | - | 0 | - | NW
15863 | BILASPUR | GAUREELA | CHC | Store Room | ALPHABETIC VISION CHART | 1 | FRIEMD | 0 | 0 | 3000096245 | 0 | 0 | - | 0 | - | W
15864 | BILASPUR | GAUREELA | CHC | Store Room | SLIT LAMP | 1 | DEEPAK | DEET1220 | 21005 | 3000096246 | 0 | 0 | - | 0 | - | W
15865 | BILASPUR | GAUREELA | CHC | Physiotherapy dept. | SHOULDER WHEEL | 1 | 0 | 0 | 0 | 3000096247 | 0 | 0 | - | 0 | - | NI
15866 | BILASPUR | GAUREELA | CHC | Physiotherapy dept. | CPM | 1 | 0 | 0 | 0 | 3000096248 | 0 | 0 | - | 0 | - | NI
15867 | BILASPUR | GAUREELA | CHC | Dental Dept. | DENTAL CHAIR | 1 | AKASH | 0 | 0 | 3000096249 | 0 | 0 | - | 0 | - | NI
15868 | BILASPUR | GAUREELA | CHC | Dental Dept. | DENTAL CHAIR | 1 | 0 | 0 | 0 | 3000096250 | 0 | 0 | - | 0 | - | NI
15869 | BILASPUR | GAUREELA | CHC | Dental Dept. | DENTAL CHAIR | 1 | 0 | 0 | E30S739004 | 3000096251 | 0 | 0 | - | 0 | - | NI
15870 | BILASPUR | BASTI | PHC | OPD | BP MACHINE | 1 | MAMTA | - | - | 3000096276 | 0 | 0 | - | 0 | - | W
15871 | BILASPUR | BASTI | PHC | OPD | STETHOSCOPE | 1 | MEDI LINE | - | - | 3000096277 | 0 | 0 | - | 0 | - | W
15872 | BILASPUR | BASTI | PHC | OPD | DIGITAL BP MACHINE | 1 | TRUST CHECK | CE-0017 | 1406048806 | 3000096278 | 0 | 0 | - | 0 | - | W
15873 | BILASPUR | BASTI | PHC | Dressing Room | NEEDLE DESTROYER | 1 | BIO PLUS | - | - | 3000096279 | 0 | 0 | - | 0 | - | W
15874 | BILASPUR | BASTI | PHC | DELIVERY ROOM | SHOULDER WHEEL | 1 | - | - | - | 3000096280 | 0 | 0 | - | 0 | - | NI
15875 | BILASPUR | BASTI | PHC | DELIVERY ROOM | Wheel Chair | 1 | - | - | - | 3000096393 | 0 | 0 | - | 0 | - | NI
15876 | BILASPUR | BASTI | PHC | DELIVERY ROOM | RADIANT WARMER | 1 | BIRD MEDITEC | CE0470 | BM/GW/97/0910 | 3000096281 | 0 | 0 | - | 0 | - | W
15877 | BILASPUR | BASTI | PHC | DELIVERY ROOM | NEEDLE DESTROYER | 1 | BIO PLUS | - | - | 3000096282 | 0 | 0 | - | 0 | - | W
15878 | BILASPUR | BASTI | PHC | DELIVERY ROOM | BABY WEIGHING SCALE | 1 | MISAKI | - | - | 3000096283 | 0 | 0 | - | 0 | - | W
15879 | BILASPUR | BASTI | PHC | DELIVERY ROOM | FOETAL DOPPLER | 1 | NEC LIFE | - | - | 3000096284 | 0 | 0 | - | 0 | - | W
15880 | BILASPUR | BASTI | PHC | DELIVERY ROOM | SUCTION APPARATUS | 1 | BIO PLUS | - | - | 3000096285 | 0 | 0 | - | 0 | - | W
15881 | BILASPUR | BASTI | PHC | DELIVERY ROOM | SHADOWLESS LAMP | 1 | - | - | - | 3000096286 | 0 | 0 | - | 0 | - | W
15882 | BILASPUR | FRU Senetorium | PHC | DELIVERY ROOM | HYDRAULIC TABLE | 1 | 0 | 0 | 0 | 3000096195 | 0 | 0 | - | 0 | - | W
15883 | BILASPUR | FRU Senetorium | PHC | DELIVERY ROOM | BABY WEIGHING SCALE | 1 | 0 | 0 | 0 | 3000096196 | 0 | 0 | - | 0 | - | W
15884 | BILASPUR | FRU Senetorium | PHC | DELIVERY ROOM | SUCTION APPARATUS | 1 | MISAKI | 0 | 0 | 3000096197 | 0 | 0 | - | 0 | - | W
15885 | BILASPUR | FRU Senetorium | PHC | DELIVERY ROOM | ELECTRIC STERILIZER | 1 | 0 | 0 | 0 | 3000096198 | 0 | 0 | - | 0 | - | NW
15886 | BILASPUR | FRU Senetorium | PHC | DELIVERY ROOM | AUTOCLAVE | 1 | 0 | 0 | 0 | 3000096199 | 0 | 0 | - | 0 | - | NW
15887 | BILASPUR | FRU Senetorium | PHC | DELIVERY ROOM | AUTOCLAVE | 1 | 0 | 0 | 0 | 3000096200 | 0 | 0 | - | 0 | - | W
15888 | BILASPUR | FRU Senetorium | PHC | DELIVERY ROOM | AUTOCLAVE | 1 | 0 | 0 | 0 | 3000096201 | 0 | 0 | - | 0 | - | W
15889 | BILASPUR | FRU Senetorium | PHC | DELIVERY ROOM | RADIANT WARMER | 1 | BIRD MIDDTE CH | CE0470 | BM/AW106/0910 | 3000096202 | 0 | 0 | - | 0 | - | NW
15890 | BILASPUR | FRU Senetorium | PHC | RADIOLOGY Dept. | Mobile X-RAY MACHINE | 1 | 0 | 0 | SE022 | 3000096476 | 0 | 0 | - | 0 | - | W
15891 | BILASPUR | FRU Senetorium | PHC | RADIOLOGY Dept. | Mobile X-RAY MACHINE | 1 | SLEMENS | 0 | 0 | 3000096477 | 0 | 0 | - | 0 | - | NW
15892 | BILASPUR | FRU Senetorium | PHC | RADIOLOGY Dept. | HOT AIR OVEN | 1 | REMEX | 0 | 0 | 3000096478 | 0 | 0 | - | 0 | - | NW
15893 | BILASPUR | FRU Senetorium | PHC | RADIOLOGY Dept. | X-RAY MACHINE | 1 | 0 | 0 | 0 | 3000096479 | 0 | 0 | - | 0 | - | NW
15894 | BILASPUR | FRU Senetorium | PHC | ICTC | STETHOSCOPE | 1 | 0 | 0 | 0 | 3000096480 | 0 | 0 | - | 0 | - | W
15895 | BILASPUR | FRU Senetorium | PHC | ICTC | CENTRIFUGE MACHINE | 1 | COSLAB | 0 | 0 | 3000096481 | 0 | 0 | - | 0 | - | NW
15896 | BILASPUR | FRU Senetorium | PHC | Blood Bank | BLOOD STORAGE REFRIGERATOR | 1 | YORCO | 0 | 0 | 3000096499 | 0 | 0 | - | 0 | - | W
15897 | BILASPUR | FRU Senetorium | PHC | Blood Bank | CENTRIFUGE MACHINE | 1 | RXWI | 0 | 0 | 3000096500 | 0 | 0 | - | 0 | - | W
15898 | BILASPUR | FRU Senetorium | PHC | Pathology Lab. | HOT AIR OVEN | 1 | MB | 0 | 0 | 3000096501 | 0 | 0 | - | 0 | - | W
15899 | BILASPUR | FRU Senetorium | PHC | Pathology Lab. | AUTOCLAVE | 1 | YOREO | 0 | 0 | 3000096502 | 0 | 0 | - | 0 | - | W
15900 | BILASPUR | FRU Senetorium | PHC | Pathology Lab. | MICROSCOPE | 1 | ZEISS | PRIMO STAR | 3116011690 | 3000096503 | 0 | 0 | - | 0 | - | W
15901 | BILASPUR | FRU Senetorium | PHC | Pathology Lab. | GLUCO METER | 1 | SIFTRO NICS | 0 | 0 | 3000096389 | 0 | 0 | - | 0 | - | W
15902 | BILASPUR | FRU Senetorium | PHC | ENT DEPARTMENT | AUTOCLAVE | 1 | 0 | 0 | 0 | 3000096516 | 0 | 0 | - | 0 | - | W
15903 | BILASPUR | FRU Senetorium | PHC | ENT DEPARTMENT | ELECTRIC STERILIZER | 1 | 0 | 0 | 0 | 3000096517 | 0 | 0 | - | 0 | - | W
15904 | BILASPUR | FRU Senetorium | PHC | ENT DEPARTMENT | FOOT OPERATED SUCTION APPARATUS | 1 | 0 | 0 | 0 | 3000096518 | 0 | 0 | - | 0 | - | W
15905 | BILASPUR | FRU Senetorium | PHC | ENT DEPARTMENT | FOOT OPERATED SUCTION APPARATUS | 1 | 0 | 0 | 0 | 3000096519 | 0 | 0 | - | 0 | - | W
15906 | BILASPUR | FRU Senetorium | PHC | ENT DEPARTMENT | FOOT OPERATED SUCTION APPARATUS | 1 | 0 | 0 | 0 | 3000096520 | 0 | 0 | - | 0 | - | W
15907 | BILASPUR | FRU Senetorium | PHC | ENT DEPARTMENT | FOOT OPERATED SUCTION APPARATUS | 1 | 0 | 0 | 0 | 3000096521 | 0 | 0 | - | 0 | - | W
15908 | BILASPUR | FRU Senetorium | PHC | ENT DEPARTMENT | SLIT LAMP | 1 | 0 | 0 | 0 | 3000096522 | 2001 | 0 | - | 0 | - | W
15909 | BILASPUR | FRU Senetorium | PHC | ENT DEPARTMENT | SLIT LAMP | 1 | 0 | 0 | 0 | 3000096523 | 2001 | 0 | - | 0 | - | W
15910 | BILASPUR | FRU Senetorium | PHC | Store Room | WEIGHING MACHINE | 1 | 0 | 0 | 0 | 3000096524 | 0 | 0 | - | 0 | - | NI
15911 | BILASPUR | FRU Senetorium | PHC | Store Room | SHOULDER WHEEL | 1 | 0 | 0 | 0 | 3000096525 | 0 | 0 | - | 0 | - | NI
15912 | BILASPUR | FRU Senetorium | PHC | Store Room | SHOULDER WHEEL | 1 | 0 | 0 | 0 | 3000096526 | 0 | 0 | - | 0 | - | NI
15913 | BILASPUR | FRU Senetorium | PHC | Pathology Lab. | ELECTRIC STERILIZER | 1 | 0 | 0 | 0 | 3000096510 | 0 | 0 | - | 0 | - | NW
15914 | BILASPUR | FRU Senetorium | PHC | ENT DEPARTMENT | MICROSCOPE | 1 | ZEISS | 0 | 0 | 3000096511 | 0 | 0 | - | 0 | - | W
15915 | BILASPUR | FRU Senetorium | PHC | ENT DEPARTMENT | A-SCANNER | 1 | BIOMEDIX | 0 | 210109 | 3000096512 | 0 | 0 | - | 0 | - | W
15916 | BILASPUR | FRU Senetorium | PHC | ENT DEPARTMENT | AUTO REFRACTOMETER | 1 | 0 | 0 | 0 | 3000096513 | 0 | 0 | - | 0 | - | W
15917 | BILASPUR | FRU Senetorium | PHC | ENT DEPARTMENT | MICROSCOPE | 1 | GSM OPTECH | 2014-12 | ZOM-12-703 | 3000096514 | 0 | 0 | - | 0 | - | W
15918 | BILASPUR | FRU Senetorium | PHC | ENT DEPARTMENT | AUTOCLAVE | 1 | 0 | 0 | 0 | 3000096515 | 0 | 0 | - | 0 | - | W
15919 | BILASPUR | FRU Senetorium | PHC | Pathology Lab. | AUTOCLAVE | 1 | 0 | 0 | 0 | 3000096504 | 0 | 0 | - | 0 | - | W
15920 | BILASPUR | FRU Senetorium | PHC | Pathology Lab. | ELECTRIC STERILIZER | 1 | 0 | 0 | 0 | 3000096505 | 0 | 0 | - | 0 | - | W
15921 | BILASPUR | FRU Senetorium | PHC | Pathology Lab. | THERMOMETER | 1 | YORK | 0 | 0 | 3000096506 | 0 | 0 | - | 0 | - | W
15922 | BILASPUR | FRU Senetorium | PHC | Pathology Lab. | CENTRIFUGE MACHINE | 1 | 0 | 0 | 0 | 3000096507 | 0 | 0 | - | 0 | - | W
15923 | BILASPUR | FRU Senetorium | PHC | Pathology Lab. | VDRL SHAKER | 1 | 0 | 0 | 0 | 3000096508 | 0 | 0 | - | 0 | - | W
15924 | BILASPUR | FRU Senetorium | PHC | Pathology Lab. | NEEDLE DESTROYER | 1 | MICROSIL INDIA | 0 | 0 | 3000096509 | 0 | 0 | - | 0 | - | W
15925 | BILASPUR | FRU Senetorium | PHC | ICTC | NEEDLE DESTROYER | 1 | 0 | 0 | 0 | 3000096482 | 0 | 0 | - | 0 | - | NW
15926 | BILASPUR | FRU Senetorium | PHC | OT | SHADOWLESS LAMP | 1 | 0 | 0 | 0 | 3000096483 | 0 | 0 | - | 0 | - | W
15927 | BILASPUR | FRU Senetorium | PHC | OT | AUTOCLAVE | 1 | 0 | 0 | 941007 | 3000096484 | 0 | 0 | - | 0 | - | W
15928 | BILASPUR | FRU Senetorium | PHC | OT | ELECTRIC STERILIZER | 1 | 0 | 0 | 0 | 3000096485 | 0 | 0 | - | 0 | - | W
15929 | BILASPUR | FRU Senetorium | PHC | OT | SUCTION APPARATUS | 1 | 0 | 0 | 0 | 3000096486 | 0 | 0 | - | 0 | - | W
15930 | BILASPUR | FRU Senetorium | PHC | OT | OT TABLE | 1 | 0 | 0 | 0 | 3000096487 | 0 | 0 | - | 0 | - | W
15931 | BILASPUR | FRU Senetorium | PHC | OT | OT TABLE | 1 | 0 | 0 | 0 | 3000096488 | 0 | 0 | - | 0 | - | W
15932 | BILASPUR | FRU Senetorium | PHC | OT | AUTOCLAVE | 1 | 0 | 0 | 0 | 3000096489 | 0 | 0 | - | 0 | - | NW
15933 | BILASPUR | FRU Senetorium | PHC | OT | AUTOCLAVE | 1 | 0 | 0 | 0 | 3000096490 | 0 | 0 | - | 0 | - | NW
15934 | BILASPUR | FRU Senetorium | PHC | OT | SUCTION APPARATUS | 1 | 0 | 0 | 0 | 3000096491 | 0 | 0 | - | 0 | - | NW
15935 | BILASPUR | FRU Senetorium | PHC | OT | ELECTRIC STERILIZER | 1 | 0 | 0 | 0 | 3000096492 | 0 | 0 | - | 0 | - | NW
15936 | BILASPUR | FRU Senetorium | PHC | OT | ELECTRIC STERILIZER | 1 | 0 | 0 | 0 | 3000096493 | 0 | 0 | - | 0 | - | NW
15937 | BILASPUR | FRU Senetorium | PHC | OT | ELECTRIC STERILIZER | 1 | 0 | 0 | 0 | 3000096494 | 0 | 0 | - | 0 | - | NW
15938 | BILASPUR | FRU Senetorium | PHC | OT | FOOT OPERATED SUCTION APPARATUS | 1 | 0 | 0 | 0 | 3000096495 | 0 | 0 | - | 0 | - | NW
15939 | BILASPUR | FRU Senetorium | PHC | OT | FOOT OPERATED SUCTION APPARATUS | 1 | 0 | 0 | 0 | 3000096496 | 0 | 0 | - | 0 | - | NW
15940 | BILASPUR | FRU Senetorium | PHC | OT | SHADOWLESS LAMP | 1 | 0 | 0 | 0 | 3000096497 | 0 | 0 | - | 0 | - | NW
15941 | BILASPUR | FRU Senetorium | PHC | OT | SHADOWLESS LAMP | 1 | 0 | 0 | 0 | 3000096498 | 0 | 0 | - | 0 | - | NW
15942 | BILASPUR | KENOCHI | PHC | OPD | STETHOSCOPE | 1 | KONIKA DX | - | - | 3000096146 | 0 | 0 | - | 0 | - | W
15943 | BILASPUR | KENOCHI | PHC | OPD | BP MACHINE | 1 | DIAMOND | ISI-3390 | - | 3000096147 | 0 | 0 | - | 0 | - | W
15944 | BILASPUR | KENOCHI | PHC | OPD | NEEDLE DESTROYER | 1 | SARATEC | - | - | 3000096148 | 0 | 0 | - | 0 | - | W
15945 | BILASPUR | KENOCHI | PHC | OPD | NEEDLE DESTROYER | 1 | BIO PLUS | - | - | 3000096149 | 0 | 0 | - | 0 | - | W
15946 | BILASPUR | KENOCHI | PHC | OPD | WEIGHING MACHINE | 1 | CROWN | - | - | 3000096150 | 0 | 0 | - | 0 | - | W
15947 | BILASPUR | KENOCHI | PHC | DELIVERY ROOM | RADIANT WARMER | 1 | BIRD MEDITEC | CE-0470 | DM/EW/+1/0910 | 3000096151 | 0 | 0 | - | 0 | - | W
15948 | BILASPUR | KENOCHI | PHC | DELIVERY ROOM | BABY WEIGHING SCALE | 1 | - | - | - | 3000096152 | 0 | 0 | - | 0 | - | W
15949 | BILASPUR | KENOCHI | PHC | DELIVERY ROOM | NEEDLE DESTROYER | 1 | GENIUS GOLD | - | - | 3000096153 | 0 | 0 | - | 0 | - | W
15950 | BILASPUR | KENOCHI | PHC | DELIVERY ROOM | SUCTION APPARATUS | 1 | EASY CARE | ECPSU307 | - | 3000096154 | 0 | 0 | - | 0 | - | W
15951 | BILASPUR | KENOCHI | PHC | DELIVERY ROOM | DELIVERY TABLE | 1 | - | - | - | 3000096155 | 0 | 0 | - | 0 | - | W
15952 | BILASPUR | KENOCHI | PHC | DELIVERY ROOM | SHADOWLESS OT LIGHT | 1 | - | - | - | 3000096156 | 0 | 0 | - | 0 | - | W
15953 | BILASPUR | KENOCHI | PHC | Store Room | SHOULDER WHEEL | 1 | - | - | - | 3000096163 | 0 | 0 | - | 0 | - | NI
15954 | BILASPUR | KENOCHI | PHC | Store Room | SUCTION APPARATUS | 1 | - | - | - | 3000096164 | 0 | 0 | - | 0 | - | NI
15955 | BILASPUR | KENOCHI | PHC | Store Room | SUCTION APPARATUS | 1 | - | - | - | 3000096165 | 0 | 0 | - | 0 | - | NI
15956 | BILASPUR | KENOCHI | PHC | DELIVERY ROOM | SHOULDER WHEEL | 1 | - | - | - | 3000096157 | 0 | 0 | - | 0 | - | W
15957 | BILASPUR | KENOCHI | PHC | DELIVERY ROOM | ELECTRIC STERILIZER | 1 | ATLAS | - | 09F10119 | 3000096158 | 0 | 0 | - | 0 | - | W
15958 | BILASPUR | KENOCHI | PHC | DELIVERY ROOM | AUTOCLAVE | 1 | - | - | - | 3000096159 | 0 | 0 | - | 0 | - | W
15959 | BILASPUR | KENOCHI | PHC | DELIVERY ROOM | NEEDLE DESTROYER | 1 | SARATEC | - | - | 3000096160 | 0 | 0 | - | 0 | - | NI
15960 | BILASPUR | KENOCHI | PHC | DELIVERY ROOM | ELECTRIC STERILIZER | 1 | ATLAS | - | - | 3000096161 | 0 | 0 | - | 0 | - | NI
15961 | BILASPUR | KENOCHI | PHC | DELIVERY ROOM | CPM | 1 | - | - | - | 3000096162 | 0 | 0 | - | 0 | - | NI
15962 | BILASPUR | KHODERI | PHC | DELIVERY ROOM | WEIGHING MACHINE | 1 | VENUS | 0 | 0 | 3000096178 | 0 | 0 | - | 0 | - | W
15963 | BILASPUR | KHODERI | PHC | DELIVERY ROOM | DELIVERY TABLE | 1 | 0 | 0 | 0 | 3000096179 | 0 | 0 | - | 0 | - | W
15964 | BILASPUR | KHODERI | PHC | DELIVERY ROOM | CPM | 1 | 0 | 0 | 0 | 3000096180 | 0 | 0 | - | 0 | - | NI
15965 | BILASPUR | KHODERI | PHC | DELIVERY ROOM | WEIGHING MACHINE | 1 | AGLO | 0 | 0 | 3000096181 | 0 | 0 | - | 0 | - | W
15966 | BILASPUR | KHODERI | PHC | DELIVERY ROOM | INFRA RED | 1 | RELENE | 0 | 0 | 3000096182 | 0 | 0 | - | 0 | - | NI
15967 | BILASPUR | KHODERI | PHC | DELIVERY ROOM | SHOULDER WHEEL | 1 | 0 | 0 | 0 | 3000096183 | 0 | 0 | - | 0 | - | NI
15968 | BILASPUR | KHODERI | PHC | Dressing Room | HUB CUTTER | 1 | SARATECH | 0 | 0 | 3000096166 | 0 | 0 | - | 0 | - | W
15969 | BILASPUR | KHODERI | PHC | Dressing Room | SHOULDER WHEEL | 1 | 0 | 0 | 0 | 3000096167 | 0 | 0 | - | 0 | - | W
15970 | BILASPUR | KHODERI | PHC | OPD | BP MACHINE | 1 | DR DELUX | 0 | 0 | 3000096168 | 0 | 0 | - | 0 | - | W
15971 | BILASPUR | KHODERI | PHC | OPD | BP MACHINE | 1 | NAMATT | 0 | 36253 | 3000096169 | 0 | 0 | - | 0 | - | NW
15972 | BILASPUR | KHODERI | PHC | DRUG DEPARTMENT | STETHOSCOPE | 1 | MEDILINE | 0 | 0 | 3000096170 | 0 | 0 | - | 0 | - | W
15973 | BILASPUR | KHODERI | PHC | DRUG DEPARTMENT | STETHOSCOPE | 1 | GIBSON | 0 | 0 | 3000096171 | 0 | 0 | - | 0 | - | W
15974 | BILASPUR | KHODERI | PHC | DRUG DEPARTMENT | BP MACHINE | 1 | GOLD SUPREME | 3390 | 98103946 | 3000096172 | 0 | 0 | - | 0 | - | W
15975 | BILASPUR | KHODERI | PHC | DRUG DEPARTMENT | STETHOSCOPE | 1 | MAGI GOLO | 0 | 0 | 3000096173 | 0 | 0 | - | 0 | - | W
15976 | BILASPUR | KHODERI | PHC | DELIVERY ROOM | ELECTRIC STERILIZER | 1 | ATLASH | 0 | 095/01513 | 3000096174 | 0 | 0 | - | 0 | - | W
15977 | BILASPUR | KHODERI | PHC | DELIVERY ROOM | BABY WEIGHING SCALE | 1 | CROWN | 0 | 0 | 3000096175 | 0 | 0 | - | 0 | - | W
15978 | BILASPUR | KHODERI | PHC | DELIVERY ROOM | RADIANT WARMER | 1 | BIRD MEDITEC | CEOG70 | BM/RW/610910 | 3000096176 | 0 | 0 | - | 0 | - | W
15979 | BILASPUR | KHODERI | PHC | DELIVERY ROOM | SUCTION APPARATUS | 1 | EASY CARE | 0 | 0 | 3000096177 | 0 | 0 | - | 0 | - | W
15980 | BILASPUR | SADWANI | PHC | DELIVERY ROOM | RADIANT WARMER | 1 | BIRD MEDITEC | CE-0470 | BM/EW/74/9010 | 3000096184 | 0 | 0 | - | 0 | - | NW
15981 | BILASPUR | SADWANI | PHC | DELIVERY ROOM | ELECTRIC STERILIZER | 1 | ATLAS | - | 988989 | 3000096185 | 0 | 0 | - | 0 | - | W
15982 | BILASPUR | SADWANI | PHC | DELIVERY ROOM | SUCTION APPARATUS | 1 | EASY CARE | - | - | 3000096186 | 0 | 0 | - | 0 | - | W
15983 | BILASPUR | SADWANI | PHC | DELIVERY ROOM | RADIANT WARMER | 1 | CROWN | - | - | 3000096187 | 0 | 0 | - | 0 | - | W
15984 | BILASPUR | SADWANI | PHC | DELIVERY ROOM | HUB CUTTER | 1 | BIO PLUS | - | - | 3000096188 | 0 | 0 | - | 0 | - | W
15985 | BILASPUR | SADWANI | PHC | DELIVERY ROOM | FOETAL DOPPLER | 1 | CONIN | - | FD2D130810417 | 3000096189 | 0 | 0 | - | 0 | - | W
15986 | BILASPUR | SADWANI | PHC | DELIVERY ROOM | CPM | 1 | - | - | - | 3000096190 | 0 | 0 | - | 0 | - | W
15987 | BILASPUR | SADWANI | PHC | DELIVERY ROOM | STETHOSCOPE | 1 | SRISHTI | - | - | 3000096191 | 0 | 0 | - | 0 | - | W
15988 | BILASPUR | SADWANI | PHC | OPD | BP MACHINE | 1 | DIAMOND | - | - | 3000096192 | 0 | 0 | - | 0 | - | W
15989 | BILASPUR | SADWANI | PHC | OPD | NEEDLE DESTROYER | 1 | SARATEC | - | - | 3000096193 | 0 | 0 | - | 0 | - | W
15990 | BILASPUR | SADWANI | PHC | OPD | SHOULDER WHEEL | 1 | - | - | - | 3000096194 | 0 | 0 | - | 0 | - | W
15991 | BILASPUR | SADWANI | PHC | OPD | RADIANT WARMER | 1 | - | - | - | 3000096396 | 0 | 0 | - | 0 | - | NI
15992 | BILASPUR | KOTA | CHC | OPD | BP MACHINE | 1 | MCP | - | 144 | 3000267485 | 0 | 0 | - | 0 | - | W
15993 | BILASPUR | KOTA | CHC | OPD | BP MACHINE | 1 | DIAMOND | - | 39739 | 3000267486 | 0 | 0 | - | 0 | - | W
15994 | BILASPUR | KOTA | CHC | OPD | NEEDLE DESTROYER | 1 | - | ND-350 | 1881 | 3000267487 | 0 | 0 | - | 0 | - | W
15995 | BILASPUR | KOTA | CHC | OPD | RADIANT WARMER | 1 | CAUTION | - | BM/RW/1100910 | 3000267488 | 0 | 0 | - | 0 | - | W
15996 | BILASPUR | KOTA | CHC | OPD | RADIANT WARMER | 1 | - | - | - | 3000267489 | 0 | 0 | - | 0 | - | W
15997 | BILASPUR | KOTA | CHC | OPD | RADIANT WARMER | 1 | PHOENIX | - | 6373 | 3000267490 | 0 | 0 | - | 0 | - | W
15998 | BILASPUR | KOTA | CHC | OPD | SUCTION APPARATUS | 1 | - | - | - | 3000268183 | 0 | 0 | - | 0 | - | W
15999 | BILASPUR | KOTA | CHC | OPD | BABY WEIGHING SCALE | 1 | PHOENIX | - | 1875 | 3000268184 | 0 | 0 | - | 0 | - | W
16000 | BILASPUR | KOTA | CHC | RADIOLOGY Dept. | X-RAY MACHINE | 1 | SIEMENS | 5251 | 1583 | 3000268185 | 0 | 0 | - | 0 | - | W
16001 | BILASPUR | KOTA | CHC | OPD | BP MACHINE | 1 | LIFELINE | - | 10524 | 3000268186 | 0 | 0 | - | 0 | - | W
16002 | BILASPUR | KOTA | CHC | OT | RADIANT WARMER | 1 | PHOENIX | - | 6374 | 3000268187 | 0 | 0 | - | 0 | - | W
16003 | BILASPUR | KOTA | CHC | OT | SHADOWLESS OT LIGHT | 1 | - | - | - | 3000268188 | 0 | 0 | - | 0 | - | W
16004 | BILASPUR | KOTA | CHC | OT | SHADOWLESS OT LIGHT | 1 | - | - | - | 3000268189 | 0 | 0 | - | 0 | - | W
16005 | BILASPUR | KOTA | CHC | OT | SHADOWLESS LAMP | 1 | - | - | - | 3000268190 | 0 | 0 | - | 0 | - | W
16006 | BILASPUR | KOTA | CHC | OT | SHADOWLESS LAMP | 1 | - | - | - | 3000268191 | 0 | 0 | - | 0 | - | W
16007 | BILASPUR | KOTA | CHC | OT | AIR ULTIMA | 1 | INDOFOS | - | 661208 | 3000268192 | 0 | 0 | - | 0 | - | W
16008 | BILASPUR | KOTA | CHC | OT | VERTICAL AUTOCLAVE | 1 | - | - | - | 3000268193 | 0 | 0 | - | 0 | - | W
16009 | BILASPUR | KOTA | CHC | OT | ANESTHESIA MACHINE | 1 | MEDICAL ENGENRING | TROPO | - | 3000268194 | 0 | 0 | - | 0 | - | W
16010 | BILASPUR | KOTA | CHC | OT | FOGGER | 1 | - | - | - | 3000268195 | 0 | 0 | - | 0 | - | W
16011 | BILASPUR | KOTA | CHC | OT | SUCTION APPARATUS | 1 | - | - | - | 3000268196 | 0 | 0 | - | 0 | - | W
16012 | BILASPUR | KOTA | CHC | OT | BP MACHINE | 1 | DIAMOND | - | OO501 | 3000268197 | 0 | 0 | - | 0 | - | W
16013 | BILASPUR | KOTA | CHC | OT | FOETAL DOPPLER | 1 | SCURE | CMS8000 | - | 3000268198 | 0 | 0 | - | 0 | - | W
16014 | BILASPUR | KOTA | CHC | OT | SUCTION APPARATUS | 1 | SCURE | 7A23D | - | 3000268199 | 0 | 0 | - | 0 | - | W
16015 | BILASPUR | KOTA | CHC | OT | FUMIGERATOR | 1 | - | - | - | 3000268200 | 0 | 0 | - | 0 | - | W
16016 | BILASPUR | KOTA | CHC | Pathology Lab. | MICROSCOPE | 1 | LABO | - | - | 3000268201 | 0 | 0 | - | 0 | - | W
16017 | BILASPUR | KOTA | CHC | Pathology Lab. | CENTRIFUGE MACHINE | 1 | - | - | - | 3000268202 | 0 | 0 | - | 0 | - | W
16018 | BILASPUR | KOTA | CHC | Pathology Lab. | AUTO ANALYZER | 1 | ROCHE | ZEBU726 | - | 3000268203 | 0 | 0 | - | 0 | - | W
16019 | BILASPUR | KOTA | CHC | Pathology Lab. | AUTO ANALYZER | 1 | MISPA NEO | - | - | 3000268204 | 0 | 0 | - | 0 | - | W
16020 | BILASPUR | KOTA | CHC | Pathology Lab. | CENTRIFUGE MACHINE | 1 | - | - | - | 3000268205 | 0 | 0 | - | 0 | - | W
16021 | BILASPUR | KOTA | CHC | Pathology Lab. | CENTRIFUGE MACHINE | 1 | MICROSIL | ND360 | 9722/03 | 3000268206 | 0 | 0 | - | 0 | - | W
16022 | BILASPUR | AMAGOHAN | PHC | OPD | ELECTRIC STERILIZER | 1 | - | - | - | 3000347159 | 0 | 0 | - | 0 | - | W
16023 | BILASPUR | AMAGOHAN | PHC | OPD | NEEDLE DESTROYER | 1 | - | - | - | 3000347160 | 0 | 0 | - | 0 | - | W
16024 | BILASPUR | AMAGOHAN | PHC | DELIVERY ROOM | BABY WEIGHING SCALE | 1 | - | - | - | 3000347161 | 0 | 0 | - | 0 | - | W
16025 | BILASPUR | AMAGOHAN | PHC | DELIVERY ROOM | RADIANT WARMER | 1 | MEDI TECH | CE0470 | BM/BR/10210110 | 3000347162 | 0 | 0 | - | 0 | - | W
16026 | BILASPUR | AMAGOHAN | PHC | DELIVERY ROOM | SHADOWLESS LAMP | 1 | - | - | - | 3000347163 | 0 | 0 | - | 0 | - | W
16027 | BILASPUR | AMAGOHAN | PHC | DELIVERY ROOM | NEEDLE DESTROYER | 1 | MICROSIL | ND 360 | 9778/03 | 3000347164 | 0 | 0 | - | 0 | - | W
16028 | BILASPUR | AMAGOHAN | PHC | Pathology Lab. | CENTRIFUGE MACHINE | 1 | - | - | - | 3000347165 | 0 | 0 | - | 0 | - | W
16029 | BILASPUR | AMAGOHAN | PHC | OPD | SUCTION APPARATUS | 1 | LIFE ACTION | - | - | 3000347166 | 0 | 0 | - | 0 | - | W
16030 | BILASPUR | AMAGOHAN | PHC | OPD | BP MACHINE | 1 | HG CHECK | - | 13D069 | 3000347167 | 0 | 0 | - | 0 | - | W
16031 | BILASPUR | BELGAHNA | PHC | NBCC | RADIANT WARMER | 1 | - | CE-0470 | BM/RW/1070910 | 3000347151 | 0 | 0 | - | 0 | - | NW
16032 | BILASPUR | BELGAHNA | PHC | NBCC | RADIANT WARMER | 1 | - | - | - | 3000347152 | 0 | 0 | - | 0 | - | W
16033 | BILASPUR | BELGAHNA | PHC | NBCC | RADIANT WARMER | 1 | - | - | - | 3000347153 | 0 | 0 | - | 0 | - | NW
16034 | BILASPUR | BELGAHNA | PHC | NBCC | SHADOWLESS LAMP | 1 | - | - | - | 3000347154 | 0 | 0 | - | 0 | - | W
16035 | BILASPUR | BELGAHNA | PHC | NBCC | FOOT OPERATED SUCTION APPARATUS | 1 | - | - | - | 3000347155 | 0 | 0 | - | 0 | - | W
16036 | BILASPUR | BELGAHNA | PHC | NBCC | ELECTRIC STERILIZER | 1 | ATLAS | - | 09F/0137 | 3000347156 | 0 | 0 | - | 0 | - | W
16037 | BILASPUR | BELGAHNA | PHC | NBCC | NEEDLE DESTROYER | 1 | - | 100VA-60VA | - | 3000347157 | 0 | 0 | - | 0 | - | W
16038 | BILASPUR | BELGAHNA | PHC | NBCC | MICROSCOPE | 1 | - | - | 12799519426 | 3000347158 | 0 | 0 | - | 0 | - | W
16039 | BILASPUR | CHAPORA | PHC | OPD | BP MACHINE | 1 | - | 0 | 50591 | 3000243033 | 0 | 0 | - | 0 | - | W
16040 | BILASPUR | CHAPORA | PHC | OPD | BABY WEIGHING SCALE | 1 | 0 | 0 | 0 | 3000243034 | 0 | 0 | - | 0 | - | W
16041 | BILASPUR | CHAPORA | PHC | DELIVERY ROOM | RADIANT WARMER | 1 | 0 | 0 | 0 | 3000243035 | 0 | 0 | - | 0 | - | NW
16042 | BILASPUR | CHAPORA | PHC | DELIVERY ROOM | ELECTRIC STERILIZER | 1 | 0 | 0 | 0 | 3000243036 | 0 | 0 | - | 0 | - | W
16043 | BILASPUR | CHAPORA | PHC | DELIVERY ROOM | SUCTION APPARATUS | 1 | 0 | 0 | 0 | 3000243037 | 0 | 0 | - | 0 | - | NW
16044 | BILASPUR | CHAPORA | PHC | DELIVERY ROOM | SHADOWLESS LAMP | 1 | 0 | 0 | 0 | 3000243038 | 0 | 0 | - | 0 | - | NW
16045 | BILASPUR | CHAPORA | PHC | DELIVERY ROOM | BP MACHINE | 1 | JAINCO | 0 | 0 | 3000243039 | 0 | 0 | - | 0 | - | W
16046 | BILASPUR | CHAPORA | PHC | DELIVERY ROOM | FOOT OPERATED SUCTION APPARATUS | 1 | SSBASE | 0 | 0 | 3000243040 | 0 | 0 | - | 0 | - | NI
16047 | BILASPUR | CHAPORA | PHC | DELIVERY ROOM | ELECTRIC STERILIZER | 1 | 0 | 0 | 0 | 3000243041 | 0 | 0 | - | 0 | - | NI
16048 | BILASPUR | CHAPORA | PHC | DELIVERY ROOM | NEEDLE DESTROYER | 1 | SARATECH | 100VA/60/VA | 0 | 3000243042 | 0 | 0 | - | 0 | - | W
16049 | BILASPUR | KARGIKALA | PHC | OPD | NEEDLE DESTROYER | 1 | SARATECH EROIPME NTS | 0 | 0 | 3000347048 | 0 | 0 | - | 0 | - | W
16050 | BILASPUR | KARGIKALA | PHC | OPD | NEBULIZER | 1 | ASHOKA | 0 | 0 | 3000347049 | 0 | 0 | - | 0 | - | W
16051 | BILASPUR | KARGIKALA | PHC | OPD | BP MACHINE | 1 | HG CHEEK | 0 | 0 | 3000347050 | 0 | 0 | - | 0 | - | W
16052 | BILASPUR | KARGIKALA | PHC | OPD | BP MACHINE | 1 | DIAMOND | 0 | 0 | 3000347051 | 0 | 0 | - | 0 | - | W
16053 | BILASPUR | KARGIKALA | PHC | OPD | BP MACHINE | 1 | 0 | 0 | 0 | 3000347052 | 0 | 0 | - | 0 | - | NW
16054 | BILASPUR | KARGIKALA | PHC | OPD | RADIANT WARMER | 1 | BIRD MEDITECH | 0 | 0 | 3000347053 | 0 | 0 | - | 0 | - | W
16055 | BILASPUR | KARGIKALA | PHC | DELIVERY ROOM | BABY WEIGHING SCALE | 1 | 0 | 0 | 0 | 3000347054 | 0 | 0 | - | 0 | - | W
16056 | BILASPUR | KARGIKALA | PHC | DELIVERY ROOM | FOETAL DOPPLER | 1 | BIO PLUS | 0 | 0 | 3000347055 | 0 | 0 | - | 0 | - | W
16057 | BILASPUR | KARGIKALA | PHC | DELIVERY ROOM | FOOT OPERATED SUCTION APPARATUS | 1 | 0 | 0 | 0 | 3000347056 | 0 | 0 | - | 0 | - | W
16058 | BILASPUR | KARGIKALA | PHC | DELIVERY ROOM | SUCTION APPARATUS | 1 | 0 | 0 | 0 | 3000347057 | 0 | 0 | - | 0 | - | W
16059 | BILASPUR | KARGIKALA | PHC | DELIVERY ROOM | ELECTRIC STERILIZER | 1 | ATLAS | 0 | 09E8876 | 3000347058 | 0 | 0 | - | 0 | - | W
16060 | BILASPUR | KARGIKALA | PHC | OPD | BP MACHINE | 1 | DIMOND | 0 | 0 | 3000347059 | 0 | 0 | - | 0 | - | W
16061 | BILASPUR | KARGIKALA | PHC | OPD | STETHOSCOPE | 1 | 0 | 0 | 0 | 3000347060 | 0 | 0 | - | 0 | - | W
16062 | BILASPUR | KARGIKALA | PHC | Pathology Lab. | CENTRIFUGE MACHINE | 1 | 0 | 0 | 0 | 3000347061 | 0 | 0 | - | 0 | - | W
16063 | BILASPUR | KARGIKALA | PHC | Pathology Lab. | GLUCO METER | 1 | FREE STYLE OPTIUM | 0 | 0 | 3000347062 | 0 | 0 | - | 0 | - | W
16064 | BILASPUR | KARGIKALA | PHC | Store Room | BP MACHINE | 1 | NAMATI | 0 | 36096 | 3000347063 | 0 | 0 | - | 0 | - | W
16065 | BILASPUR | KARGIKALA | PHC | Store Room | BABY WEIGHING SCALE | 1 | 0 | 0 | 0 | 3000347064 | 0 | 0 | - | 0 | - | W
16066 | BILASPUR | KARGIKALA | PHC | Store Room | ELECTRIC STERILIZER | 1 | ATLAS | 0 | 09F/0/34 | 3000347065 | 0 | 0 | - | 0 | - | W
16067 | BILASPUR | KARGIKALA | PHC | Store Room | NEEDLE DESTROYER | 1 | MICRO SIL | ND 360 | 9791/03 | 3000347066 | 0 | 0 | - | 0 | - | W
16068 | BILASPUR | KARGIKALA | PHC | Store Room | ELECTRIC STERILIZER | 1 | 0 | 0 | 0 | 3000347067 | 0 | 0 | - | 0 | - | W
16069 | BILASPUR | KENDA | PHC | OPD | STETHOSCOPE | 1 | - | - | - | 3000347168 | 0 | 0 | - | 0 | - | W
16070 | BILASPUR | KENDA | PHC | OPD | BP MACHINE | 1 | HICKS | X7(KD557) | 141225005671108 | 3000347169 | 0 | 0 | - | 0 | - | W
16071 | BILASPUR | KENDA | PHC | OPD | CENTRIFUGE MACHINE | 1 | REMI | - | - | 3000347170 | 0 | 0 | - | 0 | - | W
16072 | BILASPUR | KENDA | PHC | OPD | MICROSCOPE | 1 | LABOMED | - | 141175035 | 3000347171 | 0 | 0 | - | 0 | - | W
16073 | BILASPUR | KENDA | PHC | OPD | GLUCO METER | 1 | FREE STYLE | - | - | 3000347172 | 0 | 0 | - | 0 | - | W
16074 | BILASPUR | KENDA | PHC | OPD | SHADOWLESS LAMP | 1 | - | - | - | 3000347173 | 0 | 0 | - | 0 | - | W
16075 | BILASPUR | KENDA | PHC | DELIVERY ROOM | SUCTION APPARATUS | 1 | - | - | - | 3000347174 | 0 | 0 | - | 0 | - | W
16076 | BILASPUR | KENDA | PHC | DELIVERY ROOM | BABY WEIGHING SCALE | 1 | - | - | - | 3000347175 | 0 | 0 | - | 0 | - | W
16077 | BILASPUR | Navagoan (Salka) | PHC | OPD | BP MACHINE | 1 | DIAMOND | - | 751 | 3000247613 | 0 | 0 | - | 0 | - | W
16078 | BILASPUR | Navagoan (Salka) | PHC | OPD | STETHOSCOPE | 1 | LIFE ACTION | - | - | 3000247614 | 0 | 0 | - | 0 | - | W
16079 | BILASPUR | Navagoan (Salka) | PHC | OPD | BP MACHINE | 1 | MCP | - | 4A0/6/0T0300MMHG | 3000247615 | 0 | 0 | - | 0 | - | W
16080 | BILASPUR | Navagoan (Salka) | PHC | OPD | BABY WEIGHING SCALE | 1 | - | - | - | 3000247616 | 0 | 0 | - | 0 | - | W
16081 | BILASPUR | Navagoan (Salka) | PHC | OPD | FOOT OPERATED SUCTION APPARATUS | 1 | - | - | - | 3000247617 | 0 | 0 | - | 0 | - | W
16082 | BILASPUR | Navagoan (Salka) | PHC | OPD | COLOUR DOPPLER | 1 | MCP | - | - | 3000247618 | 0 | 0 | - | 0 | - | W
16083 | BILASPUR | Navagoan (Salka) | PHC | NBCC | SHADOWLESS OT LIGHT | 1 | - | - | - | 3000247619 | 0 | 0 | - | 0 | - | W
16084 | BILASPUR | Navagoan (Salka) | PHC | NBCC | ELECTRIC STERILIZER | 1 | - | - | - | 3000247620 | 0 | 0 | - | 0 | - | W
16085 | BILASPUR | Navagoan (Salka) | PHC | NBCC | NEBULIZER | 1 | - | EC-7011 | 631308 | 3000252581 | 0 | 0 | - | 0 | - | W
16086 | BILASPUR | PODI | PHC | DELIVERY ROOM | BP MACHINE | 1 | DIAMOND | 1889 | 0 | 3000243026 | 0 | 0 | - | 0 | - | W
16087 | BILASPUR | PODI | PHC | DELIVERY ROOM | ELECTRIC STERILIZER | 1 | 0 | 0 | 0 | 3000243027 | 0 | 0 | - | 0 | - | NW
16088 | BILASPUR | PODI | PHC | DELIVERY ROOM | RADIANT WARMER | 1 | BIRD MEDITEC | 0 | BM/RW/92/0910 | 3000243028 | 0 | 0 | - | 0 | - | W
16089 | BILASPUR | PODI | PHC | DELIVERY ROOM | SUCTION APPARATUS | 1 | 0 | 0 | 0 | 3000243029 | 0 | 0 | - | 0 | - | NW
16090 | BILASPUR | PODI | PHC | DELIVERY ROOM | NEEDLE DESTROYER | 1 | MICRO SIL INDIA | ND 350 | 0 | 3000243030 | 0 | 0 | - | 0 | - | W
16091 | BILASPUR | PODI | PHC | DELIVERY ROOM | DIGITAL WEIGHING MACHINE | 1 | 0 | 0 | 0 | 3000243031 | 0 | 0 | - | 0 | - | NW
16092 | BILASPUR | PODI | PHC | DELIVERY ROOM | BABY WEIGHING SCALE | 1 | JUVARANA | 0 | 0 | 3000243032 | 0 | 0 | - | 0 | - | W
16093 | BILASPUR | Shivtarai | PHC | OPD | BP MACHINE | 1 | HG CHEA2 | 0 | 14F0261 | 3000347068 | 0 | 0 | - | 0 | - | W
16094 | BILASPUR | Shivtarai | PHC | OPD | STETHOSCOPE | 1 | 0 | 0 | 0 | 3000347069 | 0 | 0 | - | 0 | - | W
16095 | BILASPUR | Shivtarai | PHC | OPD | NEEDLE DESTROYER | 1 | SARATECH EROIPME NTS | 100VA/60A | 0 | 3000347070 | 0 | 0 | - | 0 | - | W
16096 | BILASPUR | Shivtarai | PHC | DELIVERY ROOM | BP MACHINE | 1 | MCP AIDS | 0 | 14I6179 | 3000347071 | 0 | 0 | - | 0 | - | W
16097 | BILASPUR | Shivtarai | PHC | DELIVERY ROOM | Examination Light | 1 | 0 | 0 | 0 | 3000347072 | 0 | 0 | - | 0 | - | W
16098 | BILASPUR | Shivtarai | PHC | DELIVERY ROOM | FOETAL DOPPLER | 1 | MCP | 0 | 0 | 3000347073 | 0 | 0 | - | 0 | - | W
16099 | BILASPUR | Shivtarai | PHC | DELIVERY ROOM | BABY WEIGHING SCALE | 1 | CROWN | 0 | 0 | 3000347074 | 0 | 0 | - | 0 | - | W
16100 | BILASPUR | Shivtarai | PHC | DELIVERY ROOM | STETHOSCOPE | 1 | 0 | 0 | 0 | 3000347075 | 0 | 0 | - | 0 | - | W
16101 | BILASPUR | Shivtarai | PHC | DELIVERY ROOM | SUCTION APPARATUS | 1 | 0 | 0 | 0 | 3000347076 | 0 | 0 | - | 0 | - | W
16102 | BILASPUR | Shivtarai | PHC | DELIVERY ROOM | RADIANT WARMER | 1 | BIRD MEDITECH | 0 | BM/RW/86/0910 | 3000347077 | 0 | 0 | - | 0 | - | W
16103 | BILASPUR | Shivtarai | PHC | DELIVERY ROOM | ELECTRIC STERILIZER | 1 | 0 | 0 | 0 | 3000347078 | 0 | 0 | - | 0 | - | W
16104 | BILASPUR | Shivtarai | PHC | DELIVERY ROOM | AUTOCLAVE | 1 | 0 | 0 | 0 | 3000347079 | 0 | 0 | - | 0 | - | W
16105 | BILASPUR | Shivtarai | PHC | Store Room | ELECTRIC STERILIZER | 1 | 0 | 0 | 0 | 3000347080 | 0 | 0 | - | 0 | - | W
16106 | BILASPUR | Teganmada | PHC | OPD | BP MACHINE | 1 | MAMTA | 0 | 0 | 3000252588 | 0 | 0 | - | 0 | - | W
16107 | BILASPUR | Teganmada | PHC | OPD | STETHOSCOPE | 1 | SRISHI | 0 | 0 | 3000252589 | 0 | 0 | - | 0 | - | W
16108 | BILASPUR | Teganmada | PHC | Pathology Lab. | CENTRIFUGE MACHINE | 1 | 0 | 0 | 0 | 3000252590 | 0 | 0 | - | 0 | - | W
16109 | BILASPUR | Teganmada | PHC | OPD | NEEDLE DESTROYER | 1 | CRESPIARE | RN061 | RN06100352 | 3000252591 | 0 | 0 | - | 0 | - | W
16110 | BILASPUR | Teganmada | PHC | OPD | BABY WEIGHING SCALE | 1 | 0 | 0 | 0 | 3000252592 | 0 | 0 | - | 0 | - | W
16111 | BILASPUR | Teganmada | PHC | OPD | ELECTRIC STERILIZER | 1 | 0 | 0 | 0 | 3000252593 | 0 | 0 | - | 0 | - | W
16112 | BILASPUR | Teganmada | PHC | OPD | NEEDLE DESTROYER | 1 | MICRO SIL INDIA | ND 360 | 9878/03 | 3000252594 | 0 | 0 | - | 0 | - | W
16113 | BILASPUR | Teganmada | PHC | DELIVERY ROOM | SUCTION APPARATUS | 1 | 0 | 0 | 0 | 3000252595 | 0 | 0 | - | 0 | - | NW
16114 | BILASPUR | Teganmada | PHC | DELIVERY ROOM | SHADOWLESS LAMP | 1 | 0 | 0 | 0 | 3000252582 | 0 | 0 | - | 0 | - | W
16115 | BILASPUR | Teganmada | PHC | DELIVERY ROOM | RADIANT WARMER | 1 | MEDI TECH | 0 | BM/RW108/0910 | 3000252583 | 0 | 0 | - | 0 | - | W
16116 | BILASPUR | Teganmada | PHC | DELIVERY ROOM | BABY WEIGHING SCALE | 1 | ESSAE | BS250 | 0 | 3000252584 | 0 | 0 | - | 0 | - | W
16117 | BILASPUR | Teganmada | PHC | DELIVERY ROOM | BABY WEIGHING SCALE | 1 | 0 | 0 | 0 | 3000252585 | 0 | 0 | - | 0 | - | W
16118 | BILASPUR | Teganmada | PHC | DELIVERY ROOM | BP MACHINE | 1 | 0 | 0 | 0 | 3000252586 | 0 | 0 | - | 0 | - | W
16119 | BILASPUR | Teganmada | PHC | DELIVERY ROOM | BP MACHINE | 1 | 0 | 0 | 0 | 3000252587 | 0 | 0 | - | 0 | - | W
16120 | BILASPUR | RATANPUR | CHC | GYAENEC.OPD | RADIANT WARMER | 1 | PHOENIX | 0 | 6372 | 3000243011 | 0 | 0 | - | 0 | - | W
16121 | BILASPUR | RATANPUR | CHC | GYAENEC.OPD | RADIANT WARMER | 1 | BIRD MEDITEC | 0 | BM/HW/57/0910 | 3000243012 | 0 | 0 | - | 0 | - | NW
16122 | BILASPUR | RATANPUR | CHC | GYAENEC.OPD | ELECTRIC STERILIZER | 1 | 0 | 0 | 0 | 3000243013 | 0 | 0 | - | 0 | - | W
16123 | BILASPUR | RATANPUR | CHC | GYAENEC.OPD | NEEDLE DESTROYER | 1 | 0 | 100VA/60VA | 0 | 3000243014 | 0 | 0 | - | 0 | - | NW
16124 | BILASPUR | RATANPUR | CHC | GYAENEC.OPD | BABY WEIGHING SCALE | 1 | CROWN | 0 | 0 | 3000243015 | 0 | 0 | - | 0 | - | W
16125 | BILASPUR | RATANPUR | CHC | GYAENEC.OPD | SUCTION APPARATUS | 1 | HG CHECK | 0 | 14F091 | 3000243016 | 0 | 0 | - | 0 | - | NW
16126 | BILASPUR | RATANPUR | CHC | GYAENEC.OPD | BP MACHINE | 1 | ESSAE | B5250 | 25014131693 | 3000243017 | 0 | 0 | - | 0 | - | W
16127 | BILASPUR | RATANPUR | CHC | GYAENEC.OPD | BABY WEIGHING SCALE | 1 | 0 | 0 | 0 | 3000243018 | 0 | 0 | - | 0 | - | NW
16128 | BILASPUR | RATANPUR | CHC | GYAENEC.OPD | DELIVERY TABLE | 1 | LABOMED | 0 | 141175116 | 3000243019 | 0 | 0 | - | 0 | - | NW
16129 | BILASPUR | RATANPUR | CHC | Pathology Lab. | MICROSCOPE | 1 | MLX B | 0 | 520117 | 3000243020 | 0 | 0 | - | 0 | - | W
16130 | BILASPUR | RATANPUR | CHC | Pathology Lab. | MICROSCOPE | 1 | 0 | 0 | 0 | 3000243021 | 0 | 0 | - | 0 | - | W
16131 | BILASPUR | RATANPUR | CHC | Pathology Lab. | CENTRIFUGE MACHINE | 1 | 0 | 0 | 0 | 3000243022 | 0 | 0 | - | 0 | - | NW
16132 | BILASPUR | RATANPUR | CHC | GYAENEC.OPD | OBSTETRED | 1 | HAIER | HBO 116 | BEO4GOE0100B296D0137 | 3000243023 | 0 | 0 | - | 0 | - | W
16133 | BILASPUR | RATANPUR | CHC | GYAENEC.OPD | OBSTETRED | 1 | HAIER | HBO 116 | BEO4G0E0100B296D0051 | 3000243024 | 0 | 0 | - | 0 | - | W
16134 | BILASPUR | RATANPUR | CHC | GYAENEC.OPD | BP MACHINE | 1 | DIAMOND | 1381 | 0 | 3000243025 | 0 | 0 | - | 0 | - | W
16135 | BILASPUR | Ratanpur | PHC | Other Dept.
16136 | BILASPUR | MARWAHI | CHC | DELIVERY ROOM | SHADOWLESS LAMP | 1 | ARKO | 0 | 0 | 3000096583 | 0 | 0 | - | 0 | - | W
16137 | BILASPUR | MARWAHI | CHC | DELIVERY ROOM | HYDRAULIC TABLE | 1 | 0 | 0 | 0 | 3000096584 | 0 | 0 | - | 0 | - | W
16138 | BILASPUR | MARWAHI | CHC | DELIVERY ROOM | ELECTRIC STERILIZER | 1 | 0 | 0 | 0 | 3000096585 | 0 | 0 | - | 0 | - | NW
16139 | BILASPUR | MARWAHI | CHC | DELIVERY ROOM | ELECTRIC STERILIZER | 1 | 0 | 0 | 0 | 3000096586 | 0 | 0 | - | 0 | - | NW
16140 | BILASPUR | MARWAHI | CHC | DELIVERY ROOM | ELECTRIC STERILIZER | 1 | ATLAS | 0 | 09F10166 | 3000096587 | 0 | 0 | - | 0 | - | W
16141 | BILASPUR | MARWAHI | CHC | DELIVERY ROOM | BABY WEIGHING SCALE | 1 | CROWN | 0 | 0 | 3000096588 | 0 | 0 | - | 0 | - | W
16142 | BILASPUR | MARWAHI | CHC | DELIVERY ROOM | BABY WEIGHING SCALE | 1 | ESSAE | BS250 | 0 | 3000096589 | 0 | 0 | - | 0 | - | W
16143 | BILASPUR | MARWAHI | CHC | DELIVERY ROOM | ELECTRIC STERILIZER | 1 | TROPO | 0 | 0 | 3000096590 | 0 | 0 | - | 0 | - | W
16144 | BILASPUR | MARWAHI | CHC | DELIVERY ROOM | RADIANT WARMER | 1 | BIRD MEDITECH | CE0470 | BM/RW/52/0910 | 3000096591 | 0 | 0 | - | 0 | - | W
16145 | BILASPUR | MARWAHI | CHC | DELIVERY ROOM | SUCTION APPARATUS | 1 | SHIUA | 0 | 0 | 3000096592 | 0 | 0 | - | 0 | - | W
16146 | BILASPUR | MARWAHI | CHC | DELIVERY ROOM | SUCTION APPARATUS | 1 | SHIUP | 0 | 0 | 3000096593 | 0 | 0 | - | 0 | - | W
16147 | BILASPUR | MARWAHI | CHC | DELIVERY ROOM | AUTOCLAVE | 1 | OPBSW | 0 | 0 | 3000096594 | 0 | 0 | - | 0 | - | NW
16148 | BILASPUR | MARWAHI | CHC | Store Room | DENTAL CHAIR | 1 | AKASH CHESA | AKASHC | 0 | 3000096595 | 0 | 0 | - | 0 | - | NI
16149 | BILASPUR | MARWAHI | CHC | Store Room | DENTAL CHAIR | 1 | 0 | 0 | ES00297005 | 3000096596 | 0 | 0 | - | 0 | - | NI
16150 | BILASPUR | MARWAHI | CHC | Store Room | DENTAL CHAIR | 1 | 0 | 0 | 0 | 3000096597 | 0 | 0 | - | 0 | - | NI
16151 | BILASPUR | MARWAHI | CHC | Store Room | NEEDLE DESTROYER | 1 | SARA TOCH | 0 | 0 | 3000096598 | 0 | 0 | - | 0 | - | W
16152 | BILASPUR | MARWAHI | CHC | Store Room | STETHOSCOPE | 1 | 0 | 0 | 0 | 3000096599 | 0 | 0 | - | 0 | - | W
16153 | BILASPUR | MARWAHI | CHC | Store Room | BP MACHINE | 1 | 0 | 0 | 0 | 3000096600 | 0 | 0 | - | 0 | - | W
16154 | BILASPUR | MARWAHI | CHC | RADIOLOGY Dept. | X-RAY MACHINE | 1 | SIEMENS | 0 | 33420 | 3000096613 | 0 | 0 | - | 0 | - | NW
16155 | BILASPUR | MARWAHI | CHC | RADIOLOGY Dept. | X-RAY MACHINE | 1 | SIOMEXS | 0 | 3302 | 3000096614 | 0 | 0 | - | 0 | - | NW
16156 | BILASPUR | MARWAHI | CHC | RADIOLOGY Dept. | BP MACHINE | 1 | ASHOKA | 0 | 98124702 | 3000096601 | 0 | 0 | - | 0 | - | NW
16157 | BILASPUR | MARWAHI | CHC | Pathology Lab. | NEEDLE DESTROYER | 1 | MICRO SIL INDIA | ND 360 | 9871103 | 3000096602 | 2006 | 0 | - | 0 | - | W
16158 | BILASPUR | MARWAHI | CHC | Pathology Lab. | AUTO ANALYZER | 1 | ROCHE | 0 | UX09643886 | 3000096603 | 0 | 0 | - | 0 | - | NI
16159 | BILASPUR | MARWAHI | CHC | Pathology Lab. | COLORIMETER | 1 | HANDYSP94 | HB | SP000242 | 3000096604 | 0 | 0 | - | 0 | - | NI
16160 | BILASPUR | MARWAHI | CHC | Pathology Lab. | ELECTROLYTE ANALYZER | 1 | MISPA NEO | CEIVD | WR-44014375 | 3000096605 | 0 | 0 | - | 0 | - | NI
16161 | BILASPUR | MARWAHI | CHC | Pathology Lab. | ELECTROLYTE ANALYZER | 1 | ROCHE | REV04 | 23701 | 3000096606 | 0 | 0 | - | 0 | - | W
16162 | BILASPUR | MARWAHI | CHC | Pathology Lab. | MICROSCOPE | 1 | 0 | 0 | 0 | 3000096607 | 0 | 0 | - | 0 | - | W
16163 | BILASPUR | MARWAHI | CHC | Pathology Lab. | CENTRIFUGE MACHINE | 1 | 0 | 0 | 0 | 3000096608 | 2015 | 0 | - | 0 | - | W
16164 | BILASPUR | MARWAHI | CHC | OPD | WEIGHING MACHINE | 1 | EAGIE | 0 | 0 | 3000096609 | 0 | 0 | - | 0 | - | W
16165 | BILASPUR | MARWAHI | CHC | OPD | BP MACHINE | 1 | ZYPEP | 0 | 0 | 3000096610 | 0 | 0 | - | 0 | - | W
16166 | BILASPUR | MARWAHI | CHC | OPD | WEIGHING MACHINE | 1 | CROWN | 0 | 0 | 3000096611 | 0 | 0 | - | 0 | - | W
16167 | BILASPUR | MARWAHI | CHC | OPD | NEEDLE DESTROYER | 1 | SARA TECH | 0 | 0 | 3000096612 | 0 | 0 | - | 0 | - | W
16168 | BILASPUR | MARWAHI | CHC | Store Room | INFRA RED | 1 | RELEAF | 0 | 0 | 3000096615 | 0 | 0 | - | 0 | - | NI
16169 | BILASPUR | MARWAHI | CHC | Store Room | INFRA RED | 1 | RELEAF | 0 | 0 | 3000096616 | 0 | 0 | - | 0 | - | NI
16170 | BILASPUR | MARWAHI | CHC | Store Room | INFRA RED | 1 | RELEAF | 0 | 0 | 3000096617 | 0 | 0 | - | 0 | - | NI
16171 | BILASPUR | MARWAHI | CHC | Store Room | INFRA RED | 1 | RELEAF | 0 | 0 | 3000096618 | 0 | 0 | - | 0 | - | NI
16172 | BILASPUR | MARWAHI | CHC | Store Room | INFRA RED | 1 | RELEAF | 0 | 0 | 3000096619 | 0 | 0 | - | 0 | - | NI
16173 | BILASPUR | MARWAHI | CHC | Store Room | SHADOWLESS LAMP | 1 | RELEAF | 0 | 0 | 3000096620 | 0 | 0 | - | 0 | - | NI
16174 | BILASPUR | MARWAHI | CHC | Store Room | SHADOWLESS LAMP | 1 | 0 | 0 | 0 | 3000096621 | 0 | 0 | - | 0 | - | NW
16175 | BILASPUR | MARWAHI | CHC | Store Room | AUTOCLAVE | 1 | 0 | 0 | 0 | 3000096622 | 0 | 0 | - | 0 | - | NW
16176 | BILASPUR | MARWAHI | CHC | Store Room | CPM | 1 | 0 | 0 | 0 | 3000096623 | 0 | 0 | - | 0 | - | NI
16177 | BILASPUR | MARWAHI | CHC | Pathology Lab. | SUCTION APPARATUS | 1 | 0 | 0 | 0 | 3000096624 | 0 | 0 | - | 0 | - | NW
16178 | BILASPUR | MARWAHI | CHC | Pathology Lab. | SHOULDER WHEEL | 1 | 0 | 0 | 0 | 3000096625 | 0 | 0 | - | 0 | - | NI
16179 | BILASPUR | MARWAHI | CHC | Pathology Lab. | CENTRIFUGE MACHINE | 1 | 0 | 0 | 0 | 3000096626 | 0 | 0 | - | 0 | - | NI
16180 | BILASPUR | MARWAHI | CHC | Store Room | AUTOCLAVE | 1 | MEDICAL ENG NEEES | 0 | 0 | 3000096627 | 0 | 0 | - | 0 | - | NW
16181 | BILASPUR | MARWAHI | CHC | Store Room | RADIOLOGIST MACHINE | 1 | 0 | 0 | 0 | 3000096628 | 0 | 0 | - | 0 | - | NW
16182 | BILASPUR | Bharridand | PHC | OPD | STETHOSCOPE | 1 | DIMOND | 0 | 0 | 3000096338 | 0 | 0 | - | 0 | - | W
16183 | BILASPUR | Bharridand | PHC | OPD | BP MACHINE | 1 | DIMOND | 0 | 814 | 3000096339 | 0 | 0 | - | 0 | - | W
16184 | BILASPUR | Bharridand | PHC | OPD | WEIGHING MACHINE | 1 | CROWN | VICTORI DX | 0 | 3000096340 | 0 | 0 | - | 0 | - | W
16185 | BILASPUR | Bharridand | PHC | Dressing Room | NEEDLE DESTROYER | 1 | MINOSIL INDIA | 0 | 0 | 3000096341 | 0 | 0 | - | 0 | - | W
16186 | BILASPUR | Bharridand | PHC | Dressing Room | ELECTRIC STERILIZER | 1 | 0 | 0 | 0 | 3000096342 | 0 | 0 | - | 0 | - | NW
16187 | BILASPUR | Bharridand | PHC | Dressing Room | ELECTRIC STERILIZER | 1 | 0 | 0 | 0 | 3000096343 | 0 | 0 | - | 0 | - | NW
16188 | BILASPUR | Bharridand | PHC | Dressing Room | WEIGHING MACHINE | 1 | 0 | 0 | 0 | 3000096344 | 0 | 0 | - | 0 | - | NW
16189 | BILASPUR | Bharridand | PHC | Dressing Room | ELECTRIC STERILIZER | 1 | 0 | 0 | 0 | 3000096345 | 0 | 0 | - | 0 | - | NW
16190 | BILASPUR | Bharridand | PHC | DELIVERY ROOM | ELECTRIC STERILIZER | 1 | ATLAS | 0 | 09F10HY | 3000096346 | 0 | 0 | - | 0 | - | W
16191 | BILASPUR | Bharridand | PHC | DELIVERY ROOM | ELECTRIC STERILIZER | 1 | 0 | 0 | 0 | 3000096347 | 0 | 0 | - | 0 | - | NW
16192 | BILASPUR | Bharridand | PHC | DELIVERY ROOM | BABY WEIGHING SCALE | 1 | CROWN | 0 | 0 | 3000096348 | 0 | 0 | - | 0 | - | W
16193 | BILASPUR | Bharridand | PHC | DELIVERY ROOM | DELIVERY TABLE | 1 | 0 | 0 | 0 | 3000096349 | 0 | 0 | - | 0 | - | W
16194 | BILASPUR | Bharridand | PHC | Physiotherapy dept. | CPM | 1 | 0 | 0 | 0 | 3000096350 | 0 | 0 | - | 0 | - | NI
16195 | BILASPUR | Bharridand | PHC | Physiotherapy dept. | SHOULDER WHEEL | 1 | 0 | 0 | 0 | 3000096351 | 0 | 0 | - | 0 | - | NI
16196 | BILASPUR | Bharridand | PHC | Pathology Lab. | MICROSCOPE | 1 | 0 | 0 | 0 | 3000096352 | 0 | 0 | - | 0 | - | W
16197 | BILASPUR | Bharridand | PHC | Physiotherapy dept. | RADIANT WARMER | 1 | 0 | 0 | 0 | 3000096353 | 0 | 0 | - | 0 | - | NI
16198 | BILASPUR | Bharridand | PHC | Physiotherapy dept. | RADIANT WARMER | 1 | 0 | 0 | 0 | 3000096354 | 0 | 0 | - | 0 | - | NI
16199 | BILASPUR | Danikundi | PHC | OPD | BP MACHINE | 1 | DIMOND | 0 | 0 | 3000096325 | 0 | 0 | - | 0 | - | W
16200 | BILASPUR | Danikundi | PHC | OPD | WEIGHING MACHINE | 1 | CROWN | 0 | 0 | 3000096326 | 0 | 0 | - | 0 | - | W
16201 | BILASPUR | Danikundi | PHC | DELIVERY ROOM | RADIANT WARMER | 1 | BIRD MEDITECH | BM/RW/60 | 0 | 3000096327 | 04/01/2014 | 0 | - | 0 | - | W
16202 | BILASPUR | Danikundi | PHC | DELIVERY ROOM | BABY WEIGHING SCALE | 1 | CROWN | 0 | 0 | 3000096328 | 0 | 0 | - | 0 | - | W
16203 | BILASPUR | Danikundi | PHC | DELIVERY ROOM | ELECTRIC STERILIZER | 1 | ATLAS | 09F1032 | 0 | 3000096329 | 0 | 0 | - | 0 | - | W
16204 | BILASPUR | Danikundi | PHC | DELIVERY ROOM | DELIVERY TABLE | 1 | 0 | 0 | 0 | 3000096330 | 0 | 0 | - | 0 | - | W
16205 | BILASPUR | Danikundi | PHC | DELIVERY ROOM | ELECTRIC STERILIZER | 1 | 0 | 0 | 0 | 3000096331 | 0 | 0 | - | 0 | - | NW
16206 | BILASPUR | Danikundi | PHC | DELIVERY ROOM | DIGITAL BABY WEIGHING SCALE | 1 | SAI KRIPA | 0 | 0 | 3000096332 | 0 | 0 | - | 0 | - | NI
16207 | BILASPUR | Danikundi | PHC | DELIVERY ROOM | MICROSCOPE | 1 | MICRO SIL INDIA | 0 | 5904 | 3000096333 | 0 | 0 | - | 0 | - | W
16208 | BILASPUR | Danikundi | PHC | DELIVERY ROOM | CENTRIFUGE MACHINE | 1 | 0 | 0 | 0 | 3000096334 | 0 | 0 | - | 0 | - | W
16209 | BILASPUR | Danikundi | PHC | DELIVERY ROOM | NEEDLE DESTROYER | 1 | MICRO SIC | 0 | 0 | 3000096335 | 0 | 0 | - | 0 | - | W
16210 | BILASPUR | Danikundi | PHC | Physiotherapy dept. | SHOULDER WHEEL | 1 | 0 | 0 | 0 | 3000096336 | 07/19/2014 | 0 | - | 0 | - | NI
16211 | BILASPUR | Danikundi | PHC | Physiotherapy dept. | CPM | 1 | 0 | 0 | 0 | 3000096337 | 07/19/2014 | 0 | - | 0 | - | NI
16212 | BILASPUR | Dhobhar | PHC | Store Room | SHOULDER WHEEL | 1 | 0 | 0 | 0 | 3000096663 | 0 | 0 | - | 0 | - | NI
16213 | BILASPUR | Dhobhar | PHC | DELIVERY ROOM | RADIANT WARMER | 1 | BIRD MEDITECH | EE0470 | BM/RW/81/0910 | 3000096664 | 0 | 0 | - | 0 | - | W
16214 | BILASPUR | Dhobhar | PHC | DELIVERY ROOM | SHADOWLESS LAMP | 1 | 0 | 0 | 0 | 3000096665 | 0 | 0 | - | 0 | - | NW
16215 | BILASPUR | Dhobhar | PHC | DELIVERY ROOM | SHADOWLESS LAMP | 1 | 0 | 0 | 0 | 3000096666 | 0 | 0 | - | 0 | - | NW
16216 | BILASPUR | Dhobhar | PHC | DELIVERY ROOM | SUCTION APPARATUS | 1 | EASY CARE | 0 | 0 | 3000096667 | 0 | 0 | - | 0 | - | W
16217 | BILASPUR | Dhobhar | PHC | DELIVERY ROOM | ELECTRIC STERILIZER | 1 | ATLAS | 0 | 0 | 3000096668 | 0 | 0 | - | 0 | - | W
16218 | BILASPUR | Dhobhar | PHC | DELIVERY ROOM | BABY WEIGHING SCALE | 1 | MISAKI | 0 | 0 | 3000096669 | 0 | 0 | - | 0 | - | W
16219 | BILASPUR | Dhobhar | PHC | DELIVERY ROOM | HYDRAULIC TABLE | 1 | 0 | 0 | 0 | 3000096670 | 0 | 0 | - | 0 | - | W
16220 | BILASPUR | Dhobhar | PHC | DELIVERY ROOM | BP MACHINE | 1 | PIOMONG | 2014-01-01 | 0 | 3000096671 | 0 | 0 | - | 0 | - | W
16221 | BILASPUR | Dhobhar | PHC | DELIVERY ROOM | STETHOSCOPE | 1 | DIMOND | 0 | 0 | 3000096672 | 0 | 0 | - | 0 | - | W
16222 | BILASPUR | Dhobhar | PHC | DELIVERY ROOM | MICROSCOPE | 1 | 0 | 0 | 0 | 3000096673 | 0 | 0 | - | 0 | - | W
16223 | BILASPUR | Dhobhar | PHC | DELIVERY ROOM | CENTRIFUGE MACHINE | 1 | 0 | 0 | 0 | 3000096674 | 0 | 0 | - | 0 | - | W
16224 | BILASPUR | Dhobhar | PHC | OPD | NEEDLE DESTROYER | 1 | MICROSIL | 0 | 340/03/ND360 | 3000096657 | 0 | 0 | - | 0 | - | W
16225 | BILASPUR | Dhobhar | PHC | OPD | STETHOSCOPE | 1 | DIMOND | 0 | 0 | 3000096658 | 0 | 0 | - | 0 | - | W
16226 | BILASPUR | Dhobhar | PHC | OPD | BP MACHINE | 1 | DIMOND | 0 | 0 | 3000096659 | 0 | 0 | - | 0 | - | W
16227 | BILASPUR | Dhobhar | PHC | OPD | BP MACHINE | 1 | DIMOND | 0 | 0 | 3000096660 | 0 | 0 | - | 0 | - | W
16228 | BILASPUR | Dhobhar | PHC | OPD | WEIGHING MACHINE | 1 | 0 | XICTORIADX | 0 | 3000096661 | 0 | 0 | - | 0 | - | W
16229 | BILASPUR | Dhobhar | PHC | OPD | CPM | 1 | 0 | 0 | 0 | 3000096662 | 0 | 0 | - | 0 | - | NI
16230 | BILASPUR | SEMARDARRI | PHC | OPD | BP MACHINE | 1 | MEDITECH | 0 | 0 | 3000096355 | 0 | 0 | - | 0 | - | NW
16231 | BILASPUR | SEMARDARRI | PHC | OPD | STETHOSCOPE | 1 | 0 | 0 | 0 | 3000096356 | 0 | 0 | - | 0 | - | W
16232 | BILASPUR | SEMARDARRI | PHC | OPD | WEIGHING MACHINE | 1 | CROWN | VICTORIYA DX |  | 3000096357 | 0 | 0 | - | 0 | - | W
16233 | BILASPUR | SEMARDARRI | PHC | DELIVERY ROOM | BP MACHINE | 1 | MEDITECH | 0 | 135070 | 3000096358 | 0 | 0 | - | 0 | - | NW
16234 | BILASPUR | SEMARDARRI | PHC | DELIVERY ROOM | RADIANT WARMER | 1 | BIRD MEDITECH | CB00470 | BM/RW/490910 | 3000096359 | 0 | 0 | - | 0 | - | W
16235 | BILASPUR | SEMARDARRI | PHC | DELIVERY ROOM | ELECTRIC STERILIZER | 1 | 0 | 0 | 0 | 3000096360 | 0 | 0 | - | 0 | - | W
16236 | BILASPUR | SEMARDARRI | PHC | DELIVERY ROOM | BABY WEIGHING SCALE | 1 | 0 | 0 | 0 | 3000096361 | 0 | 0 | - | 0 | - | W
16237 | BILASPUR | SEMARDARRI | PHC | DELIVERY ROOM | DELIVERY TABLE | 1 | 0 | 0 | 0 | 3000096362 | 0 | 0 | - | 0 | - | W
16238 | BILASPUR | SEMARDARRI | PHC | Physiotherapy dept. | CPM | 1 | 0 | 0 | 0 | 3000096363 | 0 | 0 | - | 0 | - | NI
16239 | BILASPUR | SEMARDARRI | PHC | Physiotherapy dept. | SHOULDER WHEEL | 1 | 0 | 0 | 0 | 3000096364 | 0 | 0 | - | 0 | - | NI
16240 | BILASPUR | SEMARDARRI | PHC | GENERAL WARD | HUB CUTTER | 1 | 0 | 0 | 0 | 3000096365 | 0 | 0 | - | 0 | - | W
16241 | BILASPUR | SEONI | PHC | OPD | BP MACHINE | 1 | MEDITECH | 0 | 1203029 | 3000096629 | 0 | 0 | - | 0 | - | W
16242 | BILASPUR | SEONI | PHC | OPD | STETHOSCOPE | 1 | 0 | 0 | 0 | 3000096630 | 0 | 0 | - | 0 | - | W
16243 | BILASPUR | SEONI | PHC | Pathology Lab. | MICROSCOPE | 1 | NAGNUS | 0 | 519043 | 3000096631 | 2002 | 0 | - | 0 | - | W
16244 | BILASPUR | SEONI | PHC | Pathology Lab. | GLUCO METER | 1 | ORIRON | HGM 112 | 0 | 3000096632 | 0 | 0 | - | 0 | - | W
16245 | BILASPUR | SEONI | PHC | DELIVERY ROOM | RADIANT WARMER | 1 | BIRD MEDITEC | 0 | BM/RW/1050910 | 3000096633 | 0 | 0 | - | 0 | - | W
16246 | BILASPUR | SEONI | PHC | DELIVERY ROOM | SUCTION APPARATUS | 1 | SHIVA | 0 | 0 | 3000096634 | 0 | 0 | - | 0 | - | W
16247 | BILASPUR | SEONI | PHC | DELIVERY ROOM | BABY WEIGHING SCALE | 1 | ESSAE | BS 250 | 0 | 3000096635 | 0 | 0 | - | 0 | - | W
16248 | BILASPUR | SEONI | PHC | DELIVERY ROOM | BP MACHINE | 1 | DIMO | 0 | 0 | 3000096636 | 0 | 0 | - | 0 | - | W
16249 | BILASPUR | SEONI | PHC | DELIVERY ROOM | ELECTRIC STERILIZER | 1 | 0 | 0 | 0 | 3000096637 | 0 | 0 | - | 0 | - | W
16250 | BILASPUR | SEONI | PHC | DELIVERY ROOM | NEEDLE DESTROYER | 1 | SARATECH | 0 | 0 | 3000096638 | 0 | 0 | - | 0 | - | W
16251 | BILASPUR | SEONI | PHC | DELIVERY ROOM | BABY WEIGHING SCALE | 1 | CROWN | 0 | 0 | 3000096639 | 0 | 0 | - | 0 | - | W
16252 | BILASPUR | SEONI | PHC | DELIVERY ROOM | NEBULIZER | 1 | 0 | 0 | 0 | 3000096640 | 0 | 0 | - | 0 | - | W
16253 | BILASPUR | SEONI | PHC | OPD | STETHOSCOPE | 1 | 0 | 0 | 0 | 3000096641 | 0 | 0 | - | 0 | - | W
16254 | BILASPUR | SEONI | PHC | OPD | NEEDLE DESTROYER | 1 | MICRO SIL INDIA | ND 360 | 5357/03 | 3000096642 | 0 | 0 | - | 0 | - | W
16255 | BILASPUR | SEONI | PHC | OPD | ELECTRIC STERILIZER | 1 | 0 | 0 | 0 | 3000096643 | 0 | 0 | - | 0 | - | W
16256 | BILASPUR | SEONI | PHC | OPD | SHOULDER WHEEL | 1 | 0 | 0 | 0 | 3000096644 | 0 | 0 | - | 0 | - | NI
16257 | BILASPUR | SEONI | PHC | OPD | CPM | 1 | 0 | 0 | 0 | 3000096645 | 0 | 0 | - | 0 | - | NI
16258 | BILASPUR | SEONI | PHC | OPD | RADIANT WARMER | 1 | 0 | 0 | 0 | 3000096646 | 0 | 0 | - | 0 | - | NI
16259 | BILASPUR | SEONI | PHC | Store Room | BP MACHINE | 1 | GOLD SUPREME | 0 | 98134577 | 3000096647 | 0 | 0 | - | 0 | - | NI
16260 | BILASPUR | SEONI | PHC | Store Room | BP MACHINE | 1 | GOLD SUPREME | 0 | 98134570 | 3000096648 | 0 | 0 | - | 0 | - | NI
16261 | BILASPUR | SEONI | PHC | Store Room | BP MACHINE | 1 | MAMTAS | 0 | 0 | 3000096649 | 0 | 0 | - | 0 | - | W
16262 | BILASPUR | SEONI | PHC | Store Room | STETHOSCOPE | 1 | 0 | 0 | 0 | 3000096650 | 0 | 0 | - | 0 | - | W
16263 | BILASPUR | SEONI | PHC | Store Room | STETHOSCOPE | 1 | 0 | 0 | 0 | 3000096651 | 0 | 0 | - | 0 | - | W
16264 | BILASPUR | SEONI | PHC | Store Room | BP MACHINE | 1 | BIO PLUS | 0 | 0 | 3000096652 | 0 | 0 | - | 0 | - | W
16265 | BILASPUR | SEONI | PHC | Store Room | WEIGHING MACHINE | 1 | DR TRUST | 0 | 0 | 3000096653 | 0 | 0 | - | 0 | - | NI
16266 | BILASPUR | SEONI | PHC | Store Room | WEIGHING MACHINE | 1 | DR TRUST | 0 | 0 | 3000096654 | 0 | 0 | - | 0 | - | NI
16267 | BILASPUR | SEONI | PHC | Store Room | WEIGHING MACHINE | 1 | DR TRUST | 0 | 0 | 3000096655 | 0 | 0 | - | 0 | - | NI
16268 | BILASPUR | SEONI | PHC | Store Room | BP MACHINE | 1 | HICKS | 0 | 0 | 3000096656 | 0 | 0 | - | 0 | - | NI
16269 | BILASPUR | MASTURI | CHC | Vaccination Room | NEEDLE DESTROYER | 1 | SARATECH EROIPME NTS | SIR 100VA | 7410 | 3000263159 | 0 | 0 | - | 0 | - | W
16270 | BILASPUR | MASTURI | CHC | Pathology Lab. | MICROSCOPE | 1 | MAGNUS | 0 | 519480 | 3000263160 | 0 | 0 | - | 0 | - | W
16271 | BILASPUR | MASTURI | CHC | Pathology Lab. | MICROSCOPE | 1 | PZO | POLOND | 63992 | 3000263161 | 0 | 0 | - | 0 | - | W
16272 | BILASPUR | MASTURI | CHC | Pathology Lab. | ELECTRIC STERILIZER | 1 | 0 | 0 | 0 | 3000263162 | 0 | 0 | - | 0 | - | W
16273 | BILASPUR | MASTURI | CHC | Pathology Lab. | MICROSCOPE | 1 | WESWOX OPTIK | HL55/66 | 63699 | 3000263163 | 05/21/2014 | 0 | - | 0 | - | W
16274 | BILASPUR | MASTURI | CHC | Pathology Lab. | NEEDLE DESTROYER | 1 | SARACECH | 100VA160VR | 0 | 3000263164 | 0 | 0 | - | 0 | - | W
16275 | BILASPUR | MASTURI | CHC | Pathology Lab. | CENTRIFUGE MACHINE | 1 | REMI R-80 | 5787 | 5787 | 3000263165 | 0 | 0 | - | 0 | - | W
16276 | BILASPUR | MASTURI | CHC | OPD | BP MACHINE | 1 | DIMOND | 196043 | 196043 | 3000263166 | 0 | 0 | - | 0 | - | W
16277 | BILASPUR | MASTURI | CHC | ENT DEPARTMENT | TRAIL LANCE BOX | 1 | 0 | 0 | 0 | 3000263167 | 0 | 0 | - | 0 | - | W
16278 | BILASPUR | MASTURI | CHC | ENT DEPARTMENT | ALPHABETIC VISION CHART | 1 | 0 | 0 | 0 | 3000263168 | 0 | 0 | - | 0 | - | W
16279 | BILASPUR | MASTURI | CHC | NBCC | BABY WEIGHING SCALE | 1 | ESSAE | BS250 | 25014131674 | 3000263169 | 0 | 0 | - | 0 | - | W
16280 | BILASPUR | MASTURI | CHC | NBCC | ELECTRIC STERILIZER | 1 | 0 | 0 | 0 | 3000263170 | 0 | 0 | - | 0 | - | NW
16281 | BILASPUR | MASTURI | CHC | NBCC | ELECTRIC STERILIZER | 1 | 0 | 0 | 0 | 3000263171 | 0 | 0 | - | 0 | - | NW
16282 | BILASPUR | MASTURI | CHC | NBCC | NEEDLE DESTROYER | 1 | SARATECH EROIPME NTS | SIR 100VA | 650 | 3000263172 | 0 | 0 | - | 0 | - | W
16283 | BILASPUR | MASTURI | CHC | NBCC | RADIANT WARMER | 1 | PHOENIX | 0 | 6375 | 3000263173 | 0 | 0 | - | 0 | - | W
16284 | BILASPUR | MASTURI | CHC | NBCC | RADIANT WARMER | 1 | RADIANT HEAT | 0 | 1730910 | 3000263174 | 0 | 0 | - | 0 | - | W
16285 | BILASPUR | MASTURI | CHC | NBCC | RADIANT WARMER | 1 | PHOENIX | 0 | 1560 | 3000263175 | 0 | 0 | - | 0 | - | W
16286 | BILASPUR | MASTURI | CHC | NBCC | BABY WEIGHING SCALE | 1 | CROWN | 0 | 0 | 3000263176 | 0 | 0 | - | 0 | - | W
16287 | BILASPUR | MASTURI | CHC | NBCC | SUCTION APPARATUS | 1 | SHIVA | 0 | 0 | 3000263177 | 0 | 0 | - | 0 | - | W
16288 | BILASPUR | MASTURI | CHC | NBCC | AUTOCLAVE | 1 | 0 | 0 | 0 | 3000263178 | 0 | 0 | - | 0 | - | NW
16289 | BILASPUR | MASTURI | CHC | Store Room | ELECTRIC STERILIZER | 1 | 0 | 0 | 0 | 3000263179 | 0 | 0 | - | 0 | - | NW
16290 | BILASPUR | MASTURI | CHC | Store Room | ELECTRIC STERILIZER | 1 | 0 | 0 | 0 | 3000263180 | 0 | 0 | - | 0 | - | NW
16291 | BILASPUR | MASTURI | CHC | Store Room | ELECTRIC STERILIZER | 1 | 0 | 0 | 0 | 3000263181 | 0 | 0 | - | 0 | - | NW
16292 | BILASPUR | MASTURI | CHC | Store Room | ELECTRIC STERILIZER | 1 | 0 | 0 | 0 | 3000263182 | 0 | 0 | - | 0 | - | NW
16293 | BILASPUR | MASTURI | CHC | Store Room | ELECTRIC STERILIZER | 1 | 0 | 0 | 0 | 3000263183 | 0 | 0 | - | 0 | - | NW
16294 | BILASPUR | MASTURI | CHC | Store Room | ELECTRIC STERILIZER | 1 | 0 | 0 | 0 | 3000263184 | 0 | 0 | - | 0 | - | NW
16295 | BILASPUR | MASTURI | CHC | Store Room | PATIENT MONITOR | 1 | PHLIPS | 100240V | 0 | 3000263185 | 0 | 0 | - | 0 | - | NW
16296 | BILASPUR | MASTURI | CHC | RADIOLOGY Dept. | X-RAY MACHINE | 1 | 0 | 0 | 0 | 3000263186 | 0 | 0 | - | 0 | - | W
16297 | BILASPUR | DARRIGHAT | PHC | GENERAL WARD | BP MACHINE | 1 | MEDIT ECH | 0 | 13S042 | 3000263145 | 01/10/2014 | 0 | - | 0 | - | W
16298 | BILASPUR | DARRIGHAT | PHC | GENERAL WARD | WEIGHING MACHINE | 1 | KRUPS | 0 | 0 | 3000263146 | 01/10/2014 | 0 | - | 0 | - | W
16299 | BILASPUR | DARRIGHAT | PHC | GENERAL WARD | BP MACHINE | 1 | OMEGA GOOLD 2000 | 0 | 0 | 3000263147 | 01/10/2014 | 0 | - | 0 | - | W
16300 | BILASPUR | DARRIGHAT | PHC | Pathology Lab. | CENTRIFUGE MACHINE | 1 | 0 | 0 | 0 | 3000263149 | 08/05/2015 | 0 | - | 0 | - | W
16301 | BILASPUR | DARRIGHAT | PHC | Pathology Lab. | GLUCO METER | 1 | FREESTYLE | 0 | 0 | 3000263150 | 08/20/2015 | 0 | - | 0 | - | W
16302 | BILASPUR | DARRIGHAT | PHC | DELIVERY ROOM | BABY WEIGHING SCALE | 1 | CRUWN | 0 | 0 | 3000263151 | 03/17/2008 | 0 | - | 0 | - | W
16303 | BILASPUR | DARRIGHAT | PHC | DELIVERY ROOM | BP MACHINE | 1 | MEDITECH | 0 | 13S044 | 3000263152 | 01/10/2014 | 0 | - | 0 | - | W
16304 | BILASPUR | DARRIGHAT | PHC | DELIVERY ROOM | SUCTION APPARATUS | 1 | SHIVA | 0 | 0 | 3000263153 | 09/21/2007 | 0 | - | 0 | - | W
16305 | BILASPUR | DARRIGHAT | PHC | DELIVERY ROOM | AUTOCLAVE | 1 | 0 | 0 | 0 | 3000263154 | 03/17/2008 | 0 | - | 0 | - | W
16306 | BILASPUR | DARRIGHAT | PHC | Store Room | BP MACHINE | 1 | INFI | 0 | 13F0138 | 3000263155 | 06/26/2013 | 0 | - | 0 | - | NW
16307 | BILASPUR | DARRIGHAT | PHC | Store Room | BP MACHINE | 1 | PIRMIER | 0 | 0 | 3000263156 | 06/22/2013 | 0 | - | 0 | - | NW
16308 | BILASPUR | DARRIGHAT | PHC | Store Room | ELECTRIC STERILIZER | 1 | 0 | 0 | 0 | 3000263157 | 03/17/2008 | 0 | - | 0 | - | NW
16309 | BILASPUR | DARRIGHAT | PHC | Store Room | OXYGEN CONCENTRATOR | 1 | TECHNOVLUE | 0 | 3224 | 3000263158 | 01/10/2014 | 0 | - | 0 | - | W
16310 | BILASPUR | JAIRAMNAGAR | PHC | OPD | BP MACHINE | 1 | DIMOND | 15-3390 | CM/L0196043 | 3000263301 | 0 | 0 | - | 0 | - | W
16311 | BILASPUR | JAIRAMNAGAR | PHC | OPD | BP MACHINE | 1 | PIONEOR | 15-3390 | 372372 | 3000263302 | 0 | 0 | - | 0 | - | W
16312 | BILASPUR | JAIRAMNAGAR | PHC | OPD | BABY WEIGHING SCALE | 1 | VIENUS | 0 | 0 | 3000263303 | 0 | 0 | - | 0 | - | W
16313 | BILASPUR | JAIRAMNAGAR | PHC | Pathology Lab. | MICROSCOPE | 1 | OLEMPS | 0 | 0 | 3000263343 | 0 | 0 | - | 0 | - | W
16314 | BILASPUR | JAIRAMNAGAR | PHC | ENT DEPARTMENT | BULLS EYE LAMP | 1 | 0 | 0 | 0 | 3000263344 | 0 | 0 | - | 0 | - | W
16315 | BILASPUR | JAIRAMNAGAR | PHC | ENT DEPARTMENT | TRAIL LANCE BOX | 1 | 0 | 0 | 0 | 3000263342 | 0 | 0 | - | 0 | - | W
16316 | BILASPUR | JAIRAMNAGAR | PHC | Store Room | Examination Light | 1 | 0 | 0 | 0 | 3000263350 | 0 | 0 | - | 0 | - | NW
16317 | BILASPUR | JAIRAMNAGAR | PHC | Store Room | ELECTRIC STERILIZER | 1 | REXCO | 0 | 0 | 3000263353 | 0 | 0 | - | 0 | - | NW
16318 | BILASPUR | JAIRAMNAGAR | PHC | Store Room | ELECTRIC STERILIZER | 1 | 0 | 0 | 0 | 3000263354 | 0 | 0 | - | 0 | - | NW
16319 | BILASPUR | JAIRAMNAGAR | PHC | Store Room | ELECTRIC STERILIZER | 1 | 0 | 0 | 0 | 3000263355 | 0 | 0 | - | 0 | - | NW
16320 | BILASPUR | JAIRAMNAGAR | PHC | Store Room | AUTOCLAVE | 1 | 0 | 0 | 0 | 3000263351 | 0 | 0 | - | 0 | - | NW
16321 | BILASPUR | JAIRAMNAGAR | PHC | Store Room | AUTOCLAVE | 1 | 0 | 0 | 0 | 3000263352 | 0 | 0 | - | 0 | - | NW
16322 | BILASPUR | JAIRAMNAGAR | PHC | DELIVERY ROOM | BABY WEIGHING SCALE | 1 | CROWN | 0 | 0 | 3000263345 | 0 | 0 | - | 0 | - | W
16323 | BILASPUR | JAIRAMNAGAR | PHC | DELIVERY ROOM | DELIVERY TABLE | 1 | 0 | 0 | 0 | 3000263346 | 0 | 0 | - | 0 | - | W
16324 | BILASPUR | JAIRAMNAGAR | PHC | DELIVERY ROOM | DELIVERY TABLE | 1 | 0 | 0 | 0 | 3000263347 | 0 | 0 | - | 0 | - | W
16325 | BILASPUR | JAIRAMNAGAR | PHC | DELIVERY ROOM | SUCTION APPARATUS | 1 | 0 | 1513224 | 0 | 3000263348 | 0 | 0 | - | 0 | - | W
16326 | BILASPUR | JAIRAMNAGAR | PHC | DELIVERY ROOM | SUCTION APPARATUS | 1 | SHIVA | 0 | 0 | 3000263349 | 0 | 0 | - | 0 | - | W
16327 | BILASPUR | JAIRAMNAGAR | PHC | Store Room | WEIGHING MACHINE | 1 | PRES TIYE | 0 | 0 | 3000263356 | 0 | 0 | - | 0 | - | NW
16328 | BILASPUR | JAIRAMNAGAR | PHC | Store Room | STETHOSCOPE | 1 | 0 | 0 | 0 | 3000263357 | 0 | 0 | - | 0 | - | NW
16329 | BILASPUR | Jondhara | PHC | OPD | BP MACHINE | 1 | DIMOND | 15-3390 | 1129609913 | 3000263134 | 0 | 0 | - | 0 | - | W
16330 | BILASPUR | Jondhara | PHC | OPD | STETHOSCOPE | 1 | PACIFIC | 0 | 0 | 3000263135 | 0 | 0 | - | 0 | - | W
16331 | BILASPUR | Jondhara | PHC | OPD | BABY WEIGHING SCALE | 1 | CROWN | 15619001 | 0 | 3000263136 | 0 | 0 | - | 0 | - | W
16332 | BILASPUR | Jondhara | PHC | OPD | HUB CUTTER | 1 | SARATECH EROIPME NTS | 0 | 0 | 3000263137 | 0 | 0 | - | 0 | - | W
16333 | BILASPUR | Jondhara | PHC | OPD | WEIGHING MACHINE | 1 | VENUS | 0 | 0 | 3000263138 | 0 | 0 | - | 0 | - | W
16334 | BILASPUR | Jondhara | PHC | OPD | DELIVERY TABLE | 1 | 0 | 0 | 0 | 3000263139 | 0 | 0 | - | 0 | - | W
16335 | BILASPUR | Jondhara | PHC | OPD | SUCTION APPARATUS | 1 | ANAND EUROVAC | 0 | 0 | 3000263140 | 0 | 0 | - | 0 | - | W
16336 | BILASPUR | Jondhara | PHC | OPD | Oxygen Cylinder | 1 | MASTER CARE | 15-3224 | 0 | 3000263141 | 0 | 0 | - | 0 | - | W
16337 | BILASPUR | Jondhara | PHC | OPD | ELECTRIC STERILIZER | 1 | REDCO | 0 | 0 | 3000263142 | 0 | 0 | - | 0 | - | W
16338 | BILASPUR | Jondhara | PHC | OPD | RADIANT WARMER | 1 | MEDITECH | 470 | BM/RW/8010910 | 3000263143 | 0 | 0 | - | 0 | - | W
16339 | BILASPUR | Jondhara | PHC | OPD | FOETAL DOPPLER | 1 | JUMPER | 0 | 7932100809157 | 3000263144 | 0 | 0 | - | 0 | - | W
16340 | BILASPUR | KHONDHARA | PHC | OPD | BP MACHINE | 1 | NB | 0 | 0 | 3000252095 | 0 | 0 | - | 0 | - | W
16341 | BILASPUR | KHONDHARA | PHC | OPD | STETHOSCOPE | 1 | LIFE LINE | 0 | 0 | 3000252096 | 0 | 0 | - | 0 | - | W
16342 | BILASPUR | KHONDHARA | PHC | OPD | WEIGHING MACHINE | 1 | VIGRO | 0 | 0 | 3000252097 | 0 | 0 | - | 0 | - | W
16343 | BILASPUR | KHONDHARA | PHC | DELIVERY ROOM | DELIVERY TABLE | 1 | 0 | 0 | 0 | 3000252098 | 0 | 0 | - | 0 | - | W
16344 | BILASPUR | Kukurdikala | PHC | OPD | BP MACHINE | 1 | LIFE LINE | 0 | 2322 | 3000263124 | 0 | 0 | - | 0 | - | W
16345 | BILASPUR | Kukurdikala | PHC | OPD | STETHOSCOPE | 1 | DIMOND | 0 | 0 | 3000263125 | 0 | 0 | - | 0 | - | W
16346 | BILASPUR | Kukurdikala | PHC | OPD | WEIGHING MACHINE | 1 | PUTER | 0 | 0 | 3000263126 | 0 | 0 | - | 0 | - | W
16347 | BILASPUR | Kukurdikala | PHC | OPD | DELIVERY TABLE | 1 | ASHA | 0 | 0 | 3000263127 | 0 | 0 | - | 0 | - | W
16348 | BILASPUR | Kukurdikala | PHC | OPD | Oxygen Cylinder | 1 | 0 | 3224 | 0 | 3000263128 | 0 | 0 | - | 0 | - | W
16349 | BILASPUR | Kukurdikala | PHC | OPD | FOETAL DOPPLER | 1 | JUMPER | 0 | 7932100809160 | 3000263129 | 0 | 0 | - | 0 | - | W
16350 | BILASPUR | Kukurdikala | PHC | OPD | ELECTRIC STERILIZER | 1 | REXCO | 0 | 0 | 3000263130 | 0 | 0 | - | 0 | - | W
16351 | BILASPUR | Kukurdikala | PHC | OPD | BABY WEIGHING SCALE | 1 | SHUVARNA | 0 | 0 | 3000263131 | 0 | 0 | - | 0 | - | W
16352 | BILASPUR | Kukurdikala | PHC | OPD | SUCTION APPARATUS | 1 | SHIVA | 0 | 0 | 3000263132 | 0 | 0 | - | 0 | - | W
16353 | BILASPUR | Kukurdikala | PHC | OPD | HUB CUTTER | 1 | MICRO SIL | 0 | 0 | 3000263133 | 0 | 0 | - | 0 | - | W
16354 | BILASPUR | Loharsi | PHC | OPD | BP MACHINE | 1 | DIAMOND |  |  | 3000263112 |  | 0 | - | 0 | - | W
16355 | BILASPUR | Loharsi | PHC | OPD | STETHOSCOPE | 1 | DIAMOND |  |  | 3000263113 |  | 0 | - | 0 | - | W
16356 | BILASPUR | Loharsi | PHC | OPD | WEIGHING MACHINE | 1 | CRUPS |  |  | 3000263114 |  | 0 | - | 0 | - | W
16357 | BILASPUR | Loharsi | PHC | OPD | RADIANT WARMER | 1 | MEDI TECH |  | BM/RW/85/0910 | 3000263115 |  | 0 | - | 0 | - | W
16358 | BILASPUR | Loharsi | PHC | OPD | BABY WEIGHING SCALE | 1 | CROWN |  |  | 3000263116 |  | 0 | - | 0 | - | W
16359 | BILASPUR | Loharsi | PHC | OPD | SUCTION APPARATUS | 1 | SHIVA |  |  | 3000263117 |  | 0 | - | 0 | - | W
16360 | BILASPUR | Loharsi | PHC | OPD | DELIVERY TABLE | 1 |  |  |  | 3000263118 |  | 0 | - | 0 | - | W
16361 | BILASPUR | Loharsi | PHC | OPD | ELECTRIC STERILIZER | 1 | REXCO |  |  | 3000263119 |  | 0 | - | 0 | - | W
16362 | BILASPUR | Loharsi | PHC | OPD | Oxygen Cylinder | 1 |  |  |  | 3000263120 |  | 0 | - | 0 | - | W
16363 | BILASPUR | Loharsi | PHC | OPD | FOETAL DOPPLER | 1 | JUMPER |  | 7932100B09159 | 3000263121 |  | 0 | - | 0 | - | W
16364 | BILASPUR | Loharsi | PHC | OPD | NEBULIZER | 1 | DR MORPEN | CN06 | 41153 | 3000263122 |  | 0 | - | 0 | - | W
16365 | BILASPUR | Loharsi | PHC | OPD | HUB CUTTER | 1 | SCIRAPEON |  |  | 3000263123 |  | 0 | - | 0 | - | W
16366 | BILASPUR | Loharsi | PHC | Store Room | ELECTRIC STERILIZER | 1 |  |  |  | 3000263190 |  | 0 | - | 0 | - | NW
16367 | BILASPUR | Loharsi | PHC | Store Room | ELECTRIC STERILIZER | 1 |  |  |  | 3000263191 |  | 0 | - | 0 | - | NW
16368 | BILASPUR | Loharsi | PHC | Store Room | NEEDLE DESTROYER | 1 | MCP(AIDS) |  | 1023 | 3000263192 |  | 0 | - | 0 | - | W
16369 | BILASPUR | Loharsi | PHC | Store Room | BP MACHINE | 1 | MICROLIFE |  | 90102003 | 3000263193 |  | 0 | - | 0 | - | NW
16370 | BILASPUR | MALHAR | PHC | OPD | BP MACHINE | 1 | DIMOND | 153390 | CM/L-0196043 | 3000263079 | 0 | 0 | - | 0 | - | W
16371 | BILASPUR | MALHAR | PHC | OPD | STETHOSCOPE | 1 | PACIFIC | 0 | 0 | 3000263080 | 0 | 0 | - | 0 | - | W
16372 | BILASPUR | MALHAR | PHC | OPD | WEIGHING MACHINE | 1 | KRUPS | 0 | 0 | 3000263081 | 0 | 0 | - | 0 | - | W
16373 | BILASPUR | MALHAR | PHC | OPD | HIGHT MACHINE | 1 | 0 | 0 | 0 | 3000263082 | 0 | 0 | - | 0 | - | W
16374 | BILASPUR | MALHAR | PHC | OPD | BABY WEIGHING SCALE | 1 | ESSAE | BS-250 | 25014131785 | 3000263083 | 0 | 0 | - | 0 | - | W
16375 | BILASPUR | MALHAR | PHC | OPD | ELECTRIC STERILIZER | 1 | ATLAS | 0 | 15-5022 | 3000263084 | 0 | 0 | - | 0 | - | W
16376 | BILASPUR | MALHAR | PHC | OPD | HUB CUTTER | 1 | MICROSIL | 0 | 0 | 3000263085 | 0 | 0 | - | 0 | - | W
16377 | BILASPUR | MALHAR | PHC | OPD | DELIVERY TABLE | 1 | 0 | 0 | 0 | 3000263086 | 0 | 0 | - | 0 | - | W
16378 | BILASPUR | MALHAR | PHC | Pathology Lab. | CENTRIFUGE MACHINE | 1 | ALMIEGO | 0 | 0 | 3000263087 | 0 | 0 | - | 0 | - | W
16379 | BILASPUR | MALHAR | PHC | ENT DEPARTMENT | ALPHABETIC VISION CHART | 1 | 0 | 0 | 0 | 3000263088 | 0 | 0 | - | 0 | - | W
16380 | BILASPUR | MALHAR | PHC | ENT DEPARTMENT | ENT SET | 1 | 0 | 0 | 0 | 3000232351 | 0 | 0 | - | 0 | - | W
16381 | BILASPUR | MALHAR | PHC | ENT DEPARTMENT | COLOUR DOPPLER | 1 | BPL | FD 9713M | DR7B2D5577 | 3000263187 | 0 | 0 | - | 0 | - | W
16382 | BILASPUR | MALHAR | PHC | ENT DEPARTMENT | BP MACHINE | 1 | DIAMOND | 153390 | 32245 | 3000263188 | 0 | 0 | - | 0 | - | W
16383 | BILASPUR | Nawagaon | PHC | OPD | BP MACHINE | 1 | DIMOND | 153390 | 35002 | 3000263326 | 0 | 0 | - | 0 | - | W
16384 | BILASPUR | Nawagaon | PHC | OPD | STETHOSCOPE | 1 | MEDI GOLD | 0 | 0 | 3000263327 | 0 | 0 | - | 0 | - | W
16385 | BILASPUR | Nawagaon | PHC | OPD | NEEDLE DESTROYER | 1 | 0 | 0 | 0 | 3000263328 | 0 | 0 | - | 0 | - | W
16386 | BILASPUR | Nawagaon | PHC | OPD | TRIAL SET | 1 | 0 | 0 | 0 | 3000263329 | 0 | 0 | - | 0 | - | W
16387 | BILASPUR | Nawagaon | PHC | Pathology Lab. | CENTRIFUGE MACHINE | 1 | COSLAB | 0 | 0 | 3000263330 | 0 | 0 | - | 0 | - | W
16388 | BILASPUR | Nawagaon | PHC | Vaccination Room | HUB CUTTER | 1 | SCRA TECH | 0 | 0 | 3000263331 | 0 | 0 | - | 0 | - | NW
16389 | BILASPUR | Nawagaon | PHC | Vaccination Room | BP MACHINE | 1 | DISHA | 153390 | CM/L7688002 | 3000263332 | 0 | 0 | - | 0 | - | NW
16390 | BILASPUR | Nawagaon | PHC | Vaccination Room | BP MACHINE | 1 | SMART CARE | SCH10B | 0 | 3000263333 | 0 | 0 | - | 0 | - | NW
16391 | BILASPUR | Nawagaon | PHC | Vaccination Room | WEIGHING MACHINE | 1 | KRUPS | 0 | 0 | 3000263334 | 0 | 0 | - | 0 | - | W
16392 | BILASPUR | Nawagaon | PHC | DELIVERY ROOM | BABY WEIGHING SCALE | 1 | CROWN SCNAR | 0 | 0 | 3000263335 | 0 | 0 | - | 0 | - | W
16393 | BILASPUR | Nawagaon | PHC | DELIVERY ROOM | ELECTRIC STERILIZER | 1 | ATLAS | 155022 | 0 | 3000263336 | 0 | 0 | - | 0 | - | W
16394 | BILASPUR | Nawagaon | PHC | DELIVERY ROOM | SUCTION APPARATUS | 1 | SHIVA | 0 | 0 | 3000263337 | 0 | 0 | - | 0 | - | W
16395 | BILASPUR | Nawagaon | PHC | DELIVERY ROOM | DELIVERY TABLE | 1 | EMP1 | 1S13224 | 0 | 3000263338 | 0 | 0 | - | 0 | - | W
16396 | BILASPUR | Nawagaon | PHC | DELIVERY ROOM | Oxygen Cylinder | 1 | REXCO | 0 | 0 | 3000263340 | 0 | 0 | - | 0 | - | W
16397 | BILASPUR | Nawagaon | PHC | Store Room | BABY WEIGHING SCALE | 1 | SHUVARNA | 0 | 0 | 3000263341 | 0 | 0 | - | 0 | - | NW
16398 | BILASPUR | Nawagaon | PHC | Store Room | BABY WEIGHING SCALE | 1 | 0 | 0 | 0 | 3000263339 | 0 | 0 | - | 0 | - | W
16399 | BILASPUR | OKHAR | PHC | OPD | BP MACHINE | 1 | MEDITECH | 15-3396 | 13D064 | 3000263089 | 0 | 0 | - | 0 | - | W
16400 | BILASPUR | OKHAR | PHC | OPD | STETHOSCOPE | 1 | LIFE LINE | 0 | 0 | 3000263090 | 0 | 0 | - | 0 | - | W
16401 | BILASPUR | OKHAR | PHC | OPD | ELECTRIC STERILIZER | 1 | REXCO | 0 | 0 | 3000263091 | 0 | 0 | - | 0 | - | W
16402 | BILASPUR | OKHAR | PHC | OPD | HUB CUTTER | 1 | SARTECH | 100VA/60VA | 0 | 3000263092 | 0 | 0 | - | 0 | - | W
16403 | BILASPUR | OKHAR | PHC | OPD | FOETAL DOPPLER | 1 | JUMPER | JPD-10013 | 7932100BO9251 | 3000263093 | 0 | 0 | - | 0 | - | W
16404 | BILASPUR | OKHAR | PHC | OPD | SUCTION APPARATUS | 1 | S CARE | 7A-23D | 23 | 3000263094 | 0 | 0 | - | 0 | - | W
16405 | BILASPUR | OKHAR | PHC | OPD | WEIGHING MACHINE | 1 | CROWN | ISO 9001 | 0 | 3000263095 | 0 | 0 | - | 0 | - | W
16406 | BILASPUR | OKHAR | PHC | OPD | Oxygen Cylinder | 1 | BATRA | 0 | 157285-1 | 3000263096 | 0 | 0 | - | 0 | - | W
16407 | BILASPUR | OKHAR | PHC | OPD | RADIANT WARMER | 1 | LOV ANI | 0 | 0 | 3000263097 | 0 | 0 | - | 0 | - | W
16408 | BILASPUR | OKHAR | PHC | OPD | DELIVERY TABLE | 1 | 0 | 0 | 0 | 3000263098 | 0 | 0 | - | 0 | - | W
16409 | BILASPUR | OKHAR | PHC | OPD | WEIGHING MACHINE | 1 | PRESTIZE | 0 | 0 | 3000263099 | 0 | 0 | - | 0 | - | W
16410 | BILASPUR | Pachpedi | PHC | OPD | BP MACHINE | 1 | DIMOND | 15-3390 | CM/L0196043 | 3000263100 | 2015 | 0 | - | 0 | - | W
16411 | BILASPUR | Pachpedi | PHC | OPD | STETHOSCOPE | 1 | SONJIVANI | 0 | 0 | 3000263101 | 2015 | 0 | - | 0 | - | W
16412 | BILASPUR | Pachpedi | PHC | OPD | WEIGHING MACHINE | 1 | CROWN | 0 | 0 | 3000263102 | 0 | 0 | - | 0 | - | W
16413 | BILASPUR | Pachpedi | PHC | OPD | Refrigerator | 1 | HAIRE | HBC-70 | BE07FFEONOB2AAJJO43 | 3000263103 | 2015 | 0 | - | 0 | - | W
16414 | BILASPUR | Pachpedi | PHC | OPD | DELIVERY TABLE | 1 | 0 | 0 | 0 | 3000263104 | 0 | 0 | - | 0 | - | W
16415 | BILASPUR | Pachpedi | PHC | OPD | Oxygen Cylinder | 1 | 0 | 15-3224 | 0 | 3000263105 | 0 | 0 | - | 0 | - | W
16416 | BILASPUR | Pachpedi | PHC | OPD | SUCTION APPARATUS | 1 | SHIVA | 0 | 0 | 3000263107 | 0 | 0 | - | 0 | - | W
16417 | BILASPUR | Pachpedi | PHC | OPD | BABY WEIGHING SCALE | 1 | CROWM | 0 | 0 | 3000263106 | 0 | 0 | - | 0 | - | W
16418 | BILASPUR | Pachpedi | PHC | OPD | RADIANT WARMER | 1 | MEDI TECH | 0 | BM/200/96/0910 | 3000263108 | 2011 | 0 | - | 0 | - | W
16419 | BILASPUR | Pachpedi | PHC | OPD | HUB CUTTER | 1 | SARTECH | 100VA/60/VA | 0 | 3000263109 | 0 | 0 | - | 0 | - | W
16420 | BILASPUR | Pachpedi | PHC | OPD | ALPHABETIC VISION CHART | 1 | 0 | 0 | 0 | 3000263110 | 0 | 0 | - | 0 | - | W
16421 | BILASPUR | Pachpedi | PHC | OPD | EYE LENSE KIT | 1 | 0 | 0 | 0 | 3000263111 | 0 | 0 | - | 0 | - | W
16422 | BILASPUR | Pachpedi | PHC | OPD | BP MACHINE | 1 | DIMOND | 0 | 41560 | 3000263189 | 2015 | 0 | - | 0 | - | W
16423 | BILASPUR | SEEPATH | PHC | OPD | BP MACHINE | 1 | DIMOND | 15-3390 | 56670 | 3000263304 | 0 | 0 | - | 0 | - | W
16424 | BILASPUR | SEEPATH | PHC | OPD | HUB CUTTER | 1 | SARATECH EROIPME NTS | 100VA/60VA | 0 | 3000263305 | 0 | 0 | - | 0 | - | W
16425 | BILASPUR | SEEPATH | PHC | OPD | WEIGHING MACHINE | 1 | KRIPS | 0 | 0 | 3000263306 | 0 | 0 | - | 0 | - | W
16426 | BILASPUR | SEEPATH | PHC | OPD | CENTRIFUGE MACHINE | 1 | ROMI | 0 | 0 | 3000263307 | 0 | 0 | - | 0 | - | W
16427 | BILASPUR | SEEPATH | PHC | OPD | COLORIMETER | 1 | DIGITAL | 132 | 0 | 3000263308 | 0 | 0 | - | 0 | - | W
16428 | BILASPUR | SEEPATH | PHC | Pathology Lab. | WEIGHING MACHINE | 1 | KRUPS | 0 | 0 | 3000263309 | 0 | 0 | - | 0 | - | W
16429 | BILASPUR | SEEPATH | PHC | Pathology Lab. | MICROSCOPE | 1 | LEBOMED | 0 | 0 | 3000263310 | 0 | 0 | - | 0 | - | W
16430 | BILASPUR | SEEPATH | PHC | DELIVERY ROOM | BABY WEIGHING SCALE | 1 | CROWN | 0 | 0 | 3000263311 | 0 | 0 | - | 0 | - | W
16431 | BILASPUR | SEEPATH | PHC | DELIVERY ROOM | ELECTRIC STERILIZER | 1 | ATLAS | 15 5022 | 6377 | 3000263312 | 0 | 0 | - | 0 | - | W
16432 | BILASPUR | SEEPATH | PHC | DELIVERY ROOM | RADIANT WARMER | 1 | PHONIEX | 0 | 0 | 3000263313 | 0 | 0 | - | 0 | - | W
16433 | BILASPUR | SEEPATH | PHC | DELIVERY ROOM | DELIVERY TABLE | 1 | 0 | 0 | 0 | 3000263314 | 0 | 0 | - | 0 | - | W
16434 | BILASPUR | SEEPATH | PHC | DELIVERY ROOM | SHOULDER WHEEL | 1 | 0 | 15-3224 | 0 | 3000263315 | 0 | 0 | - | 0 | - | W
16435 | BILASPUR | SEEPATH | PHC | DELIVERY ROOM | SUCTION APPARATUS | 1 | S CURE | 7A-23D | 133 | 3000263316 | 0 | 0 | - | 0 | - | NW
16436 | BILASPUR | SEEPATH | PHC | Pathology Lab. | ELECTRIC STERILIZER | 1 | 0 | 0 | 0 | 3000263317 | 0 | 0 | - | 0 | - | NW
16437 | BILASPUR | SEEPATH | PHC | Pathology Lab. | AUTOCLAVE | 1 | SNI | 0 | 0 | 3000263318 | 0 | 0 | - | 0 | - | NW
16438 | BILASPUR | SEEPATH | PHC | Pathology Lab. | RADIANT WARMER | 1 | MEDI TECH | 0 | BM/RW/94/0910 | 3000263319 | 0 | 0 | - | 0 | - | NI
16439 | BILASPUR | SEEPATH | PHC | Pathology Lab. | BP MACHINE | 1 | MAMATI | 153390 | 54229 | 3000263320 | 0 | 0 | - | 0 | - | NW
16440 | BILASPUR | SEEPATH | PHC | Pathology Lab. | BP MACHINE | 1 | LIFE LINE | 19667 | 0 | 3000263321 | 0 | 0 | - | 0 | - | NW
16441 | BILASPUR | SEEPATH | PHC | Pathology Lab. | ALPHABETIC VISION CHART | 1 | 0 | 0 | 0 | 3000263322 | 0 | 0 | - | 0 | - | NW
16442 | BILASPUR | SEEPATH | PHC | ENT DEPARTMENT | TRAIL LANCE BOX | 1 | 0 | 0 | 0 | 3000263323 | 0 | 0 | - | 0 | - | W
16443 | BILASPUR | SEEPATH | PHC | ENT DEPARTMENT | ALPHABETIC VISION CHART | 1 | 0 | 0 | 0 | 3000263325 | 0 | 0 | - | 0 | - | W
16444 | BILASPUR | SEEPATH | PHC | ENT DEPARTMENT | CHENT AURTO RELEUTO MELTER | 1 | RM 900 TOPCON | 0 | 4261653 | 3000263324 | 0 | 0 | - | 0 | - | W
16445 | BILASPUR | PENDRA | CHC | OT | ELECTRIC STERILIZER | 1 | 0 | 0 | 0 | 3000096527 | 0 | 0 | - | 0 | - | W
16446 | BILASPUR | PENDRA | CHC | OT | HYDRAULIC TABLE | 1 | 0 | 0 | 0 | 3000096528 | 0 | 0 | - | 0 | - | W
16447 | BILASPUR | PENDRA | CHC | OT | HYDRAULIC TABLE | 1 | 0 | 0 | 0 | 3000096529 | 0 | 0 | - | 0 | - | W
16448 | BILASPUR | PENDRA | CHC | OT | SHADOWLESS LAMP | 1 | 0 | 0 | 0 | 3000096530 | 0 | 0 | - | 0 | - | W
16449 | BILASPUR | PENDRA | CHC | OT | HYDRAULIC TABLE | 1 | 0 | 0 | 0 | 3000096531 | 0 | 0 | - | 0 | - | W
16450 | BILASPUR | PENDRA | CHC | OT | AUTOCLAVE | 1 | 0 | 0 | 0 | 3000096532 | 0 | 0 | - | 0 | - | W
16451 | BILASPUR | PENDRA | CHC | OT | SHADOWLESS LAMP | 1 | 0 | 0 | 0 | 3000096539 | 0 | 0 | - | 0 | - | W
16452 | BILASPUR | PENDRA | CHC | OT | SHADOWLESS LAMP | 1 | 0 | 0 | 0 | 3000096540 | 0 | 0 | - | 0 | - | W
16453 | BILASPUR | PENDRA | CHC | OT | SHADOWLESS LAMP | 1 | 0 | 0 | 0 | 3000096541 | 0 | 0 | - | 0 | - | W
16454 | BILASPUR | PENDRA | CHC | OT | BP MACHINE | 1 | 0 | 0 | 0 | 3000096542 | 0 | 0 | - | 0 | - | NW
16455 | BILASPUR | PENDRA | CHC | OT | BP MACHINE | 1 | 0 | 0 | 0 | 3000096543 | 0 | 0 | - | 0 | - | NW
16456 | BILASPUR | PENDRA | CHC | OT | ELECTRIC STERILIZER | 1 | 0 | 0 | 0 | 3000096544 | 0 | 0 | - | 0 | - | NW
16457 | BILASPUR | PENDRA | CHC | OT | AUTOCLAVE | 1 | 0 | 0 | 0 | 3000096533 | 0 | 0 | - | 0 | - | W
16458 | BILASPUR | PENDRA | CHC | OT | AUTOCLAVE | 1 | 0 | 0 | 0 | 3000096534 | 0 | 0 | - | 0 | - | NI
16459 | BILASPUR | PENDRA | CHC | OT | AUTOCLAVE | 1 | 0 | 0 | 0 | 3000096535 | 0 | 0 | - | 0 | - | NI
16460 | BILASPUR | PENDRA | CHC | OT | AUTOCLAVE | 1 | 0 | 0 | 0 | 3000096536 | 0 | 0 | - | 0 | - | NW
16461 | BILASPUR | PENDRA | CHC | OT | AUTOCLAVE | 1 | 0 | 0 | 0 | 3000096537 | 0 | 0 | - | 0 | - | W
16462 | BILASPUR | PENDRA | CHC | OT | BABY WEIGHING SCALE | 1 | 0 | 0 | 0 | 3000096538 | 0 | 0 | - | 0 | - | W
16463 | BILASPUR | PENDRA | CHC | OT | ELECTRIC STERILIZER | 1 | 0 | 0 | 0 | 3000096545 | 0 | 0 | - | 0 | - | NW
16464 | BILASPUR | PENDRA | CHC | OT | ELECTRIC STERILIZER | 1 | 0 | 0 | 0 | 3000096546 | 0 | 0 | - | 0 | - | NW
16465 | BILASPUR | PENDRA | CHC | OT | RADIANT WARMER | 1 | 0 | 0 | 0 | 3000096547 | 0 | 0 | - | 0 | - | NI
16466 | BILASPUR | PENDRA | CHC | OT | RADIANT WARMER | 1 | 0 | 0 | 0 | 3000096548 | 0 | 0 | - | 0 | - | NI
16467 | BILASPUR | PENDRA | CHC | OT | RADIANT WARMER | 1 | 0 | 0 | 0 | 3000096549 | 0 | 0 | - | 0 | - | NI
16468 | BILASPUR | PENDRA | CHC | OT | CPM | 1 | 0 | 0 | 0 | 3000096550 | 0 | 0 | - | 0 | - | NI
16469 | BILASPUR | PENDRA | CHC | OT | SHOULDER WHEEL | 1 | 0 | 0 | 0 | 3000096551 | 0 | 0 | - | 0 | - | NI
16470 | BILASPUR | PENDRA | CHC | DELIVERY ROOM | BABY WEIGHING SCALE | 1 | 0 | 0 | 25014131684 | 3000096552 | 0 | 0 | - | 0 | - | W
16471 | BILASPUR | PENDRA | CHC | DELIVERY ROOM | BP MACHINE | 1 | DIMOND | 0 | 0 | 3000096553 | 0 | 0 | - | 0 | - | W
16472 | BILASPUR | PENDRA | CHC | DELIVERY ROOM | STETHOSCOPE | 1 | 0 | 0 | 0 | 3000096554 | 0 | 0 | - | 0 | - | W
16473 | BILASPUR | PENDRA | CHC | DELIVERY ROOM | HYDRAULIC TABLE | 1 | 0 | 0 | 0 | 3000096555 | 0 | 0 | - | 0 | - | W
16474 | BILASPUR | PENDRA | CHC | DELIVERY ROOM | SUCTION APPARATUS | 1 | SU | 0 | 0 | 3000096556 | 0 | 0 | - | 0 | - | W
16475 | BILASPUR | PENDRA | CHC | DELIVERY ROOM | BABY PHOTOTHERAPY UNIT | 1 | BIRD MEDITECH | 0 | BM/CPT/134/0910 | 3000096557 | 0 | 0 | - | 0 | - | W
16476 | BILASPUR | PENDRA | CHC | DELIVERY ROOM | RADIANT WARMER | 1 | BIRD MEDITECH | 0 | BM/RW/0410910 | 3000096558 | 0 | 0 | - | 0 | - | W
16477 | BILASPUR | PENDRA | CHC | DELIVERY ROOM | SUCTION APPARATUS | 1 | SHIVA | 0 | 0 | 3000096559 | 0 | 0 | - | 0 | - | W
16478 | BILASPUR | PENDRA | CHC | DELIVERY ROOM | ELECTRIC STERILIZER | 1 | 0 | 0 | 0 | 3000096560 | 0 | 0 | - | 0 | - | W
16479 | BILASPUR | PENDRA | CHC | DELIVERY ROOM | NEEDLE DESTROYER | 1 | MICRO SID INDIA | ND-350 | 2423 | 3000096561 | 0 | 0 | - | 0 | - | W
16480 | BILASPUR | AMADAND | PHC | Pathology Lab. | MICROSCOPE | 1 | QUASMO | - | - | 3000096562 | 5/12/2013 | 0 | - | 0 | - | W
16481 | BILASPUR | AMADAND | PHC | Pathology Lab. | COLOUR DOPPLER | 1 | BEACON | - | 17054 | 3000096563 | 5/12/2013 | 0 | - | 0 | - | W
16482 | BILASPUR | AMADAND | PHC | Pathology Lab. | CENTRIFUGE MACHINE | 1 | - | - | - | 3000096564 | 0 | 0 | - | 0 | - | W
16483 | BILASPUR | AMADAND | PHC | Pathology Lab. | STETHOSCOPE | 1 | JE | - | - | 3000096565 | 0 | 0 | - | 0 | - | W
16484 | BILASPUR | AMADAND | PHC | Pathology Lab. | STETHOSCOPE | 1 | - | - | - | 3000096566 | 0 | 0 | - | 0 | - | W
16485 | BILASPUR | AMADAND | PHC | Pathology Lab. | WEIGHING MACHINE | 1 | DULEXE | - | - | 3000096567 | 0 | 0 | - | 0 | - | W
16486 | BILASPUR | AMADAND | PHC | OPD | WEIGHING MACHINE | 1 | VENUS | - | - | 3000096568 | 0 | 0 | - | 0 | - | W
16487 | BILASPUR | AMADAND | PHC | OPD | DEEP FREEZER | 1 | - | - | - | 3000096569 | 0 | 0 | - | 0 | - | NW
16488 | BILASPUR | AMADAND | PHC | OPD | ILR | 1 | UNICEF | - | - | 3000096570 | 0 | 0 | - | 0 | - | NW
16489 | BILASPUR | AMADAND | PHC | OPD | ELECTRIC STERILIZER | 1 | ATLAS | - | 09E10193 | 3000096571 | 0 | 0 | - | 0 | - | W
16490 | BILASPUR | AMADAND | PHC | OPD | CPM | 1 | - | - | - | 3000096572 | 0 | 0 | - | 0 | - | NI
16491 | BILASPUR | AMADAND | PHC | OPD | SHOULDER WHEEL | 1 | - | - | - | 3000096573 | 0 | 0 | - | 0 | - | NI
16492 | BILASPUR | AMADAND | PHC | OPD | SHOULDER SPRING | 1 | - | - | - | 3000096574 | 0 | 0 | - | 0 | - | NI
16493 | BILASPUR | AMADAND | PHC | OPD | WATER BATH | 1 | SEROLOGICAL | - | - | 3000096575 | 0 | 0 | - | 0 | - | NI
16494 | BILASPUR | AMADAND | PHC | OPD | NEEDLE DESTROYER | 1 | MICROSIL | ND 360 | 9783/03 | 3000096576 | 0 | 0 | - | 0 | - | W
16495 | BILASPUR | AMADAND | PHC | DELIVERY ROOM | RADIANT WARMER | 1 | BIOMEDITECH | - | BM/RW/720910 | 3000096577 | 0 | 0 | - | 0 | - | W
16496 | BILASPUR | AMADAND | PHC | DELIVERY ROOM | SUCTION APPARATUS | 1 | LIFEX | - | - | 3000096578 | 0 | 0 | - | 0 | - | W
16497 | BILASPUR | AMADAND | PHC | DELIVERY ROOM | BABY WEIGHING SCALE | 1 | CROWN | - | - | 3000096579 | 0 | 0 | - | 0 | - | W
16498 | BILASPUR | AMADAND | PHC | DELIVERY ROOM | ELECTRIC STERILIZER | 1 | - | - | - | 3000096580 | 0 | 0 | - | 0 | - | W
16499 | BILASPUR | AMADAND | PHC | DELIVERY ROOM | STETHOSCOPE | 1 | LONG LIFE | - | - | 3000096581 | 0 | 0 | - | 0 | - | W
16500 | BILASPUR | AMADAND | PHC | DELIVERY ROOM | BP MACHINE | 1 | HICKS | - | - | 3000096582 | 0 | 0 | - | 0 | - | W
16501 | BILASPUR | Amadikhurd | PHC | OPD | STETHOSCOPE | 1 | LIFELINE | - | - | 3000096309 | 0 | 0 | - | 0 | - | W
16502 | BILASPUR | Amadikhurd | PHC | OPD | BP MACHINE | 1 | INFI | - | - | 3000096310 | 0 | 0 | - | 0 | - | W
16503 | BILASPUR | Amadikhurd | PHC | OPD | WEIGHING MACHINE | 1 | CROWN | VICTORIA (OX) | - | 3000096311 | 0 | 0 | - | 0 | - | W
16504 | BILASPUR | Amadikhurd | PHC | GENERAL WARD | ELECTRIC STERILIZER | 1 | ATLAS | - | 09F/0096 | 3000096312 | 0 | 0 | - | 0 | - | W
16505 | BILASPUR | Amadikhurd | PHC | GENERAL WARD | HUB CUTTER | 1 | SARATEC | S1RU | - | 3000096314 | 0 | 0 | - | 0 | - | W
16506 | BILASPUR | Amadikhurd | PHC | Pathology Lab. | MICROSCOPE | 1 | RUASMO | 8275 | - | 3000096394 | 16/11/2014 | 0 | - | 0 | - | W
16507 | BILASPUR | Amadikhurd | PHC | Pathology Lab. | CENTRIFUGE MACHINE | 1 | - | - | - | 3000096315 | 0 | 0 | - | 0 | - | W
16508 | BILASPUR | Amadikhurd | PHC | Pathology Lab. | HOT AIR OVEN | 1 | - | - | - | 3000096316 | 0 | 0 | - | 0 | - | W
16509 | BILASPUR | Amadikhurd | PHC | Pathology Lab. | COLOUR DOPPLER | 1 | BEACON | - | - | 3000096317 | 0 | 0 | - | 0 | - | W
16510 | BILASPUR | Amadikhurd | PHC | DELIVERY ROOM | BABY WEIGHING SCALE | 1 | CROWN | - | - | 3000096318 | 0 | 0 | - | 0 | - | W
16511 | BILASPUR | Amadikhurd | PHC | DELIVERY ROOM | ELECTRIC STERILIZER | 1 | - | - | - | 3000096319 | 0 | 0 | - | 0 | - | W
16512 | BILASPUR | Amadikhurd | PHC | DELIVERY ROOM | SHOULDER WHEEL | 1 | - | - | - | 3000096320 | 0 | 0 | - | 0 | - | NI
16513 | BILASPUR | Amadikhurd | PHC | Physiotherapy dept. | RADIANT WARMER | 1 | - | - | - | 3000096321 | 0 | 0 | - | 0 | - | NI
16514 | BILASPUR | Amadikhurd | PHC | Physiotherapy dept. | CPM | 1 | - | - | - | 3000096322 | 0 | 0 | - | 0 | - | NI
16515 | BILASPUR | Amadikhurd | PHC | Physiotherapy dept. | RADIANT WARMER | 1 | - | - | - | 3000096323 | 0 | 0 | - | 0 | - | NI
16516 | BILASPUR | Amadikhurd | PHC | Physiotherapy dept. | RADIANT WARMER | 1 | - | - | - | 3000096324 | 0 | 0 | - | 0 | - | NI
16517 | BILASPUR | Kodgar | PHC | OPD | STETHOSCOPE | 1 | 0 | 0 | 0 | 3000096287 | 0 | 0 | - | 0 | - | NW
16518 | BILASPUR | Kodgar | PHC | OPD | STETHOSCOPE | 1 | LONG LIFE | 0 | 0 | 3000096288 | 0 | 0 | - | 0 | - | W
16519 | BILASPUR | Kodgar | PHC | OPD | STETHOSCOPE | 1 | LIFE LINE | CE 3390 | 106333 | 3000096289 | 0 | 0 | - | 0 | - | W
16520 | BILASPUR | Kodgar | PHC | OPD | WEIGHING MACHINE | 1 | VENUS | 0 | 0 | 3000096290 | 0 | 0 | - | 0 | - | W
16521 | BILASPUR | Kodgar | PHC | Dressing Room | NEEDLE DESTROYER | 1 | MICROSIL | 0 | 0 | 3000096291 | 0 | 0 | - | 0 | - | NW
16522 | BILASPUR | Kodgar | PHC | Pathology Lab. | MICROSCOPE | 1 | PUASMO | I58275 | 0 | 3000096292 | 0 | 0 | - | 0 | - | W
16523 | BILASPUR | Kodgar | PHC | Physiotherapy dept. | SHOULDER WHEEL | 1 | 0 | 0 | 0 | 3000096305 | 0 | 0 | - | 0 | - | NI
16524 | BILASPUR | Kodgar | PHC | Physiotherapy dept. | C-PAP | 1 | 0 | 0 | 0 | 3000096306 | 0 | 0 | - | 0 | - | NI
16525 | BILASPUR | Kodgar | PHC | Physiotherapy dept. | ILR | 1 | 0 | 0 | 65116187 | 3000096307 | 0 | 0 | - | 0 | - | W
16526 | BILASPUR | Kodgar | PHC | Physiotherapy dept. | DEEP FREEZER | 1 | 0 | 0 | 65110416 | 3000096308 | 0 | 0 | - | 0 | - | W
16527 | BILASPUR | Kodgar | PHC | DELIVERY ROOM | FOETAL DOPPLER | 1 | HEALTH SOLUTION | 0 | 0 | 3000096299 | 0 | 0 | - | 0 | - | W
16528 | BILASPUR | Kodgar | PHC | DELIVERY ROOM | BABY WEIGHING SCALE | 1 | CROWN | 0 | 0 | 3000096300 | 0 | 0 | - | 0 | - | W
16529 | BILASPUR | Kodgar | PHC | DELIVERY ROOM | DELIVERY TABLE | 1 | 0 | 0 | 0 | 3000096301 | 0 | 0 | - | 0 | - | W
16530 | BILASPUR | Kodgar | PHC | DELIVERY ROOM | AUTOCLAVE | 1 | 0 | 0 | 0 | 3000096302 | 0 | 0 | - | 0 | - | W
16531 | BILASPUR | Kodgar | PHC | DELIVERY ROOM | AUTOCLAVE | 1 | 0 | 0 | 0 | 3000096303 | 0 | 0 | - | 0 | - | NW
16532 | BILASPUR | Kodgar | PHC | DELIVERY ROOM | SUCTION APPARATUS | 1 | EASY CARE | 0 | 0 | 3000096304 | 0 | 0 | - | 0 | - | W
16533 | BILASPUR | Kodgar | PHC | Pathology Lab. | CENTRIFUGE MACHINE | 1 | TEKNIK | 0 | 0 | 3000096293 | 5/12/13 | 0 | - | 0 | - | W
16534 | BILASPUR | Kodgar | PHC | Pathology Lab. | COLORIMETER | 1 | SPEMTROCENI | 0 | 0 | 3000096294 | 5/12/13 | 0 | - | 0 | - | W
16535 | BILASPUR | Kodgar | PHC | Pathology Lab. | GLUCO METER | 1 | ENTENSA | CE 0088 | AES000744526 | 3000096295 | 0 | 0 | - | 0 | - | NW
16536 | BILASPUR | Kodgar | PHC | NBCC | ELECTRIC STERILIZER | 1 | ATLASH | 0 | 09/F/0/59 | 3000096296 | 0 | 0 | - | 0 | - | W
16537 | BILASPUR | Kodgar | PHC | NBCC | NEBULIZER | 1 | MEDIAIR | A24 | 83006139 | 3000096297 | 0 | 0 | - | 0 | - | W
16538 | BILASPUR | Kodgar | PHC | DELIVERY ROOM | RADIANT WARMER | 1 | BIRD MEDITEC | CE 0470 | BM/BW/76/01 | 3000096298 | 0 | 0 | - | 0 | - | W
16539 | BILASPUR | KOTMI | PHC | OPD | STETHOSCOPE | 1 | MEDICHEK | - | - | 3000096263 | 0 | 0 | - | 0 | - | W
16540 | BILASPUR | KOTMI | PHC | OPD | BP MACHINE | 1 | BIO PLUS | CE-0483 | - | 3000096264 | 0 | 0 | - | 0 | - | W
16541 | BILASPUR | KOTMI | PHC | OPD | BABY WEIGHING SCALE | 1 | CROWN | - | - | 3000096265 | 0 | 0 | - | 0 | - | W
16542 | BILASPUR | KOTMI | PHC | OPD | WEIGHING MACHINE | 1 | VICTORIA DX | - | - | 3000096266 | 0 | 0 | - | 0 | - | W
16543 | BILASPUR | KOTMI | PHC | Physiotherapy dept. | STETHOSCOPE | 1 | - | - | - | 3000096267 | 0 | 0 | - | 0 | - | W
16544 | BILASPUR | KOTMI | PHC | Physiotherapy dept. | BP MACHINE | 1 | BIO PLUS | CE-0483 | - | 3000096268 | 0 | 0 | - | 0 | - | W
16545 | BILASPUR | KOTMI | PHC | Physiotherapy dept. | CENTRIFUGE MACHINE | 1 | - | - | - | 3000096275 | 0 | 0 | - | 0 | - | NW
16546 | BILASPUR | KOTMI | PHC | Dressing Room | HUB CUTTER | 1 | MICROSIL | - | - | 3000096269 | 0 | 0 | - | 0 | - | W
16547 | BILASPUR | KOTMI | PHC | Dressing Room | ELECTRIC STERILIZER | 1 | BHAGWATI | - | - | 3000096270 | 0 | 0 | - | 0 | - | W
16548 | BILASPUR | KOTMI | PHC | Dressing Room | ELECTRIC STERILIZER | 1 | - | - | - | 3000096271 | 0 | 0 | - | 0 | - | NW
16549 | BILASPUR | KOTMI | PHC | Pathology Lab. | MICROSCOPE | 1 | QUASMO | - | - | 3000096272 | 5/12/2013 | 0 | - | 0 | - | W
16550 | BILASPUR | KOTMI | PHC | Pathology Lab. | BABY PHOTOTHERAPY UNIT | 1 | SPETROCEA | - | - | 3000096273 | 0 | 0 | - | 0 | - | W
16551 | BILASPUR | KOTMI | PHC | Pathology Lab. | CENTRIFUGE MACHINE | 1 | - | - | - | 3000096274 | 0 | 0 | - | 0 | - | W
16552 | BILASPUR | NAWAGOAN | PHC | OPD | STETHOSCOPE | 1 | PACIFIC | - | - | 3000096252 | 0 | 0 | - | 0 | - | W
16553 | BILASPUR | NAWAGOAN | PHC | OPD | BP MACHINE | 1 | INFI | - | 134069 | 3000096253 | 0 | 0 | - | 0 | - | W
16554 | BILASPUR | NAWAGOAN | PHC | OPD | WEIGHING MACHINE | 1 | VENUS | - | - | 3000096254 | 0 | 0 | - | 0 | - | W
16555 | BILASPUR | NAWAGOAN | PHC | RMA'S Room | HUB CUTTER | 1 | MICROSIL | - | - | 3000096255 | 0 | 0 | - | 0 | - | NW
16556 | BILASPUR | NAWAGOAN | PHC | Pathology Lab. | MICROSCOPE | 1 | QUASMO | - | - | 3000096256 | 0 | 0 | - | 0 | - | W
16557 | BILASPUR | NAWAGOAN | PHC | Pathology Lab. | NEEDLE DESTROYER | 1 | MICROSIL | - | - | 3000096257 | 0 | 0 | - | 0 | - | NW
16558 | BILASPUR | NAWAGOAN | PHC | Pathology Lab. | CENTRIFUGE MACHINE | 1 | - | - | - | 3000096258 | 0 | 0 | - | 0 | - | W
16559 | BILASPUR | NAWAGOAN | PHC | Pathology Lab. | CPM | 1 | - | - | - | 3000096259 | 0 | 0 | - | 0 | - | NI
16560 | BILASPUR | NAWAGOAN | PHC | Pathology Lab. | Wheel Chair | 1 | - | - | - | 3000096260 | 0 | 0 | - | 0 | - | W
16561 | BILASPUR | NAWAGOAN | PHC | RMA'S Room | STETHOSCOPE | 1 | - | - | - | 3000096261 | 0 | 0 | - | 0 | - | W
16562 | BILASPUR | NAWAGOAN | PHC | RMA'S Room | WEIGHING MACHINE | 1 | VICTORIA DX | - | - | 3000096262 | 0 | 0 | - | 0 | - | W
16563 | BILASPUR | TAKHATPUR | CHC | Pathology Lab. | MICROSCOPE | 1 | MAGNUS | 519545 | 0 | 3000252559 | 08/04/2002 | 0 | - | 0 | - | W
16564 | BILASPUR | TAKHATPUR | CHC | Pathology Lab. | MICROSCOPE | 1 | 0 | 0 | 0 | 3000252560 | 0 | 0 | - | 0 | - | W
16565 | BILASPUR | TAKHATPUR | CHC | Pathology Lab. | CENTRIFUGE MACHINE | 1 | 0 | 0 | 0 | 3000252561 | 0 | 0 | - | 0 | - | NW
16566 | BILASPUR | TAKHATPUR | CHC | Pathology Lab. | URINE ANALYZER | 1 | ROCHE | 0 | 0 | 3000252562 | 0 | 0 | - | 0 | - | W
16567 | BILASPUR | TAKHATPUR | CHC | Pathology Lab. | URINE ANALYZER | 1 | ROCHE | 0 | 0 | 3000252563 | 0 | 0 | - | 0 | - | W
16568 | BILASPUR | TAKHATPUR | CHC | Pathology Lab. | GLUCO METER | 1 | MISPA NEO | 0 | 0 | 3000252564 | 0 | 0 | - | 0 | - | W
16569 | BILASPUR | TAKHATPUR | CHC | Pathology Lab. | GLUCO METER | 1 | HANDYSPANHP | 0 | SP000326 | 3000252565 | 02/28/2015 | 0 | - | 0 | - | W
16570 | BILASPUR | TAKHATPUR | CHC | Pathology Lab. | CENTRIFUGE MACHINE | 1 | 0 | 0 | 0 | 3000252566 | 0 | 0 | - | 0 | - | NW
16571 | BILASPUR | TAKHATPUR | CHC | Pathology Lab. | VDRL SHAKER | 1 | REMI | 0 | 0 | 3000252567 | 0 | 0 | - | 0 | - | W
16572 | BILASPUR | TAKHATPUR | CHC | OT | HYDRAULIC TABLE | 1 | 0 | 0 | 0 | 3000268312 | 0 | 0 | - | 0 | - | W
16573 | BILASPUR | TAKHATPUR | CHC | OT | SHADOWLESS LAMP | 1 | 0 | 0 | 0 | 3000268313 | 0 | 0 | - | 0 | - | W
16574 | BILASPUR | TAKHATPUR | CHC | OT | SHADOWLESS LAMP | 1 | 0 | 0 | 0 | 3000268314 | 0 | 0 | - | 0 | - | W
16575 | BILASPUR | TAKHATPUR | CHC | OT | NEEDLE DESTROYER | 1 | MICRO SIL INDIA | ND360 | S390/03 | 3000268315 | 0 | 0 | - | 0 | - | W
16576 | BILASPUR | TAKHATPUR | CHC | OPD | BP MACHINE | 1 | DELIVE | 0 | 0 | 3000268316 | 0 | 0 | - | 0 | - | W
16577 | BILASPUR | TAKHATPUR | CHC | OPD | BP MACHINE | 1 | MEDI TECH | 3D060 | 0 | 3000268317 | 0 | 0 | - | 0 | - | W
16578 | BILASPUR | TAKHATPUR | CHC | Dental Dept. | DENTAL CHAIR | 1 | CHESA | AKAS4 | 6M/RW/S6T0410 | 3000268207 | 0 | 0 | - | 0 | - | W
16579 | BILASPUR | TAKHATPUR | CHC | GYAENEC.OPD | RADIANT WARMER | 1 | MEDI TECH |  | 0 | 3000268208 | 0 | 0 | - | 0 | - | W
16580 | BILASPUR | TAKHATPUR | CHC | GYAENEC.OPD | OXYGEN CONCENTRATOR | 1 | ESSAE | BS-250 | 25014131089 | 3000268209 | 0 | 0 | - | 0 | - | W
16581 | BILASPUR | TAKHATPUR | CHC | GYAENEC.OPD | WEIGHING MACHINE | 1 | 0 | 0 | 0 | 3000268210 | 0 | 0 | - | 0 | - | W
16582 | BILASPUR | TAKHATPUR | CHC | GYAENEC.OPD | AUTOCLAVE | 1 | 0 | 0 | 0 | 3000268304 | 0 | 0 | - | 0 | - | W
16583 | BILASPUR | TAKHATPUR | CHC | GYAENEC.OPD | SUCTION APPARATUS | 1 | 0 | 0 | 0 | 3000268305 | 0 | 0 | - | 0 | - | W
16584 | BILASPUR | TAKHATPUR | CHC | GYAENEC.OPD | DEEP FREEZER | 1 | HAIR | NBD280 | BE04F4E2600B2ABL00015 | 3000268318 | 0 | 0 | - | 0 | - | W
16585 | BILASPUR | TAKHATPUR | CHC | GYAENEC.OPD | DEEP FREEZER | 1 | HAIR | NBD16 | BE04G0E0100B2 | 3000268319 | 0 | 0 | - | 0 | - | W
16586 | BILASPUR | TAKHATPUR | CHC | GYAENEC.OPD | ILR | 1 | HAIR | NBD70 | BB07F4E0N0B2AAG112 | 3000268320 | 0 | 0 | - | 0 | - | W
16587 | BILASPUR | TAKHATPUR | CHC | GYAENEC.OPD | ILR | 1 | HAIR | HBC20 | BE07F4E0V0DBZAAG0139 | 3000268321 | 0 | 0 | - | 0 | - | W
16588 | BILASPUR | TAKHATPUR | CHC | GYAENEC.OPD | NEEDLE DESTROYER | 1 | MICRO SIR | ND360 | S3930/03 | 3000268322 | 0 | 0 | - | 0 | - | W
16589 | BILASPUR | TAKHATPUR | CHC | GYAENEC.OPD | ELECTRIC STERILIZER | 1 | ATLAS | 0 | 04F10690 | 3000268306 | 0 | 0 | - | 0 | - | W
16590 | BILASPUR | TAKHATPUR | CHC | GYAENEC.OPD | SHADOWLESS LAMP | 1 | 0 | 0 | 0 | 3000268307 | 0 | 0 | - | 0 | - | W
16591 | BILASPUR | TAKHATPUR | CHC | GYAENEC.OPD | AUTOCLAVE | 1 | MALIK | 0 | 0 | 3000268308 | 0 | 0 | - | 0 | - | W
16592 | BILASPUR | TAKHATPUR | CHC | GYAENEC.OPD | CENTRIFUGE MACHINE | 1 | 0 | 0 | 0 | 3000268309 | 0 | 0 | - | 0 | - | W
16593 | BILASPUR | TAKHATPUR | CHC | GYAENEC.OPD | HYDRAULIC TABLE | 1 | 0 | 0 | 0 | 3000268310 | 0 | 0 | - | 0 | - | W
16594 | BILASPUR | TAKHATPUR | CHC | GYAENEC.OPD | BABY PHOTOTHERAPY UNIT | 1 | MADITEK | BM/C0D1137/0 | 0 | 3000268311 | 0 | 0 | - | 0 | - | W
16595 | BILASPUR | AMSENA | PHC | DELIVERY ROOM | SIRALIURY | 1 | 0 | 0 | 0 | 3000252574 | 0 | 0 | - | 0 | - | W
16596 | BILASPUR | AMSENA | PHC | DELIVERY ROOM | BABY WEIGHING SCALE | 1 | 0 | 0 | 0 | 3000252576 | 0 | 0 | - | 0 | - | W
16597 | BILASPUR | AMSENA | PHC | DELIVERY ROOM | DEEP FREEZER | 1 | UNICEF | 0 | MF/4265113964 | 3000252577 | 0 | 0 | - | 0 | - | W
16598 | BILASPUR | AMSENA | PHC | DELIVERY ROOM | ILR | 1 | UNICEF | 0 | 0 | 3000252578 | 0 | 0 | - | 0 | - | W
16599 | BILASPUR | AMSENA | PHC | DELIVERY ROOM | NEEDLE DESTROYER | 1 | MICROSIL | ND 360 | 9832/03 | 3000252579 | 0 | 0 | - | 0 | - | W
16600 | BILASPUR | AMSENA | PHC | DELIVERY ROOM | NEEDLE DESTROYER | 1 | MICROSIL | ND 360 | 3930/03 | 3000252580 | 0 | 0 | - | 0 | - | W
16601 | BILASPUR | AMSENA | PHC | Pathology Lab. | MICROSCOPE | 1 | 0 | 0 | 0 | 3000252568 | 0 | 0 | - | 0 | - | W
16602 | BILASPUR | AMSENA | PHC | Pathology Lab. | CENTRIFUGE MACHINE | 1 | 0 | 0 | 0 | 3000252569 | 0 | 0 | - | 0 | - | W
16603 | BILASPUR | AMSENA | PHC | OPD | BP MACHINE | 1 | OM RON | HF147113 | 20140614294V93 | 3000252570 | 0 | 0 | - | 0 | - | W
16604 | BILASPUR | AMSENA | PHC | OPD | STETHOSCOPE | 1 | DUO SONIC | 0 | 0 | 3000252571 | 0 | 0 | - | 0 | - | W
16605 | BILASPUR | AMSENA | PHC | DELIVERY ROOM | SHADOWLESS LAMP | 1 | 0 | 0 | 0 | 3000252572 | 0 | 0 | - | 0 | - | NW
16606 | BILASPUR | AMSENA | PHC | DELIVERY ROOM | RADIANT WARMER | 1 | MEDI TECH | CE 0470 | BM/RM/1001/09 | 3000252573 | 0 | 0 | - | 0 | - | NW
16607 | BILASPUR | BELPAN | PHC | DELIVERY ROOM | ELECTRIC STERILIZER | 1 | ATLASH | 0 | 0 | 3000268344 | 0 | 0 | - | 0 | - | W
16608 | BILASPUR | BELPAN | PHC | DELIVERY ROOM | ELECTRIC STERILIZER | 1 | ATLASH | 0 | 0 | 3000268345 | 0 | 0 | - | 0 | - | W
16609 | BILASPUR | BELPAN | PHC | DELIVERY ROOM | ELECTRIC STERILIZER | 1 | ATLASH | 0 | 0 | 3000268346 | 0 | 0 | - | 0 | - | NW
16610 | BILASPUR | BELPAN | PHC | DELIVERY ROOM | ELECTRIC STERILIZER | 1 | ATLASH | 0 | 0 | 3000268347 | 0 | 0 | - | 0 | - | NW
16611 | BILASPUR | BELPAN | PHC | DELIVERY ROOM | ELECTRIC STERILIZER | 1 | ATLASH | 0 | 0 | 3000268348 | 0 | 0 | - | 0 | - | NW
16612 | BILASPUR | BELPAN | PHC | DELIVERY ROOM | ELECTRIC STERILIZER | 1 | ATLASH | 0 | 0 | 3000268349 | 0 | 0 | - | 0 | - | NW
16613 | BILASPUR | BELPAN | PHC | DELIVERY ROOM | BABY WEIGHING SCALE | 1 | CROWN | 0 | 0 | 3000268350 | 0 | 0 | - | 0 | - | W
16614 | BILASPUR | BELPAN | PHC | DELIVERY ROOM | BABY WEIGHING SCALE | 1 | CROWN | 0 | 0 | 3000268351 | 0 | 0 | - | 0 | - | W
16615 | BILASPUR | BELPAN | PHC | DELIVERY ROOM | AUTOCLAVE | 1 | ATLAS | 0 | 0 | 3000268352 | 0 | 0 | - | 0 | - | W
16616 | BILASPUR | BELPAN | PHC | DELIVERY ROOM | AUTOCLAVE | 1 | ATLAS | 0 | 0 | 3000268353 | 0 | 0 | - | 0 | - | NW
16617 | BILASPUR | BELPAN | PHC | DELIVERY ROOM | NEEDLE DESTROYER | 1 | SARA TECH | 0 | 0 | 3000268354 | 0 | 0 | - | 0 | - | NW
16618 | BILASPUR | BELPAN | PHC | DELIVERY ROOM | NEEDLE DESTROYER | 1 | 0 | 0 | 0 | 3000096392 | 0 | 0 | - | 0 | - | W
16619 | BILASPUR | BELPAN | PHC | DELIVERY ROOM | INFRA RED | 1 | RELIF | 0 | 0 | 3000268355 | 0 | 0 | - | 0 | - | W
16620 | BILASPUR | BELPAN | PHC | DELIVERY ROOM | INFRA RED | 1 | RELIF | 0 | 0 | 3000268356 | 0 | 0 | - | 0 | - | W
16621 | BILASPUR | BELPAN | PHC | DELIVERY ROOM | INFRA RED | 1 | RELIF | 0 | 0 | 3000268357 | 0 | 0 | - | 0 | - | W
16622 | BILASPUR | BELPAN | PHC | DELIVERY ROOM | INFRA RED | 1 | RELIF | 0 | 0 | 3000268358 | 0 | 0 | - | 0 | - | W
16623 | BILASPUR | BELPAN | PHC | DELIVERY ROOM | DELIVERY TABLE | 1 | 0 | 0 | 0 | 3000268359 | 0 | 0 | - | 0 | - | W
16624 | BILASPUR | BELPAN | PHC | DELIVERY ROOM | BP MACHINE | 1 | 0 | 300 | 54230 | 3000096391 | 0 | 0 | - | 0 | - | W
16625 | BILASPUR | DAIJJA | PHC | OPD | BP MACHINE | 1 | DIMOND | 0 | 5497 | 3000268323 | 10/26/2010 | 0 | - | 0 | - | W
16626 | BILASPUR | DAIJJA | PHC | OPD | RADIANT WARMER | 1 | 0 | CE0470 | DM/RW/83/0910 | 3000268324 | 03/09/2012 | 0 | - | 0 | - | W
16627 | BILASPUR | DAIJJA | PHC | OPD | BABY WEIGHING SCALE | 1 | 0 | 0 | 0 | 3000268325 | 05/27/2011 | 0 | - | 0 | - | W
16628 | BILASPUR | DAIJJA | PHC | OPD | ELECTRIC STERILIZER | 1 | 0 | 0 | 0 | 3000268326 | 10/31/2009 | 0 | - | 0 | - | W
16629 | BILASPUR | DAIJJA | PHC | OPD | AUTOCLAVE | 1 | 0 | 0 | 0 | 3000268327 | 0 | 0 | - | 0 | - | NW
16630 | BILASPUR | GANIYARI | PHC | GYAENEC.OPD | AUTOCLAVE | 1 | 0 | 0 | 0 | 3000243043 | 0 | 0 | - | 0 | - | W
16631 | BILASPUR | GANIYARI | PHC | GYAENEC.OPD | RADIANT WARMER | 1 | MODITECH | CE | 6M/RW/8210910 | 3000243044 | 0 | 0 | - | 0 | - | W
16632 | BILASPUR | GANIYARI | PHC | GYAENEC.OPD | ELECTRIC STERILIZER | 1 | ATLAS | 0 | 0 | 3000243045 | 0 | 0 | - | 0 | - | W
16633 | BILASPUR | GANIYARI | PHC | GYAENEC.OPD | WEIGHING MACHINE | 1 | 0 | 0 | 0 | 3000243046 | 0 | 0 | - | 0 | - | W
16634 | BILASPUR | GANIYARI | PHC | GYAENEC.OPD | DIGITAL BP MACHINE | 1 | OMRON | CEO 197 | 20110402092UG | 3000243047 | 0 | 0 | - | 0 | - | W
16635 | BILASPUR | GANIYARI | PHC | GYAENEC.OPD | FOETAL DOPPLER | 1 | BPL | FD9713N | DITV4D10722 | 3000243048 | 0 | 0 | - | 0 | - | W
16636 | BILASPUR | GANIYARI | PHC | GYAENEC.OPD | BABY PHOTOTHERAPY UNIT | 1 | RELIEF | 0 | 0 | 3000243049 | 0 | 0 | - | 0 | - | W
16637 | BILASPUR | GANIYARI | PHC | GYAENEC.OPD | BABY PHOTOTHERAPY UNIT | 1 | 0 | 0 | 0 | 3000243050 | 0 | 0 | - | 0 | - | W
16638 | BILASPUR | GANIYARI | PHC | OPD | BP MACHINE | 1 | 0 | N710 | 0 | 3000243051 | 0 | 0 | - | 0 | - | W
16639 | BILASPUR | GANIYARI | PHC | OPD | DEEP FREEZER | 1 | FOOST | MK144 | 20032/09315 | 3000243052 | 0 | 0 | - | 0 | - | W
16640 | BILASPUR | GANIYARI | PHC | OPD | DEEP FREEZER | 1 | 0 | NBD116 | BE04G4E260 | 3000243053 | 0 | 0 | - | 0 | - | W
16641 | BILASPUR | JARONDHA | PHC | ENT DEPARTMENT | NEEDLE DESTROYER | 1 | MICROSIL | 360 | 9956/03 | 3000243060 | 0 | 0 | - | 0 | - | NW
16642 | BILASPUR | JARONDHA | PHC | ENT DEPARTMENT | NEEDLE DESTROYER | 1 | - | - | - | 3000243061 | 0 | 0 | - | 0 | - | NW
16643 | BILASPUR | JARONDHA | PHC | ENT DEPARTMENT | NEEDLE DESTROYER | 1 | - | - | - | 3000243062 | 0 | 0 | - | 0 | - | NW
16644 | BILASPUR | JARONDHA | PHC | ENT DEPARTMENT | NEEDLE DESTROYER | 1 | - | - | - | 3000243063 | 0 | 0 | - | 0 | - | NW
16645 | BILASPUR | JARONDHA | PHC | ENT DEPARTMENT | NEEDLE DESTROYER | 1 | - | - | - | 3000243064 | 0 | 0 | - | 0 | - | NW
16646 | BILASPUR | JARONDHA | PHC | ENT DEPARTMENT | NEEDLE DESTROYER | 1 | - | - | - | 3000243065 | 0 | 0 | - | 0 | - | NW
16647 | BILASPUR | JARONDHA | PHC | ENT DEPARTMENT | NEEDLE DESTROYER | 1 | MICROSIL | ND 360 | 638 | 3000243054 | 0 | 0 | - | 0 | - | W
16648 | BILASPUR | JARONDHA | PHC | ENT DEPARTMENT | ELECTRIC STERILIZER | 1 | ATLAS | - | OUF/0125 | 3000243055 | 0 | 0 | - | 0 | - | W
16649 | BILASPUR | JARONDHA | PHC | ENT DEPARTMENT | ELECTRIC STERILIZER | 1 | - | - | - | 3000243056 | 0 | 0 | - | 0 | - | W
16650 | BILASPUR | JARONDHA | PHC | ENT DEPARTMENT | BP MACHINE | 1 | DIAMOND | - | - | 3000243057 | 0 | 0 | - | 0 | - | W
16651 | BILASPUR | JARONDHA | PHC | ENT DEPARTMENT | RADIANT WARMER | 1 | MEDITECH | - | BM/RW/480910 | 3000243058 | 0 | 0 | - | 0 | - | W
16652 | BILASPUR | JARONDHA | PHC | ENT DEPARTMENT | BABY WEIGHING SCALE | 1 | CROWN | - | - | 3000243059 | 0 | 0 | - | 0 | - | W
16653 | BILASPUR | JARONDHA | PHC | Other Dept. | BP MACHINE | 1 | - | - | - | 3000243066 | 0 | 0 | - | 0 | - | NW
16654 | BILASPUR | JARONDHA | PHC | Other Dept. | BP MACHINE | 1 | - | - | - | 3000243067 | 0 | 0 | - | 0 | - | NW
16655 | BILASPUR | JARONDHA | PHC | Other Dept. | NEEDLE DESTROYER | 1 | SARATEC | - | - | 3000243068 | 0 | 0 | - | 0 | - | NW
16656 | BILASPUR | JARONDHA | PHC | Other Dept. | AUTOCLAVE | 1 | - | - | - | 3000243069 | 0 | 0 | - | 0 | - | NW
16657 | BILASPUR | JARONDHA | PHC | Other Dept. | ELECTRIC STERILIZER | 1 | - | - | - | 3000243070 | 0 | 0 | - | 0 | - | NW
16658 | BILASPUR | JARONDHA | PHC | Other Dept. | BP MACHINE | 1 | - | - | - | 3000243071 | 0 | 0 | - | 0 | - | NW
16659 | BILASPUR | JARONDHA | PHC | ENT DEPARTMENT | ELECTRIC STERILIZER | 1 | - | - | - | 3000243072 | 0 | 0 | - | 0 | - | W
16660 | BILASPUR | JARONDHA | PHC | ENT DEPARTMENT | NEBULIZER | 1 | NOMED | NECNEB108 | 140201780 | 3000243073 | 0 | 0 | - | 0 | - | W
16661 | BILASPUR | JARONDHA | PHC | ENT DEPARTMENT | FOETAL DOPPLER | 1 | - | - | DQTB4D10R4 | 3000243074 | 0 | 0 | - | 0 | - | W
16662 | BILASPUR | JANAPARA | PHC | OPD | FOETAL DOPPLER | 1 | PW | 0 | 0 | 3000266344 | 0 | 0 | - | 0 | - | W
16663 | BILASPUR | JANAPARA | PHC | DELIVERY ROOM | BABY WEIGHING SCALE | 1 | BPL | FD 9713N | TB4D10726 | 3000266345 | 0 | 0 | - | 0 | - | W
16664 | BILASPUR | JANAPARA | PHC | DELIVERY ROOM | ELECTRIC STERILIZER | 1 | MISAKI | 0 | 0 | 3000266346 | 0 | 0 | - | 0 | - | W
16665 | BILASPUR | JANAPARA | PHC | DELIVERY ROOM | ELECTRIC STERILIZER | 1 | ATLAS | 0 | 0 | 3000266347 | 0 | 0 | - | 0 | - | NW
16666 | BILASPUR | JANAPARA | PHC | DELIVERY ROOM | ALPHABETIC VISION CHART | 1 | 0 | 0 | 0 | 3000266348 | 0 | 0 | - | 0 | - | W
16667 | BILASPUR | JANAPARA | PHC | ENT DEPARTMENT | ALPHABETIC VISION CHART | 1 | FRIEND | 0 | 0 | 3000266349 | 0 | 0 | - | 0 | - | W
16668 | BILASPUR | JANAPARA | PHC | ENT DEPARTMENT | ELECTRIC STERILIZER | 1 | 0 | 0 | 0 | 3000266338 | 0 | 0 | - | 0 | - | NW
16669 | BILASPUR | JANAPARA | PHC | ENT DEPARTMENT | ELECTRIC STERILIZER | 1 | 0 | 0 | 0 | 3000266339 | 0 | 0 | - | 0 | - | NW
16670 | BILASPUR | JANAPARA | PHC | Pathology Lab. | NEEDLE DESTROYER | 1 | SARA TECH | 0 | 0 | 3000266340 | 0 | 0 | - | 0 | - | W
16671 | BILASPUR | JANAPARA | PHC | Pathology Lab. | DIGITAL BP MACHINE | 1 | CITIZEN | REFCH-432 | 0 | 3000266341 | 0 | 0 | - | 0 | - | W
16672 | BILASPUR | JANAPARA | PHC | Pathology Lab. | SUCTION APPARATUS | 1 | SHIVA | 0 | 0 | 3000266342 | 0 | 0 | - | 0 | - | W
16673 | BILASPUR | JANAPARA | PHC | Pathology Lab. | STETHOSCOPE | 1 | SHRISH TI | 0 | 0 | 3000266343 | 0 | 0 | - | 0 | - | W
16674 | BILASPUR | JANAPARA | PHC | Pathology Lab. | RADIANT WARMER | 1 | 0 | 0 | 0 | 3000266332 | 0 | 0 | - | 0 | - | W
16675 | BILASPUR | JANAPARA | PHC | Pathology Lab. | RADIANT WARMER | 1 | BIRD MEDITE CH | 0 | BM/RW/66/0910 | 3000266333 | 0 | 0 | - | 0 | - | NW
16676 | BILASPUR | JANAPARA | PHC | Pathology Lab. | PATIENT MONITOR | 1 | 0 | 0 | 0 | 3000266334 | 0 | 0 | - | 0 | - | NI
16677 | BILASPUR | JANAPARA | PHC | Pathology Lab. | SHOULDER WHEEL | 1 | 0 | 0 | 0 | 3000266335 | 0 | 0 | - | 0 | - | NI
16678 | BILASPUR | JANAPARA | PHC | Pathology Lab. | AUTOCLAVE | 1 | 0 | 0 | 0 | 3000266336 | 0 | 0 | - | 0 | - | NW
16679 | BILASPUR | JANAPARA | PHC | Pathology Lab. | ELECTRIC STERILIZER | 1 | 0 | 0 | 0 | 3000266337 | 0 | 0 | - | 0 | - | NW
16680 | BILASPUR | JANAPARA | PHC | Pathology Lab. | RADIANT WARMER | 1 | 0 | 0 | 0 | 3000266331 | 0 | 0 | - | 0 | - | W
16681 | BILASPUR | JANAPARA | PHC | Pathology Lab. | CENTRIFUGE MACHINE | 1 | 0 | 0 | 0 | 3000266330 | 0 | 0 | - | 0 | - | W
16682 | BILASPUR | JANAPARA | PHC | Pathology Lab. | MICROSCOPE | 1 | 0 | 0 | 0 | 3000266329 | 0 | 0 | - | 0 | - | W
16683 | BILASPUR | JANAPARA | PHC | Pathology Lab. | COLORIMETER | 1 | RRESTIGE | 0 | 0 | 3000266328 | 0 | 0 | - | 0 | - | W
16684 | BILASPUR | MOCHHA | PHC | OPD | BP MACHINE | 1 | DIMOND | 0 | 0 | 3000243075 | 0 | 0 | - | 0 | - | W
16685 | BILASPUR | MOCHHA | PHC | DELIVERY ROOM | WEIGHING MACHINE | 1 | CROWN | 0 | 0 | 3000243076 | 0 | 0 | - | 0 | - | W
16686 | BILASPUR | MOCHHA | PHC | DELIVERY ROOM | SUCTION APPARATUS | 1 | LIFE LINE | 0 | 0 | 3000243077 | 0 | 0 | - | 0 | - | NW
16687 | BILASPUR | MOCHHA | PHC | DELIVERY ROOM | FOETAL MONITOR | 1 | 0 | 0 | 0 | 3000243078 | 0 | 0 | - | 0 | - | W
16688 | BILASPUR | PALI | PHC | Pathology Lab. | BABY WEIGHING SCALE | 1 | CROWN DENT | 0 | 0 | 3000266369 | 0 | 0 | - | 0 | - | W
16689 | BILASPUR | PALI | PHC | Pathology Lab. | HYDRAULIC TABLE | 1 | 0 | 0 | 0 | 3000266368 | 0 | 0 | - | 0 | - | W
16690 | BILASPUR | PALI | PHC | Pathology Lab. | ELECTRIC STERILIZER | 1 | ATLAS | 0 | 0 | 3000266367 | 0 | 0 | - | 0 | - | NW
16691 | BILASPUR | PALI | PHC | Pathology Lab. | RADIANT WARMER | 1 | BIRD MEDI TEDI | 0 | BM/RW/93/0910 | 3000266366 | 0 | 0 | - | 0 | - | W
16692 | BILASPUR | PALI | PHC | Pathology Lab. | NEEDLE DESTROYER | 1 | SARA TECH | 0 | 0 | 3000266365 | 0 | 0 | - | 0 | - | W
16693 | BILASPUR | PALI | PHC | Pathology Lab. | BP MACHINE | 1 | DIAMOND | 0 | 0 | 3000266364 | 0 | 0 | - | 0 | - | W
16694 | BILASPUR | PALI | PHC | Pathology Lab. | STETHOSCOPE | 1 | SAGAR | 0 | 0 | 3000266363 | 0 | 0 | - | 0 | - | W
16695 | BILASPUR | PALI | PHC | Pathology Lab. | ILR | 1 | ONICEF | 0 | 0 | 3000266362 | 0 | 0 | - | 0 | - | W
16696 | BILASPUR | PALI | PHC | Pathology Lab. | ILR | 1 | DEEP | 0 | 0 | 3000266361 | 0 | 0 | - | 0 | - | W
16697 | BILASPUR | PALI | PHC | Pathology Lab. | BP MACHINE | 1 | DIAMOND | 0 | 0 | 3000266360 | 0 | 0 | - | 0 | - | W
16698 | BILASPUR | PALI | PHC | Pathology Lab. | WEIGHING MACHINE | 1 | PRESTIGE | 0 | 0 | 3000266359 | 0 | 0 | - | 0 | - | W
16699 | BILASPUR | PALI | PHC | Pathology Lab. | CENTRIFUGE MACHINE | 1 | COSLAB | 0 | 0 | 3000266358 | 0 | 0 | - | 0 | - | W
16700 | BILASPUR | PALI | PHC | Pathology Lab. | MICROSCOPE | 1 | 0 | 0 | 0 | 3000266357 | 0 | 0 | - | 0 | - | W
16701 | BILASPUR | PALI | PHC | ENT DEPARTMENT | ALPHABETIC VISION CHART | 1 | 0 | 0 | 0 | 3000266356 | 0 | 0 | - | 0 | - | W
16702 | BILASPUR | PALI | PHC | Vaccination Room | NEEDLE DESTROYER | 1 | 0 | 0 | 0 | 3000266355 | 0 | 0 | - | 0 | - | W
16703 | BILASPUR | PALI | PHC | OPD | STETHOSCOPE | 1 | 0 | 0 | 0 | 3000266354 | 0 | 0 | - | 0 | - | W
16704 | BILASPUR | PALI | PHC | OPD | SHOULDER WHEEL | 1 | 0 | 0 | 0 | 3000266353 | 0 | 0 | - | 0 | - | NI
16705 | BILASPUR | PALI | PHC | OPD | SHOULDER WHEEL | 1 | 0 | 0 | 0 | 3000266352 | 0 | 0 | - | 0 | - | NI
16706 | BILASPUR | PALI | PHC | OPD | SHOULDER WHEEL | 1 | 0 | 0 | 0 | 3000266351 | 0 | 0 | - | 0 | - | NI
16707 | BILASPUR | PALI | PHC | OPD | WEIGHING MACHINE | 1 | 0 | 0 | 0 | 3000266350 | 0 | 0 | - | 0 | - | NI
16708 | BILASPUR | SAGAR | PHC | Vaccination Room | BABY WEIGHING SCALE | 1 | CROM | 1509001 | 0 | 3000268328 | 0 | 0 | - | 0 | - | W
16709 | BILASPUR | SAGAR | PHC | Vaccination Room | FOETAL DOPPLER | 1 | BPL | FD9713N | DATB4110721 | 3000268329 | 0 | 0 | - | 0 | - | W
16710 | BILASPUR | SAGAR | PHC | Vaccination Room | ELECTRIC STERILIZER | 1 | 0 | 0 | 0 | 3000268330 | 0 | 0 | - | 0 | - | NW
16711 | BILASPUR | SAGAR | PHC | Vaccination Room | ELECTRIC STERILIZER | 1 | 0 | 0 | 0 | 3000268331 | 0 | 0 | - | 0 | - | W
16712 | BILASPUR | SAGAR | PHC | DELIVERY ROOM | SUCTION APPARATUS | 1 | 0 | 0 | 0 | 3000268332 | 0 | 0 | - | 0 | - | NW
16713 | BILASPUR | SAGAR | PHC | DELIVERY ROOM | RADIANT WARMER | 1 | 0 | 0 | 0 | 3000268333 | 0 | 0 | - | 0 | - | NW
16714 | BILASPUR | SAGAR | PHC | OPD | BP MACHINE | 1 | 0 | 390 | 90102006 | 3000268334 | 0 | 0 | - | 0 | - | W
16715 | BILASPUR | SAGAR | PHC | ENT DEPARTMENT | EYE LENSE KIT | 1 | 0 | 0 | 0 | 3000268335 | 0 | 0 | - | 0 | - | W
16716 | JANJGIR CHAMPA | JANJGIR | DH | SNCU | RADIANT WARMER | 1 | PHOENIX | DEW100 | 6402 | 3000263501 | 24/7/2015 | 0 | - | 0 | - | W
16717 | JANJGIR CHAMPA | JANJGIR | DH | SNCU | SHADOWLESS OT LIGHT | 1 | PHOENIX | BRILLIENCE BOTTOM IPX3 | 1598 | 3000263502 | 24/7/2015 | 0 | - | 0 | - | W
16718 | JANJGIR CHAMPA | JANJGIR | DH | SNCU | BABY PHOTOTHERAPY UNIT | 1 | PHOENIX | LOD PT 100 | 1911 | 3000263503 | 24/7/2015 | 0 | - | 0 | - | W
16719 | JANJGIR CHAMPA | JANJGIR | DH | SNCU | RADIANT WARMER | 1 | HIC | - | - | 3000263504 | 24/7/2015 | 0 | - | 0 | - | W
16720 | JANJGIR CHAMPA | JANJGIR | DH | SNCU | BABY PHOTOTHERAPY UNIT | 1 | DELTA | - | DPH 2K71002101 | 3000263505 | 24/7/2015 | 0 | - | 0 | - | W
16721 | JANJGIR CHAMPA | JANJGIR | DH | SNCU | WEIGHING MACHINE | 1 | ESSAE | B.S 250 | 25014131749 | 3000263506 | 22/3/2014 | 0 | - | 0 | - | W
16722 | JANJGIR CHAMPA | JANJGIR | DH | SNCU | FOOT OPERATED SUCTION APPARATUS | 1 | SHIVA | - | - | 3000263507 | 0 | 0 | - | 0 | - | W
16723 | JANJGIR CHAMPA | JANJGIR | DH | DELIVERY ROOM | RADIANT WARMER | 1 | PHOENIX | OCW100 | 6404 | 3000263508 | 24/7/2015 | 0 | - | 0 | - | W
16724 | JANJGIR CHAMPA | JANJGIR | DH | DELIVERY ROOM | WEIGHING MACHINE | 1 | CROWN | - | - | 3000263509 | 0 | 0 | - | 0 | - | W
16725 | JANJGIR CHAMPA | JANJGIR | DH | DELIVERY ROOM | SHADOWLESS LAMP | 1 | - | - | - | 3000263510 | 0 | 0 | - | 0 | - | W
16726 | JANJGIR CHAMPA | JANJGIR | DH | DELIVERY ROOM | ELECTRIC STERILIZER | 1 | - | - | - | 3000263511 | 0 | 0 | - | 0 | - | W
16727 | JANJGIR CHAMPA | JANJGIR | DH | DELIVERY ROOM | RADIANT WARMER | 1 | - | - | - | 3000263512 | 0 | 0 | - | 0 | - | W
16728 | JANJGIR CHAMPA | JANJGIR | DH | DELIVERY ROOM | SUCTION APPARATUS | 1 | SHIVA | - | - | 3000263513 | 0 | 0 | - | 0 | - | W
16729 | JANJGIR CHAMPA | JANJGIR | DH | DELIVERY ROOM | HYDROLIC DELIVERY TABLE | 1 | - | - | - | 3000263514 | 0 | 0 | - | 0 | - | W
16730 | JANJGIR CHAMPA | JANJGIR | DH | DELIVERY ROOM | HYDROLIC DELIVERY TABLE | 1 | - | - | - | 3000263515 | 0 | 0 | - | 0 | - | W
16731 | JANJGIR CHAMPA | JANJGIR | DH | DELIVERY ROOM | HYDROLIC DELIVERY TABLE | 1 | - | - | - | 3000263516 | 0 | 0 | - | 0 | - | W
16732 | JANJGIR CHAMPA | JANJGIR | DH | Dental Dept. | DENTAL CHAIR | 1 | AKASH | - | - | 3000096451 | 0 | 0 | - | 0 | - | W
16733 | JANJGIR CHAMPA | JANJGIR | DH | Dental Dept. | DENTAL CHAIR | 1 | - | - | - | 3000096453 | 0 | 0 | - | 0 | - | W
16734 | JANJGIR CHAMPA | JANJGIR | DH | Other Dept. | BP MACHINE | 1 | PREIMER | - | 981345 | 3000096454 | 0 | 0 | - | 0 | - | W
16735 | JANJGIR CHAMPA | JANJGIR | DH | Other Dept. | STETHOSCOPE | 1 | MEDKINE | - | - | 3000096455 | 0 | 0 | - | 0 | - | W
16736 | JANJGIR CHAMPA | JANJGIR | DH | Other Dept. | BP MACHINE | 1 | PREIMER | - | 813456 | 3000096456 | 0 | 0 | - | 0 | - | NW
16737 | JANJGIR CHAMPA | JANJGIR | DH | Other Dept. | BP MACHINE | 1 | - | - | - | 3000096457 | 0 | 0 | - | 0 | - | NW
16738 | JANJGIR CHAMPA | JANJGIR | DH | Vaccination Room | NEEDLE DESTROYER | 1 | MICROSIL | - | - | 3000329633 | 0 | 0 | - | 0 | - | W
16739 | JANJGIR CHAMPA | JANJGIR | DH | RADIOLOGY Dept. | MUSCLE STIMULATORS | 1 | - | - | 3844 | 3000329652 | 0 | 0 | - | 0 | - | W
16740 | JANJGIR CHAMPA | JANJGIR | DH | RADIOLOGY Dept. | ALPHABETIC VISION CHART | 1 | - | - | - | 3000329654 | 0 | 0 | - | 0 | - | W
16741 | JANJGIR CHAMPA | JANJGIR | DH | RADIOLOGY Dept. | PORTABLE X-RAY MACHINE | 1 | - | - | - | 3000329655 | 0 | 0 | - | 0 | - | NW
16742 | JANJGIR CHAMPA | JANJGIR | DH | RADIOLOGY Dept. | ULTRASOUND MACHINE | 1 | ALENGETS | - | - | 3000329656 | 13/8/2013 | 0 | - | 0 | - | W
16743 | JANJGIR CHAMPA | JANJGIR | DH | RADIOLOGY Dept. | BLOOD STORAGE REFRIGERATOR | 1 | INCO METER | - | - | 3000329765 | 0 | 0 | - | 0 | - | W
16744 | JANJGIR CHAMPA | JANJGIR | DH | OT | CENTRIFUGE MACHINE | 1 | DELTA | - | CC2K11002009/08 | 3000329609 | 0 | 0 | - | 0 | - | NW
16745 | JANJGIR CHAMPA | JANJGIR | DH | OT | SILICON MASK | 1 | - | - | C153F0044 | 3000329610 | 0 | 0 | - | 0 | - | NW
16746 | JANJGIR CHAMPA | JANJGIR | DH | OT | OXYGEN CONCENTRATOR | 1 | BPL | - | AXTC156950 | 3000329611 | 0 | 0 | - | 0 | - | NI
16747 | JANJGIR CHAMPA | JANJGIR | DH | OT | SHADOWLESS LAMP | 1 | - | - | - | 3000329612 | 0 | 0 | - | 0 | - | W
16748 | JANJGIR CHAMPA | JANJGIR | DH | OT | SUCTION APPARATUS | 1 | - | - | - | 3000329613 | 0 | 0 | - | 0 | - | W
16749 | JANJGIR CHAMPA | JANJGIR | DH | OT | ANESTHESIA MACHINE | 1 | HAPPING DELUX | - | - | 3000329614 | 0 | 0 | - | 0 | - | W
16750 | JANJGIR CHAMPA | JANJGIR | DH | OT | RADIANT WARMER | 1 | PHOENIX | - | - | 3000329615 | 30/7/2015 | 0 | - | 0 | - | W
16751 | JANJGIR CHAMPA | JANJGIR | DH | OT | SUCTION APPARATUS | 1 | - | - | - | 3000329616 | 0 | 0 | - | 0 | - | W
16752 | JANJGIR CHAMPA | JANJGIR | DH | OT | ELECTRIC STERILIZER | 1 | - | - | - | 3000329617 | 0 | 0 | - | 0 | - | W
16753 | JANJGIR CHAMPA | JANJGIR | DH | OT | BABY WEIGHING SCALE | 1 | CROWN | - | - | 3000329618 | 0 | 0 | - | 0 | - | W
16754 | JANJGIR CHAMPA | JANJGIR | DH | OT | FUMIGERATOR | 1 | - | - | - | 3000329619 | 0 | 0 | - | 0 | - | W
16755 | JANJGIR CHAMPA | JANJGIR | DH | OT | FUMIGERATOR | 1 | - | - | - | 3000329620 | 0 | 0 | - | 0 | - | W
16756 | JANJGIR CHAMPA | JANJGIR | DH | OT | AUTOCLAVE | 1 | - | - | - | 3000329621 | 0 | 0 | - | 0 | - | W
16757 | JANJGIR CHAMPA | JANJGIR | DH | OT | AUTOCLAVE | 1 | - | - | - | 3000329622 | 0 | 0 | - | 0 | - | W
16758 | JANJGIR CHAMPA | JANJGIR | DH | OT | AUTOCLAVE | 1 | TACNO | - | - | 3000329623 | 0 | 0 | - | 0 | - | NW
16759 | JANJGIR CHAMPA | JANJGIR | DH | OT | NEEDLE DESTROYER | 1 | MICROSIL | - | - | 3000329624 | 0 | 0 | - | 0 | - | W
16760 | JANJGIR CHAMPA | JANJGIR | DH | ENT DEPARTMENT | MICROSCOPE | 1 | ZESSILS | - | - | 3000329625 | 0 | 0 | - | 0 | - | W
16761 | JANJGIR CHAMPA | JANJGIR | DH | ENT DEPARTMENT | MICROSCOPE | 1 | - | - | 130 | 3000329626 | 0 | 0 | - | 0 | - | W
16762 | JANJGIR CHAMPA | JANJGIR | DH | OT | SHADOWLESS LAMP | 1 | - | - | - | 3000329627 | 0 | 0 | - | 0 | - | W
16763 | JANJGIR CHAMPA | JANJGIR | DH | ECG Room | ECG RECORDER | 1 | - | - | - | 3000329628 | 0 | 0 | - | 0 | - | W
16764 | JANJGIR CHAMPA | JANJGIR | DH | ECG Room | ECG RECORDER | 1 | - | - | - | 3000329629 | 0 | 0 | - | 0 | - | W
16765 | JANJGIR CHAMPA | JANJGIR | DH | ECG Room | ECG RECORDER | 1 | - | - | - | 3000329630 | 0 | 0 | - | 0 | - | W
16766 | JANJGIR CHAMPA | JANJGIR | DH | Dressing Room | AUTOCLAVE | 1 | - | - | - | 3000329631 | 0 | 0 | - | 0 | - | W
16767 | JANJGIR CHAMPA | JANJGIR | DH | Dressing Room | AUTOCLAVE | 1 | - | - | - | 3000329632 | 0 | 0 | - | 0 | - | W
16768 | JANJGIR CHAMPA | JANJGIR | DH | Pathology Lab. | NEBULIZER | 1 | - | - | - | 3000329640 | 0 | 0 | - | 0 | - | W
16769 | JANJGIR CHAMPA | JANJGIR | DH | Pathology Lab. | MICROSCOPE | 1 | BITSCO | - | 3563 | 3000329641 | 0 | 0 | - | 0 | - | W
16770 | JANJGIR CHAMPA | JANJGIR | DH | Pathology Lab. | INCUBATOR | 1 | - | - | - | 3000329642 | 0 | 0 | - | 0 | - | W
16771 | JANJGIR CHAMPA | JANJGIR | DH | Pathology Lab. | RADIANT WARMER | 1 | - | - | - | 3000329643 | 0 | 0 | - | 0 | - | W
16772 | JANJGIR CHAMPA | JANJGIR | DH | Pathology Lab. | NEEDLE DESTROYER | 1 | - | - | - | 3000329644 | 0 | 0 | - | 0 | - | W
16773 | JANJGIR CHAMPA | JANJGIR | DH | Pathology Lab. | COLORIMETER | 1 | OCTA BEACON | - | - | 3000329645 | 0 | 0 | - | 0 | - | W
16774 | JANJGIR CHAMPA | JANJGIR | DH | Pathology Lab. | COLOUR DOPPLER | 1 | - | - | - | 3000329634 | 0 | 0 | - | 0 | - | NW
16775 | JANJGIR CHAMPA | JANJGIR | DH | Pathology Lab. | MICROSCOPE | 1 | - | - | - | 3000329635 | 0 | 0 | - | 0 | - | NW
16776 | JANJGIR CHAMPA | JANJGIR | DH | Pathology Lab. | ELECTRIC STERILIZER | 1 | - | - | - | 3000329636 | 0 | 0 | - | 0 | - | NW
16777 | JANJGIR CHAMPA | JANJGIR | DH | Pathology Lab. | INFANTO METER | 1 | - | - | - | 3000329637 | 0 | 0 | - | 0 | - | NW
16778 | JANJGIR CHAMPA | JANJGIR | DH | Pathology Lab. | RADIANT WARMER | 1 | - | - | - | 3000329638 | 0 | 0 | - | 0 | - | NW
16779 | JANJGIR CHAMPA | JANJGIR | DH | Pathology Lab. | FOETAL DOPPLER | 1 | - | - | - | 3000329639 | 0 | 0 | - | 0 | - | NW
16780 | JANJGIR CHAMPA | JANJGIR | DH | Pathology Lab. | ELECTROLYTE ANALYZER | 1 | - | - | - | 3000329646 | 0 | 0 | - | 0 | - | NI
16781 | JANJGIR CHAMPA | JANJGIR | DH | Blood Bank | DEEP FREEZER | 1 | - | - | - | 3000329647 | 0 | 0 | - | 0 | - | W
16782 | JANJGIR CHAMPA | JANJGIR | DH | Vaccination Room | HUB CUTTER | 1 | - | - | - | 3000329648 | 0 | 0 | - | 0 | - | W
16783 | JANJGIR CHAMPA | JANJGIR | DH | Vaccination Room | ILR | 1 | - | - | - | 3000329649 | 0 | 0 | - | 0 | - | W
16784 | JANJGIR CHAMPA | JANJGIR | DH | Vaccination Room | BABY WEIGHING SCALE | 1 | CROWN | - | - | 3000329650 | 0 | 0 | - | 0 | - | W
16785 | JANJGIR CHAMPA | JANJGIR | DH | Vaccination Room | WEIGHING MACHINE | 1 | CROWN | - | - | 3000329651 | 0 | 0 | - | 0 | - | W
16786 | JANJGIR CHAMPA | JANJGIR | DH | Blood Bank | HEMOGLOBIN METER | 1 | - | MTBBRA | M7862332 | 3000329657 | 0 | 0 | - | 0 | - | W
16787 | JANJGIR CHAMPA | JANJGIR | DH | Blood Bank | BLOOD STORAGE REFRIGERATOR | 1 | MEDITECH | MTBBRA | M7865253 | 3000329658 | 0 | 0 | - | 0 | - | W
16788 | JANJGIR CHAMPA | JANJGIR | DH | Blood Bank | HOT AIR OVEN | 1 | - | - | - | 3000329659 | 0 | 0 | - | 0 | - | W
16789 | JANJGIR CHAMPA | JANJGIR | DH | Blood Bank | HEMOGLOBIN METER | 1 | - | - | - | 3000329660 | 0 | 0 | - | 0 | - | W
16790 | JANJGIR CHAMPA | JANJGIR | DH | Blood Bank | REFRIGERATOR | 1 | - | - | - | 3000329661 | 0 | 0 | - | 0 | - | W
16791 | JANJGIR CHAMPA | JANJGIR | DH | Blood Bank | REFRIGERATOR | 1 | - | - | - | 3000329662 | 0 | 0 | - | 0 | - | W
16792 | JANJGIR CHAMPA | JANJGIR | DH | Blood Bank | MICROSCOPE | 1 | LABOMED | - | - | 3000329664 | 0 | 0 | - | 0 | - | W
16793 | JANJGIR CHAMPA | JANJGIR | DH | Blood Bank | CENTRIFUGE MACHINE | 1 | REMI | - | - | 3000329663 | 0 | 0 | - | 0 | - | W
16794 | JANJGIR CHAMPA | JANJGIR | DH | Blood Bank | NEEDLE DESTROYER | 1 | NOPCO | - | - | 3000329665 | 0 | 0 | - | 0 | - | W
16795 | JANJGIR CHAMPA | JANJGIR | DH | ENT DEPARTMENT | BP MACHINE | 1 | PREIMER | - | 9813495 | 3000329666 | 0 | 0 | - | 0 | - | W
16796 | JANJGIR CHAMPA | JANJGIR | DH | ENT DEPARTMENT | SLIT LAMP | 1 | - | - | - | 3000329667 | 0 | 0 | - | 0 | - | NI
16797 | JANJGIR CHAMPA | JANJGIR | DH | ENT DEPARTMENT | ENT SET | 1 | LIGHTING | - | - | 3000329668 | 0 | 0 | - | 0 | - | W
16798 | JANJGIR CHAMPA | JANJGIR | DH | ENT DEPARTMENT | AUTO REFRACTOMETER | 1 | CANON | 2013 | 150113022 | 3000329669 | 0 | 0 | - | 0 | - | W
16799 | JANJGIR CHAMPA | JANJGIR | DH | ENT DEPARTMENT | OPTHALMOSCOPE | 1 | HEING | - | - | 3000329670 | 0 | 0 | - | 0 | - | W
16800 | JANJGIR CHAMPA | JANJGIR | DH | ENT DEPARTMENT | ALPHABETIC VISION CHART | 1 | VISION DURMA | - | - | 3000329671 | 0 | 0 | - | 0 | - | W
16801 | JANJGIR CHAMPA | JANJGIR | DH | ENT DEPARTMENT | MICROSCOPE | 1 | BRILL ANT | - | - | 3000329672 | 0 | 0 | - | 0 | - | W
16802 | JANJGIR CHAMPA | JANJGIR | DH | ENT DEPARTMENT | A-SCANNER | 1 | - | - | - | 3000329673 | 0 | 0 | - | 0 | - | W
16803 | JANJGIR CHAMPA | JANJGIR | DH | ENT DEPARTMENT | AUTO REFRACTOMETER | 1 | - | - | 20700309H | 3000329674 | 0 | 0 | - | 0 | - | W
16804 | JANJGIR CHAMPA | JANJGIR | DH | ENT DEPARTMENT | TONO METER | 1 | GEHITZ | - | - | 3000329675 | 0 | 0 | - | 0 | - | W
16805 | JANJGIR CHAMPA | JANJGIR | DH | ENT DEPARTMENT | HUB CUTTER | 1 | - | - | - | 3000329677 | 0 | 0 | - | 0 | - | W
16806 | JANJGIR CHAMPA | JANJGIR | DH | ENT DEPARTMENT | MICROSCOPE | 1 | BETCC IAN | - | 98131748 | 3000329678 | 0 | 0 | - | 0 | - | W
16807 | JANJGIR CHAMPA | JANJGIR | DH | NBCC | BP MACHINE | 1 | PREMIER | - | - | 3000329679 | 0 | 0 | - | 0 | - | W
16808 | JANJGIR CHAMPA | JANJGIR | DH | NBCC | NEEDLE DESTROYER | 1 | MICROSIL | - | - | 3000329680 | 0 | 0 | - | 0 | - | W
16809 | JANJGIR CHAMPA | JANJGIR | DH | OPD | ELECTRIC STERILIZER | 1 | - | - | - | 3000329681 | 0 | 0 | - | 0 | - | W
16810 | JANJGIR CHAMPA | JANJGIR | DH | OPD | HUB CUTTER | 1 | PREVENT | - | - | 3000329682 | 0 | 0 | - | 0 | - | W
16811 | JANJGIR CHAMPA | JANJGIR | DH | Nursing Duty Room | DIGITAL WEIGHING MACHINE | 1 | DETCPO | MB 130 | C11006801 | 3000329683 | 0 | 0 | - | 0 | - | W
16812 | JANJGIR CHAMPA | JANJGIR | DH | Nursing Duty Room | WEIGHING MACHINE | 1 | OMEER | - | 73066 | 3000329684 | 0 | 0 | - | 0 | - | W
16813 | JANJGIR CHAMPA | JANJGIR | DH | OT | SUCTION APPARATUS | 1 | - | - | - | 3000096458 | 0 | 0 | - | 0 | - | NI
16814 | JANJGIR CHAMPA | JANJGIR | DH | OT | SUCTION APPARATUS | 1 | - | - | - | 3000096459 | 0 | 0 | - | 0 | - | W
16815 | JANJGIR CHAMPA | JANJGIR | DH | OT | ANESTHESIA MACHINE | 1 | MEDI SYS | - | 5010013 | 3000096460 | 0 | 0 | - | 0 | - | NI
16816 | JANJGIR CHAMPA | JANJGIR | DH | OT | AUTOCLAVE | 1 | - | - | E/09-86 | 3000329606 | 0 | 0 | - | 0 | - | NI
16817 | JANJGIR CHAMPA | JANJGIR | DH | OT | PATIENT MONITOR | 1 | - | - | - | 3000329607 | 0 | 0 | - | 0 | - | NW
16818 | JANJGIR CHAMPA | JANJGIR | DH | OT | CAUTARY MACHINE | 1 | - | PM 600 | T3C50669 | 3000329608 | 0 | 0 | - | 0 | - | W
16819 | JANJGIR CHAMPA | JANJGIR | DH | RADIOLOGY Dept. | ULTRASOUND MACHINE | 1 | MAYNUMOPUS | - | - | 3000329685 | 2/12/2014 | 0 | - | 0 | - | W
16820 | JANJGIR CHAMPA | JANJGIR | DH | RADIOLOGY Dept. | UTRASOUND MACHINE | 1 | MINPIY | OCMB | - | 3000329686 | 2/12/2014 | 0 | - | 0 | - | W
16821 | JANJGIR CHAMPA | BDM HOSPITAL | CHC | OPD | BP MACHINE | 1 | DIAMOND | 3370 | 72243 | 3000263258 | 0 | 0 | - | 0 | - | W
16822 | JANJGIR CHAMPA | BDM HOSPITAL | CHC | OPD | NEEDLE DESTROYER | 1 | MICROCIL | - | - | 3000263259 | 0 | 0 | - | 0 | - | W
16823 | JANJGIR CHAMPA | BDM HOSPITAL | CHC | OPD | SUCTION APPARATUS | 1 | SHIVA | - | - | 3000263260 | 0 | 0 | - | 0 | - | W
16824 | JANJGIR CHAMPA | BDM HOSPITAL | CHC | DELIVERY ROOM | RADIANT WARMER | 1 | HIC | - | - | 3000263261 | 0 | 0 | - | 0 | - | NW
16825 | JANJGIR CHAMPA | BDM HOSPITAL | CHC | DELIVERY ROOM | RADIANT WARMER | 1 | - | - | - | 3000263262 | 0 | 0 | - | 0 | - | W
16826 | JANJGIR CHAMPA | BDM HOSPITAL | CHC | DELIVERY ROOM | FOOT OPERATED SUCTION APPARATUS | 1 | VACV | - | - | 3000263263 | 0 | 0 | - | 0 | - | W
16827 | JANJGIR CHAMPA | BDM HOSPITAL | CHC | DELIVERY ROOM | BP MACHINE | 1 | LAFEX | 3390 | 93012045 | 3000263270 | 0 | 0 | - | 0 | - | W
16828 | JANJGIR CHAMPA | BDM HOSPITAL | CHC | DELIVERY ROOM | BP MACHINE | 1 | LAFEX | 3390 | 98112510 | 3000263271 | 0 | 0 | - | 0 | - | W
16829 | JANJGIR CHAMPA | BDM HOSPITAL | CHC | DELIVERY ROOM | AUTOCLAVE | 1 | - | - | - | 3000263272 | 0 | 0 | - | 0 | - | W
16830 | JANJGIR CHAMPA | BDM HOSPITAL | CHC | DELIVERY ROOM | AUTOCLAVE | 1 | - | - | - | 3000263273 | 0 | 0 | - | 0 | - | W
16831 | JANJGIR CHAMPA | BDM HOSPITAL | CHC | DELIVERY ROOM | BABY WEIGHING SCALE | 1 | DOBEL | - | - | 3000263274 | 0 | 0 | - | 0 | - | W
16832 | JANJGIR CHAMPA | BDM HOSPITAL | CHC | DELIVERY ROOM | EYE LENSE KIT | 1 | GORDION PLUSE | - | - | 3000263275 | 0 | 0 | - | 0 | - | NW
16833 | JANJGIR CHAMPA | BDM HOSPITAL | CHC | DELIVERY ROOM | BABY WEIGHING SCALE | 1 | - | - | - | 3000263264 | 0 | 0 | - | 0 | - | W
16834 | JANJGIR CHAMPA | BDM HOSPITAL | CHC | DELIVERY ROOM | BABY WEIGHING SCALE | 1 | - | - | - | 3000263265 | 0 | 0 | - | 0 | - | W
16835 | JANJGIR CHAMPA | BDM HOSPITAL | CHC | DELIVERY ROOM | SUCTION APPARATUS | 1 | SHIVA | - | - | 3000263266 | 0 | 0 | - | 0 | - | W
16836 | JANJGIR CHAMPA | BDM HOSPITAL | CHC | DELIVERY ROOM | BP MACHINE | 1 | MEDITECH | - | - | 3000263267 | 0 | 0 | - | 0 | - | W
16837 | JANJGIR CHAMPA | BDM HOSPITAL | CHC | OT | PATIENT MONITOR | 1 | LIFE PLUSE | - | - | 3000263268 | 0 | 0 | - | 0 | - | W
16838 | JANJGIR CHAMPA | BDM HOSPITAL | CHC | OT | ELECTRIC STERILIZER | 1 | - | - | - | 3000263269 | 0 | 0 | - | 0 | - | W
16839 | JANJGIR CHAMPA | BARADWAR | CHC | Other Dept. | BP MACHINE | 1 | ANAND | - | - | 3000329761 | 0 | 0 | - | 0 | - | W
16840 | JANJGIR CHAMPA | BARADWAR | CHC | Other Dept. | BP MACHINE | 1 | LIFEX | - | - | 3000329762 | 0 | 0 | - | 0 | - | W
16841 | JANJGIR CHAMPA | BARADWAR | CHC | Other Dept. | AUTOCLAVE | 1 | - | - | - | 3000329763 | 0 | 0 | - | 0 | - | NW
16842 | JANJGIR CHAMPA | BARADWAR | CHC | Other Dept. | ELECTRIC STERILIZER | 1 | - | - | - | 3000329764 | 0 | 0 | - | 0 | - | NW
16843 | JANJGIR CHAMPA | BARADWAR | CHC | OPD | NEEDLE DESTROYER | 1 | MICROSIL | - | - | 3000329755 | 0 | 0 | - | 0 | - | W
16844 | JANJGIR CHAMPA | BARADWAR | CHC | OPD | ELECTRIC STERILIZER | 1 | - | - | - | 3000329756 | 0 | 0 | - | 0 | - | NW
16845 | JANJGIR CHAMPA | BARADWAR | CHC | OPD | OXYGEN CONCENTRATOR | 1 | - | - | - | 3000329757 | 0 | 0 | - | 0 | - | W
16846 | JANJGIR CHAMPA | BARADWAR | CHC | OPD | SUCTION APPARATUS | 1 | - | - | - | 3000329758 | 0 | 0 | - | 0 | - | W
16847 | JANJGIR CHAMPA | BARADWAR | CHC | OPD | NEEDLE DESTROYER | 1 | MS | - | - | 3000329759 | 0 | 0 | - | 0 | - | W
16848 | JANJGIR CHAMPA | BARADWAR | CHC | OPD | BABY WEIGHING SCALE | 1 | - | - | - | 3000329760 | 0 | 0 | - | 0 | - | W
16849 | JANJGIR CHAMPA | Hari D. Akaltara | CIVIL DISPENSERY | Other Dept.
16850 | JANJGIR CHAMPA | SHEORINARAYAN | CIVIL DISPENSERY | DELIVERY ROOM | BABY WEIGHING SCALE | 1 | CROWN | - | - | 3000263211 | 0 | 0 | - | 0 | - | W
16851 | JANJGIR CHAMPA | SHEORINARAYAN | CIVIL DISPENSERY | DELIVERY ROOM | BABY WEIGHING SCALE | 1 | - | - | - | 3000263212 | 0 | 0 | - | 0 | - | W
16852 | JANJGIR CHAMPA | SHEORINARAYAN | CIVIL DISPENSERY | DELIVERY ROOM | ELECTRIC STERILIZER | 1 | MICROSIL | - | - | 3000263213 | 0 | 0 | - | 0 | - | W
16853 | JANJGIR CHAMPA | SHEORINARAYAN | CIVIL DISPENSERY | Pathology Lab. | NEEDLE DESTROYER | 1 | ALMICRO | - | - | 3000263214 | 0 | 0 | - | 0 | - | W
16854 | JANJGIR CHAMPA | SHEORINARAYAN | CIVIL DISPENSERY | Store Room | BABY WEIGHING SCALE | 1 | CROWN | - | - | 3000263215 | 0 | 0 | - | 0 | - | NW
16855 | JANJGIR CHAMPA | SHEORINARAYAN | CIVIL DISPENSERY | Store Room | BP MACHINE | 1 | PREMIER | IS 3390 | 8263373 | 3000263216 | 0 | 0 | - | 0 | - | NW
16856 | JANJGIR CHAMPA | SHEORINARAYAN | CIVIL DISPENSERY | Store Room | BP MACHINE | 1 | ELIFE | - | - | 3000263217 | 0 | 0 | - | 0 | - | NI
16857 | JANJGIR CHAMPA | SHEORINARAYAN | CIVIL DISPENSERY | Store Room | ELECTRIC STERILIZER | 1 | - | - | - | 3000263218 | 0 | 0 | - | 0 | - | NI
16858 | JANJGIR CHAMPA | SHEORINARAYAN | CIVIL DISPENSERY | Store Room | ELECTRIC STERILIZER | 1 | - | - | - | 3000263219 | 0 | 0 | - | 0 | - | NW
16859 | JANJGIR CHAMPA | SHEORINARAYAN | CIVIL DISPENSERY | Store Room | NEEDLE DESTROYER | 1 | POINEER | - | - | 3000263220 | 0 | 0 | - | 0 | - | NW
16860 | JANJGIR CHAMPA | SHEORINARAYAN | CIVIL DISPENSERY | OPD | BP MACHINE | 1 | SMART CARE | SCH 10H | 13485 | 3000232356 | 0 | 0 | - | 0 | - | W
16861 | JANJGIR CHAMPA | SHEORINARAYAN | CIVIL DISPENSERY | OPD | DIGITAL BP MACHINE | 1 | HICKS | N710 | 14052365 | 3000263222 | 0 | 0 | - | 0 | - | W
16862 | JANJGIR CHAMPA | SHEORINARAYAN | CIVIL DISPENSERY | OPD | WEIGHING MACHINE | 1 | - | - | - | 3000263223 | 0 | 0 | - | 0 | - | W
16863 | JANJGIR CHAMPA | jangir | CIVIL DISPENSERY | Other Dept.
16864 | JANJGIR CHAMPA | AKALTARA | CHC | OT | AUTOCLAVE | 1 | MAX LIFE | - | - | 3000263276 | 2015 | 0 | - | 0 | - | W
16865 | JANJGIR CHAMPA | AKALTARA | CHC | OT | AUTOCLAVE | 1 | - | - | - | 3000263277 | 2015 | 0 | - | 0 | - | W
16866 | JANJGIR CHAMPA | AKALTARA | CHC | OT | SUCTION APPARATUS | 1 | VICA | - | - | 3000263278 | 2015 | 0 | - | 0 | - | W
16867 | JANJGIR CHAMPA | AKALTARA | CHC | OT | ELECTRIC STERILIZER | 1 | - | - | - | 3000263279 | 2015 | 0 | - | 0 | - | W
16868 | JANJGIR CHAMPA | AKALTARA | CHC | OT | BP MACHINE | 1 | LIFEX | ISI-3390 | 98123811 | 3000263280 | 2015 | 0 | - | 0 | - | W
16869 | JANJGIR CHAMPA | AKALTARA | CHC | OT | SHADOWLESS LAMP | 1 | - | - | - | 3000263281 | 2014 | 0 | - | 0 | - | W
16870 | JANJGIR CHAMPA | AKALTARA | CHC | OPD | BP MACHINE | 1 | - | - | - | 3000263282 | 2015 | 0 | - | 0 | - | NW
16871 | JANJGIR CHAMPA | AKALTARA | CHC | OPD | WEIGHING MACHINE | 1 | - | - | - | 3000263283 | 2015 | 0 | - | 0 | - | W
16872 | JANJGIR CHAMPA | AKALTARA | CHC | DELIVERY ROOM | ELECTRIC STERILIZER | 1 | - | - | - | 3000263284 | 2015 | 0 | - | 0 | - | W
16873 | JANJGIR CHAMPA | AKALTARA | CHC | DELIVERY ROOM | BABY WEIGHING SCALE | 1 | CROWN | ISO-900 | - | 3000263285 | 2015 | 0 | - | 0 | - | W
16874 | JANJGIR CHAMPA | AKALTARA | CHC | DELIVERY ROOM | NEEDLE DESTROYER | 1 | POINEER | - | - | 3000263286 | 2015 | 0 | - | 0 | - | W
16875 | JANJGIR CHAMPA | AKALTARA | CHC | DELIVERY ROOM | BP MACHINE | 1 | MISWA | - | - | 3000263287 | 2015 | 0 | - | 0 | - | W
16876 | JANJGIR CHAMPA | AKALTARA | CHC | DELIVERY ROOM | RADIANT WARMER | 1 | HIC | - | - | 3000263288 | 2014 | 0 | - | 0 | - | NW
16877 | JANJGIR CHAMPA | AKALTARA | CHC | DELIVERY ROOM | SHADOWLESS LAMP | 1 | - | - | - | 3000263289 | 2014 | 0 | - | 0 | - | NW
16878 | JANJGIR CHAMPA | AKALTARA | CHC | Pathology Lab. | MICROSCOPE | 1 | ZEISS | - | 176045 | 3000263290 | 2014 | 0 | - | 0 | - | W
16879 | JANJGIR CHAMPA | AKALTARA | CHC | Pathology Lab. | MICROSCOPE | 1 | MLW | - | - | 3000263291 | 2015 | 0 | - | 0 | - | W
16880 | JANJGIR CHAMPA | AKALTARA | CHC | Pathology Lab. | CENTRIFUGE MACHINE | 1 | REMI-R-8C | - | DHL-C-6575 | 3000263292 | 2014 | 0 | - | 0 | - | W
16881 | JANJGIR CHAMPA | AKALTARA | CHC | Pathology Lab. | MICROSCOPE | 1 | ZEISS | - | - | 3000263293 | 2015 | 0 | - | 0 | - | NW
16882 | JANJGIR CHAMPA | AKALTARA | CHC | RADIOLOGY Dept. | X-RAY MACHINE | 1 | - | - | - | 3000263294 | 0 | 0 | - | 0 | - | W
16883 | JANJGIR CHAMPA | AKALTARA | CHC | RADIOLOGY Dept. | X-RAY MACHINE | 1 | MEDI | - | - | 3000263295 | 0 | 0 | - | 0 | - | W
16884 | JANJGIR CHAMPA | AKALTARA | CHC | Dressing Room | BP MACHINE | 1 | - | - | - | 3000263296 | 2015 | 0 | - | 0 | - | W
16885 | JANJGIR CHAMPA | AKALTARA | CHC | Dressing Room | ELECTRIC STERILIZER | 1 | - | - | - | 3000263297 | 2014 | 0 | - | 0 | - | W
16886 | JANJGIR CHAMPA | AKALTARA | CHC | Dressing Room | NEEDLE DESTROYER | 1 | MS | - | - | 3000263298 | 2015 | 0 | - | 0 | - | W
16887 | JANJGIR CHAMPA | AKALTARA | CHC | Dressing Room | SUCTION APPARATUS | 1 | SHIVA | - | - | 3000263299 | 2015 | 0 | - | 0 | - | W
16888 | JANJGIR CHAMPA | AKALTARA | CHC | Store Room | BP MACHINE | 1 | PREMIER | ISI-3390 | 826237 | 3000263300 | 0 | 0 | - | 0 | - | NW
16889 | JANJGIR CHAMPA | AKALTARA | CHC | Store Room | BP MACHINE | 1 | PREMIER | ISI-3390 | 8262373 | 3000263358 | 0 | 0 | - | 0 | - | NW
16890 | JANJGIR CHAMPA | AKALTARA | CHC | Store Room | BP MACHINE | 1 | PREMIER | ISI-3390 | 8262373 | 3000263359 | 0 | 0 | - | 0 | - | NW
16891 | JANJGIR CHAMPA | AKALTARA | CHC | Store Room | BP MACHINE | 1 | PREMIER | ISI-3390 | 8262873 | 3000263360 | 0 | 0 | - | 0 | - | NW
16892 | JANJGIR CHAMPA | AKALTARA | CHC | Store Room | WEIGHING MACHINE | 1 | VENUS | - | BS-9701 | 3000263361 | 0 | 0 | - | 0 | - | NW
16893 | JANJGIR CHAMPA | AKALTARA | CHC | Store Room | WEIGHING MACHINE | 1 | VENUS | - | BS-9701 | 3000263362 | 0 | 0 | - | 0 | - | NW
16894 | JANJGIR CHAMPA | AKALTARA | CHC | Store Room | AUTOCLAVE | 1 | - | - | - | 3000263363 | 0 | 0 | - | 0 | - | NW
16895 | JANJGIR CHAMPA | AKALTARA | CHC | Store Room | AUTOCLAVE | 1 | - | - | - | 3000263364 | 0 | 0 | - | 0 | - | NW
16896 | JANJGIR CHAMPA | AKALTARA | CHC | Store Room | ELECTRIC STERILIZER | 1 | - | - | - | 3000263365 | 0 | 0 | - | 0 | - | NW
16897 | JANJGIR CHAMPA | AKALTARA | CHC | Store Room | AUTOCLAVE | 1 | - | - | - | 3000263366 | 0 | 0 | - | 0 | - | NI
16898 | JANJGIR CHAMPA | AKALTARA | CHC | Store Room | AUTOCLAVE | 1 | - | - | - | 3000263367 | 0 | 0 | - | 0 | - | NI
16899 | JANJGIR CHAMPA | DALHAPONDI | PHC | OPD | BP MACHINE | 1 | PREMIER | 3390 | 3131551 | 3000329192 | 0 | 0 | - | 0 | - | W
16900 | JANJGIR CHAMPA | DALHAPONDI | PHC | OPD | WEIGHING MACHINE | 1 | SAMSO | - | - | 3000329193 | 0 | 0 | - | 0 | - | W
16901 | JANJGIR CHAMPA | DALHAPONDI | PHC | Vaccination Room | ELECTRIC STERILIZER | 1 | - | - | - | 3000329194 | 0 | 0 | - | 0 | - | W
16902 | JANJGIR CHAMPA | DALHAPONDI | PHC | Vaccination Room | NEEDLE DESTROYER | 1 | MICROSIL | - | - | 3000329195 | 0 | 0 | - | 0 | - | W
16903 | JANJGIR CHAMPA | DALHAPONDI | PHC | Vaccination Room | NEEDLE DESTROYER | 1 | NWL | - | - | 3000329196 | 0 | 0 | - | 0 | - | W
16904 | JANJGIR CHAMPA | DALHAPONDI | PHC | DELIVERY ROOM | BP MACHINE | 1 | CROSS | - | - | 3000329197 | 0 | 0 | - | 0 | - | W
16905 | JANJGIR CHAMPA | DALHAPONDI | PHC | DELIVERY ROOM | BABY WEIGHING SCALE | 1 | CROWN | - | - | 3000329198 | 0 | 0 | - | 0 | - | W
16906 | JANJGIR CHAMPA | DALHAPONDI | PHC | DELIVERY ROOM | ELECTRIC STERILIZER | 1 | - | - | - | 3000329199 | 0 | 0 | - | 0 | - | W
16907 | JANJGIR CHAMPA | DALHAPONDI | PHC | DELIVERY ROOM | SUCTION APPARATUS | 1 | SHIVA | - | - | 3000329200 | 0 | 0 | - | 0 | - | W
16908 | JANJGIR CHAMPA | DALHAPONDI | PHC | DELIVERY ROOM | RADIANT WARMER | 1 | POINEER | - | - | 3000329201 | 0 | 0 | - | 0 | - | W
16909 | JANJGIR CHAMPA | DALHAPONDI | PHC | DELIVERY ROOM | NEEDLE DESTROYER | 1 | MWL | - | - | 3000329058 | 0 | 0 | - | 0 | - | W
16910 | JANJGIR CHAMPA | DALHAPONDI | PHC | ENT DEPARTMENT | ALPHABETIC VISION CHART | 1 | - | - | - | 3000329059 | 0 | 0 | - | 0 | - | W
16911 | JANJGIR CHAMPA | DALHAPONDI | PHC | ENT DEPARTMENT | ALPHABETIC VISION CHART | 1 | - | - | - | 3000329060 | 0 | 0 | - | 0 | - | W
16912 | JANJGIR CHAMPA | KAPAN | PHC | OPD | BP MACHINE | 1 | DIAMOND | 3390 | 146043 | 3000329161 | 0 | 0 | - | 0 | - | W
16913 | JANJGIR CHAMPA | KAPAN | PHC | OPD | BP MACHINE | 1 | PREMIER | 3390 | 98131528 | 3000329162 | 0 | 0 | - | 0 | - | W
16914 | JANJGIR CHAMPA | KAPAN | PHC | OPD | WEIGHING MACHINE | 1 | VENUS | - | - | 3000329163 | 0 | 0 | - | 0 | - | W
16915 | JANJGIR CHAMPA | KAPAN | PHC | DELIVERY ROOM | BP MACHINE | 1 | DIAMOND | 3390 | 196043 | 3000329164 | 0 | 0 | - | 0 | - | W
16916 | JANJGIR CHAMPA | KAPAN | PHC | DELIVERY ROOM | BABY WEIGHING SCALE | 1 | CROWN | - | - | 3000329165 | 0 | 0 | - | 0 | - | W
16917 | JANJGIR CHAMPA | KAPAN | PHC | DELIVERY ROOM | ELECTRIC STERILIZER | 1 | - | - | - | 3000329166 | 0 | 0 | - | 0 | - | W
16918 | JANJGIR CHAMPA | KAPAN | PHC | DELIVERY ROOM | AUTOCLAVE | 1 | - | - | - | 3000329167 | 0 | 0 | - | 0 | - | W
16919 | JANJGIR CHAMPA | KAPAN | PHC | DELIVERY ROOM | RADIANT WARMER | 1 | TIANA | - | - | 3000329168 | 2014 | 0 | - | 0 | - | W
16920 | JANJGIR CHAMPA | KAPAN | PHC | Pathology Lab. | MICROSCOPE | 1 | ZEISS | - | - | 3000329169 | 0 | 0 | - | 0 | - | W
16921 | JANJGIR CHAMPA | KAPAN | PHC | Pathology Lab. | CENTRIFUGE MACHINE | 1 | - | - | - | 3000329170 | 0 | 0 | - | 0 | - | W
16922 | JANJGIR CHAMPA | KAPAN | PHC | Pathology Lab. | X-RAY MACHINE | 1 | SIEMENS | 5251 | 1628 | 3000329171 | 0 | 0 | - | 0 | - | NW
16923 | JANJGIR CHAMPA | KAPAN | PHC | Pathology Lab. | X-RAY MACHINE | 1 | SIEMENS | - | - | 3000329172 | 0 | 0 | - | 0 | - | NW
16924 | JANJGIR CHAMPA | KAPAN | PHC | ENT DEPARTMENT | ALPHABETIC VISION CHART | 1 | - | - | - | 3000329173 | 0 | 0 | - | 0 | - | W
16925 | JANJGIR CHAMPA | KAPAN | PHC | ENT DEPARTMENT | ALPHABETIC VISION CHART | 1 | - | - | - | 3000329174 | 0 | 0 | - | 0 | - | W
16926 | JANJGIR CHAMPA | KOTMISONAR | PHC | OPD | BP MACHINE | 1 | ELITE | ISI-3390 | - | 3000329175 | 0 | 0 | - | 0 | - | W
16927 | JANJGIR CHAMPA | KOTMISONAR | PHC | OPD | WEIGHING MACHINE | 1 | SAMSO | - | - | 3000329176 | 0 | 0 | - | 0 | - | W
16928 | JANJGIR CHAMPA | KOTMISONAR | PHC | OPD | ELECTRIC STERILIZER | 1 | - | - | - | 3000329177 | 0 | 0 | - | 0 | - | W
16929 | JANJGIR CHAMPA | KOTMISONAR | PHC | OPD | NEEDLE DESTROYER | 1 | - | - | - | 3000329178 | 0 | 0 | - | 0 | - | W
16930 | JANJGIR CHAMPA | KOTMISONAR | PHC | DELIVERY ROOM | BP MACHINE | 1 | HICKS | N710 | 1403046-2 | 3000329179 | 0 | 0 | - | 0 | - | W
16931 | JANJGIR CHAMPA | KOTMISONAR | PHC | DELIVERY ROOM | BABY WEIGHING SCALE | 1 | CROWN | - | - | 3000329181 | 0 | 0 | - | 0 | - | W
16932 | JANJGIR CHAMPA | KOTMISONAR | PHC | DELIVERY ROOM | ELECTRIC STERILIZER | 1 | ATLAS | ISI-3022 | 1718961 | 3000329182 | 0 | 0 | - | 0 | - | W
16933 | JANJGIR CHAMPA | KOTMISONAR | PHC | DELIVERY ROOM | NEEDLE DESTROYER | 1 | POINEER | - | - | 3000329183 | 0 | 0 | - | 0 | - | W
16934 | JANJGIR CHAMPA | KOTMISONAR | PHC | DELIVERY ROOM | SUCTION APPARATUS | 1 | SHIVA | - | - | 3000329184 | 0 | 0 | - | 0 | - | W
16935 | JANJGIR CHAMPA | KOTMISONAR | PHC | DELIVERY ROOM | RADIANT WARMER | 1 | TIANA | - | - | 3000329185 | 0 | 0 | - | 0 | - | W
16936 | JANJGIR CHAMPA | KOTMISONAR | PHC | Store Room | MICROSCOPE | 1 | LEBOMED | - | - | 3000329186 | 0 | 0 | - | 0 | - | NI
16937 | JANJGIR CHAMPA | KOTMISONAR | PHC | Store Room | CENTRIFUGE MACHINE | 1 | - | - | - | 3000329187 | 0 | 0 | - | 0 | - | NI
16938 | JANJGIR CHAMPA | KOTMISONAR | PHC | Store Room | BP MACHINE | 1 | - | - | - | 3000329188 | 0 | 0 | - | 0 | - | W
16939 | JANJGIR CHAMPA | KOTMISONAR | PHC | Store Room | BABY WEIGHING SCALE | 1 | CROWN | - | - | 3000329189 | 0 | 0 | - | 0 | - | NI
16940 | JANJGIR CHAMPA | KOTMISONAR | PHC | Store Room | BABY WEIGHING SCALE | 1 | CROWN | - | - | 3000329190 | 0 | 0 | - | 0 | - | NI
16941 | JANJGIR CHAMPA | KOTMISONAR | PHC | Store Room | AUTOCLAVE | 1 | - | - | - | 3000329191 | 0 | 0 | - | 0 | - | W
16942 | JANJGIR CHAMPA | NARIYARA | PHC | OPD | BP MACHINE | 1 | CROSS | - | - | 3000263001 | 0 | 0 | - | 0 | - | W
16943 | JANJGIR CHAMPA | NARIYARA | PHC | OPD | THERMOMETER | 1 | POINEER | G-2008 | - | 3000263002 | 0 | 0 | - | 0 | - | W
16944 | JANJGIR CHAMPA | NARIYARA | PHC | OPD | WEIGHING MACHINE | 1 | SHUVARNA | - | - | 3000263003 | 0 | 0 | - | 0 | - | W
16945 | JANJGIR CHAMPA | NARIYARA | PHC | OPD | STETHOSCOPE | 1 | LIFE LINE | - | - | 3000263004 | 0 | 0 | - | 0 | - | W
16946 | JANJGIR CHAMPA | NARIYARA | PHC | OPD | X-RAY MACHINE | 1 | MADITRONICS | 6A0126AERB-01/565 | - | 3000263005 | 0 | 0 | - | 0 | - | W
16947 | JANJGIR CHAMPA | NARIYARA | PHC | OPD | ILR | 1 | HAIER | - | - | 3000263006 | 0 | 0 | - | 0 | - | NW
16948 | JANJGIR CHAMPA | NARIYARA | PHC | DELIVERY ROOM | DELIVERY TABLE | 1 | - | - | - | 3000263007 | 0 | 0 | - | 0 | - | W
16949 | JANJGIR CHAMPA | NARIYARA | PHC | DELIVERY ROOM | RADIANT WARMER | 1 | RAMON | ISO-9001 | - | 3000263008 | 0 | 0 | - | 0 | - | W
16950 | JANJGIR CHAMPA | NARIYARA | PHC | DELIVERY ROOM | SUCTION APPARATUS | 1 | - | - | - | 3000263009 | 0 | 0 | - | 0 | - | W
16951 | JANJGIR CHAMPA | NARIYARA | PHC | DELIVERY ROOM | OXYGEN CONCENTRATOR | 1 | - | - | - | 3000263010 | 0 | 0 | - | 0 | - | W
16952 | JANJGIR CHAMPA | NARIYARA | PHC | DELIVERY ROOM | RADIANT WARMER | 1 | SS TECHNOMED | - | - | 3000263011 | 0 | 0 | - | 0 | - | W
16953 | JANJGIR CHAMPA | NARIYARA | PHC | ENT DEPARTMENT | ALPHABETIC VISION CHART | 1 | - | - | - | 3000263012 | 0 | 0 | - | 0 | - | W
16954 | JANJGIR CHAMPA | NARIYARA | PHC | ENT DEPARTMENT | EYE LENSE KIT | 1 | - | - | - | 3000263013 | 0 | 0 | - | 0 | - | W
16955 | JANJGIR CHAMPA | NARIYARA | PHC | Pathology Lab. | CENTRIFUGE MACHINE | 1 | - | - | - | 3000263014 | 0 | 0 | - | 0 | - | W
16956 | JANJGIR CHAMPA | NARIYARA | PHC | Pathology Lab. | MICROSCOPE | 1 | - | - | - | 3000263015 | 0 | 0 | - | 0 | - | W
16957 | JANJGIR CHAMPA | NARIYARA | PHC | Pathology Lab. | DEEP FREEZER | 1 | LG | 92185 | - | 3000263016 | 0 | 0 | - | 0 | - | W
16958 | JANJGIR CHAMPA | TILAI | PHC | OPD | BP MACHINE | 1 | EXTRA CARE | - | - | 3000263235 | 0 | 0 | - | 0 | - | W
16959 | JANJGIR CHAMPA | TILAI | PHC | OPD | WEIGHING MACHINE | 1 | VENUS | - | - | 3000263236 | 0 | 0 | - | 0 | - | W
16960 | JANJGIR CHAMPA | TILAI | PHC | Vaccination Room | ELECTRIC STERILIZER | 1 | - | - | - | 3000263237 | 0 | 0 | - | 0 | - | W
16961 | JANJGIR CHAMPA | TILAI | PHC | Vaccination Room | NEEDLE DESTROYER | 1 | SARA TECH | - | - | 3000263238 | 0 | 0 | - | 0 | - | W
16962 | JANJGIR CHAMPA | TILAI | PHC | DELIVERY ROOM | RADIANT WARMER | 1 | CROWN | - | - | 3000263239 | 0 | 0 | - | 0 | - | W
16963 | JANJGIR CHAMPA | TILAI | PHC | DELIVERY ROOM | SUCTION APPARATUS | 1 | - | - | - | 3000263240 | 0 | 0 | - | 0 | - | W
16964 | JANJGIR CHAMPA | TILAI | PHC | DELIVERY ROOM | FOETAL DOPPLER | 1 | MEHOR REDDY DOOP | - | 09/2013/Q979 | 3000263241 | 0 | 0 | - | 0 | - | W
16965 | JANJGIR CHAMPA | TILAI | PHC | DELIVERY ROOM | WEIGHING MACHINE | 1 | CROWN | - | - | 3000263242 | 0 | 0 | - | 0 | - | W
16966 | JANJGIR CHAMPA | TILAI | PHC | DELIVERY ROOM | ALPHABETIC VISION CHART | 1 | - | - | - | 3000263243 | 0 | 0 | - | 0 | - | W
16967 | JANJGIR CHAMPA | TILAI | PHC | DELIVERY ROOM | ALPHABETIC VISION CHART | 1 | - | - | - | 3000263244 | 0 | 0 | - | 0 | - | W
16968 | JANJGIR CHAMPA | TILAI | PHC | Store Room | WEIGHING MACHINE | 1 | WATER SEET | - | - | 3000263245 | 0 | 0 | - | 0 | - | NW
16969 | JANJGIR CHAMPA | TILAI | PHC | Store Room | BP MACHINE | 1 | CROSS | - | - | 3000263246 | 0 | 0 | - | 0 | - | NW
16970 | JANJGIR CHAMPA | BALODA | CHC | Pathology Lab. | MICROSCOPE | 1 | MLW | - | - | 3000252140 | 0 | 0 | - | 0 | - | W
16971 | JANJGIR CHAMPA | BALODA | CHC | Pathology Lab. | HUB CUTTER | 1 | METRO | - | - | 3000252141 | 0 | 0 | - | 0 | - | W
16972 | JANJGIR CHAMPA | BALODA | CHC | Pathology Lab. | CENTRIFUGE MACHINE | 1 | - | - | - | 3000252142 | 0 | 0 | - | 0 | - | W
16973 | JANJGIR CHAMPA | BALODA | CHC | Pathology Lab. | COLOUR DOPPLER | 1 | SIM | - | - | 3000252143 | 0 | 0 | - | 0 | - | NI
16974 | JANJGIR CHAMPA | BALODA | CHC | Pathology Lab. | COLOUR DOPPLER | 1 | SIM | - | - | 3000252144 | 0 | 0 | - | 0 | - | NI
16975 | JANJGIR CHAMPA | BALODA | CHC | Dental Dept. | DENTAL CHAIR | 1 | AAKASH | SUS 304 | - | 3000252145 | 0 | 0 | - | 0 | - | W
16976 | JANJGIR CHAMPA | BALODA | CHC | Dental Dept. | ELECTRIC STERILIZER | 1 | - | IS 4159 | - | 3000252146 | 0 | 0 | - | 0 | - | W
16977 | JANJGIR CHAMPA | BALODA | CHC | OPD | WEIGHING MACHINE | 1 | VENUS | - | - | 3000252147 | 0 | 0 | - | 0 | - | W
16978 | JANJGIR CHAMPA | BALODA | CHC | OPD | BP MACHINE | 1 | DIAMOND | IS 3390 | 313 | 3000252148 | 0 | 0 | - | 0 | - | W
16979 | JANJGIR CHAMPA | BALODA | CHC | OPD | HIGHT MACHINE | 1 | - | - | - | 3000252149 | 0 | 0 | - | 0 | - | W
16980 | JANJGIR CHAMPA | BALODA | CHC | OPD | ALPHABETIC VISION CHART | 1 | - | - | - | 3000252150 | 0 | 0 | - | 0 | - | W
16981 | JANJGIR CHAMPA | BALODA | CHC | OPD | WEIGHING MACHINE | 1 | - | - | - | 3000252151 | 0 | 0 | - | 0 | - | NW
16982 | JANJGIR CHAMPA | BALODA | CHC | ENT DEPARTMENT | ALPHABETIC VISION CHART | 1 | - | - | - | 3000252152 | 0 | 0 | - | 0 | - | W
16983 | JANJGIR CHAMPA | BALODA | CHC | ENT DEPARTMENT | ALPHABETIC VISION CHART | 1 | - | - | - | 3000252153 | 0 | 0 | - | 0 | - | W
16984 | JANJGIR CHAMPA | BALODA | CHC | Dressing Room | HUB CUTTER | 1 | METRO | - | - | 3000252154 | 0 | 0 | - | 0 | - | W
16985 | JANJGIR CHAMPA | BALODA | CHC | Dressing Room | ELECTROLYTE ANALYZER | 1 | - | - | - | 3000252155 | 0 | 0 | - | 0 | - | W
16986 | JANJGIR CHAMPA | BALODA | CHC | Dressing Room | DRESSING TABLE | 1 | - | - | - | 3000252156 | 0 | 0 | - | 0 | - | W
16987 | JANJGIR CHAMPA | BALODA | CHC | Vaccination Room | HUB CUTTER | 1 | METRO | - | - | 3000252157 | 0 | 0 | - | 0 | - | W
16988 | JANJGIR CHAMPA | BALODA | CHC | Vaccination Room | STETHOSCOPE | 1 | DIAMOND | - | - | 3000252158 | 0 | 0 | - | 0 | - | W
16989 | JANJGIR CHAMPA | BALODA | CHC | ENT DEPARTMENT | HUB CUTTER | 1 | POINEER | - | - | 3000252159 | 0 | 0 | - | 0 | - | W
16990 | JANJGIR CHAMPA | BALODA | CHC | ENT DEPARTMENT | WEIGHING MACHINE | 1 | SAMSO | - | - | 3000252160 | 0 | 0 | - | 0 | - | W
16991 | JANJGIR CHAMPA | BALODA | CHC | DELIVERY ROOM | DELIVERY TABLE | 1 | - | - | - | 3000252161 | 0 | 0 | - | 0 | - | W
16992 | JANJGIR CHAMPA | BALODA | CHC | DELIVERY ROOM | DELIVERY TABLE | 1 | - | - | - | 3000252162 | 0 | 0 | - | 0 | - | W
16993 | JANJGIR CHAMPA | BALODA | CHC | DELIVERY ROOM | SUCTION APPARATUS | 1 | EASY CARE | ECPSU307 | - | 3000252163 | 0 | 0 | - | 0 | - | W
16994 | JANJGIR CHAMPA | BALODA | CHC | DELIVERY ROOM | HUB CUTTER | 1 | METRO | - | - | 3000252164 | 0 | 0 | - | 0 | - | W
16995 | JANJGIR CHAMPA | BALODA | CHC | DELIVERY ROOM | WEIGHING MACHINE | 1 | ESSAE | BS-250 | 25014131798 | 3000252165 | 0 | 0 | - | 0 | - | W
16996 | JANJGIR CHAMPA | BALODA | CHC | DELIVERY ROOM | Oxygen Cylinder | 1 | ASHG | ISI3224 | - | 3000252166 | 0 | 0 | - | 0 | - | W
16997 | JANJGIR CHAMPA | BALODA | CHC | DELIVERY ROOM | Oxygen Cylinder | 1 | ASHA | ISI3224 | - | 3000252167 | 0 | 0 | - | 0 | - | W
16998 | JANJGIR CHAMPA | BALODA | CHC | DELIVERY ROOM | FOOT OPERATED SUCTION APPARATUS | 1 | SHIVA | - | - | 3000252168 | 0 | 0 | - | 0 | - | W
16999 | JANJGIR CHAMPA | BALODA | CHC | DELIVERY ROOM | FOOT OPERATED SUCTION APPARATUS | 1 | SHIVA | - | - | 3000252169 | 0 | 0 | - | 0 | - | W
17000 | JANJGIR CHAMPA | BALODA | CHC | DELIVERY ROOM | WEIGHING MACHINE | 1 | CROWN | - | - | 3000252170 | 0 | 0 | - | 0 | - | W
17001 | JANJGIR CHAMPA | BALODA | CHC | DELIVERY ROOM | RADIANT WARMER | 1 | HIC | EL3W | 02FL3W070053 | 3000252171 | 0 | 0 | - | 0 | - | W
17002 | JANJGIR CHAMPA | BALODA | CHC | RADIOLOGY Dept. | X-RAY MACHINE | 1 | MEDULEX 100 MA | ISI 7620 | - | 3000252172 | 0 | 0 | - | 0 | - | W
17003 | JANJGIR CHAMPA | BALODA | CHC | Store Room | AUTOCLAVE | 1 | SHIVA | - | - | 3000252173 | 0 | 0 | - | 0 | - | NI
17004 | JANJGIR CHAMPA | BALODA | CHC | Store Room | AUTOCLAVE | 1 | SHIVA | - | - | 3000252174 | 0 | 0 | - | 0 | - | NI
17005 | JANJGIR CHAMPA | BALODA | CHC | Store Room | AUTOCLAVE | 1 | - | - | - | 3000252175 | 0 | 0 | - | 0 | - | NI
17006 | JANJGIR CHAMPA | BALODA | CHC | Store Room | AUTOCLAVE | 1 | - | - | - | 3000252176 | 0 | 0 | - | 0 | - | NI
17007 | JANJGIR CHAMPA | BALODA | CHC | Store Room | AUTOCLAVE | 1 | - | - | - | 3000252177 | 0 | 0 | - | 0 | - | NI
17008 | JANJGIR CHAMPA | BALODA | CHC | Store Room | CENTRIFUGE MACHINE | 1 | - | - | - | 3000252178 | 0 | 0 | - | 0 | - | NI
17009 | JANJGIR CHAMPA | BALODA | CHC | Store Room | WEIGHING MACHINE | 1 | HEALTH SCALE | - | - | 3000252179 | 0 | 0 | - | 0 | - | NI
17010 | JANJGIR CHAMPA | BALODA | CHC | Store Room | WEIGHING MACHINE | 1 | - | - | - | 3000252180 | 0 | 0 | - | 0 | - | NI
17011 | JANJGIR CHAMPA | BALODA | CHC | Vaccination Room | ILR | 1 | HAIR | HBC | BD0580E01D0B9448022 | 3000252181 | 0 | 0 | - | 0 | - | W
17012 | JANJGIR CHAMPA | BALODA | CHC | Vaccination Room | ILR | 1 | VESTFROST | MK-304 | 20102775384 | 3000252182 | 0 | 0 | - | 0 | - | W
17013 | JANJGIR CHAMPA | BALODA | CHC | Vaccination Room | DEEP FREEZER | 1 | HAIER | HBD-116 | BE0464E260OB2A820136 | 3000252183 | 0 | 0 | - | 0 | - | W
17014 | JANJGIR CHAMPA | BALODA | CHC | Vaccination Room | DEEP FREEZER | 1 | - | HBD-116 | BE0440E011OB29680236 | 3000252184 | 0 | 0 | - | 0 | - | W
17015 | JANJGIR CHAMPA | BALODA | CHC | Vaccination Room | DEEP FREEZER | 1 | - | HBD-286 | BE04FHE2600B2AH680059 | 3000252185 | 0 | 0 | - | 0 | - | W
17016 | JANJGIR CHAMPA | BALODA | CHC | Store Room | HUB CUTTER | 1 | METRO | - | - | 3000252186 | 0 | 0 | - | 0 | - | NI
17017 | JANJGIR CHAMPA | BALODA | CHC | Store Room | HUB CUTTER | 1 | METRO | - | - | 3000252187 | 0 | 0 | - | 0 | - | NI
17018 | JANJGIR CHAMPA | BALODA | CHC | Store Room | HUB CUTTER | 1 | METRO | - | - | 3000252188 | 0 | 0 | - | 0 | - | NI
17019 | JANJGIR CHAMPA | BALODA | CHC | Store Room | HUB CUTTER | 1 | METRO | - | - | 3000252189 | 0 | 0 | - | 0 | - | NI
17020 | JANJGIR CHAMPA | BALODA | CHC | Store Room | ILR | 1 | VESTROST | MK-144 | 20013903907 | 3000252190 | 0 | 0 | - | 0 | - | NW
17021 | JANJGIR CHAMPA | BALODA | CHC | Store Room | ILR | 1 | HAIER | NBC-70 | BE07FHEO-8E0040 | 3000252191 | 0 | 0 | - | 0 | - | NW
17022 | JANJGIR CHAMPA | BALODA | CHC | OT | AUTOCLAVE | 1 | MAX LIFE | - | - | 3000252192 | 0 | 0 | - | 0 | - | W
17023 | JANJGIR CHAMPA | BALODA | CHC | OT | AUTOCLAVE | 1 | KENT | - | - | 3000252193 | 0 | 0 | - | 0 | - | W
17024 | JANJGIR CHAMPA | BALODA | CHC | OT | AUTOCLAVE | 1 | SHIVA | - | - | 3000252194 | 0 | 0 | - | 0 | - | W
17025 | JANJGIR CHAMPA | BALODA | CHC | OT | ELECTRIC STERILIZER | 1 | SHIVA | - | - | 3000252195 | 0 | 0 | - | 0 | - | W
17026 | JANJGIR CHAMPA | BALODA | CHC | OT | ELECTRIC STERILIZER | 1 | SHIVA | - | - | 3000252196 | 0 | 0 | - | 0 | - | W
17027 | JANJGIR CHAMPA | BALODA | CHC | OT | SUCTION APPARATUS | 1 | SHIVA | - | - | 3000252197 | 0 | 0 | - | 0 | - | W
17028 | JANJGIR CHAMPA | BALODA | CHC | OT | BP MACHINE | 1 | ELITE | - | - | 3000252198 | 0 | 0 | - | 0 | - | W
17029 | JANJGIR CHAMPA | BALODA | CHC | OT | OT TABLE | 1 | - | - | - | 3000252199 | 0 | 0 | - | 0 | - | W
17030 | JANJGIR CHAMPA | BHOTHIA | PHC | OPD | BP MACHINE | 1 | - | - | - | 3000329766 | 0 | 0 | - | 0 | - | NW
17031 | JANJGIR CHAMPA | BHOTHIA | PHC | OPD | BP MACHINE | 1 | ASHOKA | - | 98134113 | 3000329767 | 0 | 0 | - | 0 | - | W
17032 | JANJGIR CHAMPA | BHOTHIA | PHC | OPD | BABY WEIGHING SCALE | 1 | - | - | - | 3000329768 | 0 | 0 | - | 0 | - | W
17033 | JANJGIR CHAMPA | BHOTHIA | PHC | OPD | BABY WEIGHING SCALE | 1 | - | - | - | 3000329769 | 0 | 0 | - | 0 | - | NW
17034 | JANJGIR CHAMPA | BHOTHIA | PHC | OPD | BABY WEIGHING SCALE | 1 | - | - | - | 3000329770 | 0 | 0 | - | 0 | - | W
17035 | JANJGIR CHAMPA | BHOTHIA | PHC | OPD | ELECTRIC STERILIZER | 1 | - | - | - | 3000329771 | 0 | 0 | - | 0 | - | W
17036 | JANJGIR CHAMPA | GATWA | PHC | OPD | BP MACHINE | 1 | BIO PLUS | ISI3390 | 430236 | 3000263427 | 0 | 0 | - | 0 | - | W
17037 | JANJGIR CHAMPA | GATWA | PHC | OPD | STETHOSCOPE | 1 | LIFELINE | - | - | 3000263428 | 0 | 0 | - | 0 | - | W
17038 | JANJGIR CHAMPA | GATWA | PHC | OPD | WEIGHING MACHINE | 1 | SAMSO | - | - | 3000263429 | 0 | 0 | - | 0 | - | W
17039 | JANJGIR CHAMPA | GATWA | PHC | OPD | HEIGHT MACHINE | 1 | - | - | - | 3000263430 | 0 | 0 | - | 0 | - | W
17040 | JANJGIR CHAMPA | GATWA | PHC | OPD | FOETAL DOPPLER | 1 | DELTA | - | EM-240712 | 3000263431 | 0 | 0 | - | 0 | - | W
17041 | JANJGIR CHAMPA | GATWA | PHC | Vaccination Room | HUB CUTTER | 1 | SANATECH | 100VA-60VA | - | 3000263432 | 0 | 0 | - | 0 | - | W
17042 | JANJGIR CHAMPA | GATWA | PHC | Vaccination Room | DEEP FREEZER | 1 | HAIER | HBD-116 | BE04G0E0100B296C0111 | 3000263433 | 0 | 0 | - | 0 | - | W
17043 | JANJGIR CHAMPA | GATWA | PHC | Vaccination Room | ILR | 1 | HAIER | HBC-70 | BE07F4E0NOOB2A960020 | 3000263434 | 0 | 0 | - | 0 | - | W
17044 | JANJGIR CHAMPA | GATWA | PHC | DELIVERY ROOM | BABY WEIGHING SCALE | 1 | CROWN | - | - | 3000263435 | 0 | 0 | - | 0 | - | W
17045 | JANJGIR CHAMPA | GATWA | PHC | DELIVERY ROOM | SUCTION APPARATUS | 1 | SHIVA | - | - | 3000263436 | 0 | 0 | - | 0 | - | W
17046 | JANJGIR CHAMPA | GATWA | PHC | DELIVERY ROOM | FOOT OPERATED SUCTION APPARATUS | 1 | VACA | - | - | 3000263437 | 0 | 0 | - | 0 | - | W
17047 | JANJGIR CHAMPA | GATWA | PHC | DELIVERY ROOM | DELIVERY TABLE | 1 | - | - | - | 3000263438 | 0 | 0 | - | 0 | - | W
17048 | JANJGIR CHAMPA | GATWA | PHC | DELIVERY ROOM | DELIVERY TABLE | 1 | - | - | - | 3000263439 | 0 | 0 | - | 0 | - | W
17049 | JANJGIR CHAMPA | GATWA | PHC | DELIVERY ROOM | RADIANT WARMER | 1 | - | - | - | 3000263440 | 0 | 0 | - | 0 | - | W
17050 | JANJGIR CHAMPA | GATWA | PHC | DELIVERY ROOM | Oxygen Cylinder | 1 | - | ISI-3224 | CM/L25226416 | 3000263441 | 0 | 0 | - | 0 | - | W
17051 | JANJGIR CHAMPA | GATWA | PHC | DELIVERY ROOM | ELECTRIC STERILIZER | 1 | REXCO | - | - | 3000263442 | 0 | 0 | - | 0 | - | W
17052 | JANJGIR CHAMPA | GATWA | PHC | Store Room | BABY WEIGHING SCALE | 1 | CROWN | - | - | 3000263443 | 0 | 0 | - | 0 | - | NI
17053 | JANJGIR CHAMPA | GATWA | PHC | Store Room | BABY WEIGHING SCALE | 1 | CROWN | - | - | 3000263444 | 0 | 0 | - | 0 | - | NI
17054 | JANJGIR CHAMPA | GATWA | PHC | Store Room | BABY WEIGHING SCALE | 1 | CROWN | - | - | 3000263445 | 0 | 0 | - | 0 | - | NI
17055 | JANJGIR CHAMPA | GATWA | PHC | Store Room | BABY WEIGHING SCALE | 1 | - | - | - | 3000263446 | 0 | 0 | - | 0 | - | NI
17056 | JANJGIR CHAMPA | GATWA | PHC | Store Room | HUB CUTTER | 1 | SARA TECH | 51R(100R) | 1565 | 3000263447 | 0 | 0 | - | 0 | - | NW
17057 | JANJGIR CHAMPA | GATWA | PHC | Store Room | HUB CUTTER | 1 | - | 51R(100R) | 1786 | 3000263448 | 0 | 0 | - | 0 | - | NI
17058 | JANJGIR CHAMPA | GATWA | PHC | Store Room | HUB CUTTER | 1 | - | - | 1564 | 3000263449 | 0 | 0 | - | 0 | - | NI
17059 | JANJGIR CHAMPA | GATWA | PHC | Store Room | HUB CUTTER | 1 | - | 100VA-60VA | - | 3000263450 | 0 | 0 | - | 0 | - | NI
17060 | JANJGIR CHAMPA | GATWA | PHC | Store Room | HUB CUTTER | 1 | MICROSIL | - | - | 3000263451 | 0 | 0 | - | 0 | - | NI
17061 | JANJGIR CHAMPA | GATWA | PHC | Store Room | HUB CUTTER | 1 | MICROSIL | - | - | 3000263452 | 0 | 0 | - | 0 | - | W
17062 | JANJGIR CHAMPA | GATWA | PHC | Store Room | BP MACHINE | 1 | DIAMOND | ISI-3390 | 2649 | 3000263453 | 0 | 0 | - | 0 | - | NW
17063 | JANJGIR CHAMPA | GATWA | PHC | Store Room | BP MACHINE | 1 | DIAMOND | - | - | 3000263454 | 0 | 0 | - | 0 | - | NW
17064 | JANJGIR CHAMPA | GATWA | PHC | Store Room | AUTOCLAVE | 1 | - | - | - | 3000263455 | 0 | 0 | - | 0 | - | W
17065 | JANJGIR CHAMPA | GATWA | PHC | Store Room | AUTOCLAVE | 1 | - | - | - | 3000263456 | 0 | 0 | - | 0 | - | W
17066 | JANJGIR CHAMPA | GATWA | PHC | Store Room | AUTOCLAVE | 1 | - | - | - | 3000263457 | 0 | 0 | - | 0 | - | W
17067 | JANJGIR CHAMPA | GATWA | PHC | Store Room | Oxygen Cylinder | 1 | - | ISI-3224 | - | 3000263458 | 0 | 0 | - | 0 | - | W
17068 | JANJGIR CHAMPA | GATWA | PHC | Store Room | ELECTRIC STERILIZER | 1 | - | - | - | 3000263459 | 0 | 0 | - | 0 | - | W
17069 | JANJGIR CHAMPA | GATWA | PHC | Store Room | ELECTRIC STERILIZER | 1 | - | - | - | 3000263460 | 0 | 0 | - | 0 | - | W
17070 | JANJGIR CHAMPA | GATWA | PHC | Store Room | ELECTRIC STERILIZER | 1 | - | - | - | 3000263461 | 0 | 0 | - | 0 | - | W
17071 | JANJGIR CHAMPA | GATWA | PHC | Store Room | ELECTRIC STERILIZER | 1 | - | - | - | 3000263462 | 0 | 0 | - | 0 | - | W
17072 | JANJGIR CHAMPA | GATWA | PHC | Store Room | ELECTRIC STERILIZER | 1 | - | - | - | 3000263463 | 0 | 0 | - | 0 | - | W
17073 | JANJGIR CHAMPA | GATWA | PHC | Store Room | ELECTRIC STERILIZER | 1 | - | - | - | 3000263464 | 0 | 0 | - | 0 | - | NW
17074 | JANJGIR CHAMPA | GATWA | PHC | Store Room | ELECTRIC STERILIZER | 1 | - | - | - | 3000263465 | 0 | 0 | - | 0 | - | NW
17075 | JANJGIR CHAMPA | GATWA | PHC | Store Room | ELECTRIC STERILIZER | 1 | - | - | - | 3000263466 | 0 | 0 | - | 0 | - | NW
17076 | JANJGIR CHAMPA | GATWA | PHC | Store Room | ELECTRIC STERILIZER | 1 | - | - | - | 3000263467 | 0 | 0 | - | 0 | - | NW
17077 | JANJGIR CHAMPA | GATWA | PHC | Store Room | ELECTRIC STERILIZER | 1 | - | - | - | 3000263468 | 0 | 0 | - | 0 | - | NW
17078 | JANJGIR CHAMPA | GATWA | PHC | Store Room | SUCTION APPARATUS | 1 | SHIVA | - | - | 3000263469 | 0 | 0 | - | 0 | - | NW
17079 | JANJGIR CHAMPA | GATWA | PHC | Store Room | FOOT OPERATED SUCTION APPARATUS | 1 | SHIVA | - | - | 3000263470 | 0 | 0 | - | 0 | - | NW
17080 | JANJGIR CHAMPA | GATWA | PHC | Store Room | BP MACHINE | 1 | JAINCO | - | - | 3000263471 | 0 | 0 | - | 0 | - | NW
17081 | JANJGIR CHAMPA | JARWE | PHC | OPD | BP MACHINE | 1 | OMEGA GOLD 2000 | - | - | 3000252099 | 0 | 0 | - | 0 | - | W
17082 | JANJGIR CHAMPA | JARWE | PHC | OPD | STETHOSCOPE | 1 | - | - | - | 3000252100 | 0 | 0 | - | 0 | - | W
17083 | JANJGIR CHAMPA | JARWE | PHC | OPD | WEIGHING MACHINE | 1 | SAMRT CARE | - | - | 3000252101 | 0 | 0 | - | 0 | - | W
17084 | JANJGIR CHAMPA | JARWE | PHC | DELIVERY ROOM | BP MACHINE | 1 | MEDI GOLD | - | - | 3000252102 | 0 | 0 | - | 0 | - | W
17085 | JANJGIR CHAMPA | JARWE | PHC | DELIVERY ROOM | SUCTION APPARATUS | 1 | POINEER | - | - | 3000252104 | 0 | 0 | - | 0 | - | W
17086 | JANJGIR CHAMPA | JARWE | PHC | DELIVERY ROOM | STETHOSCOPE | 1 | MEDI GOLD | - | - | 3000252103 | 0 | 0 | - | 0 | - | W
17087 | JANJGIR CHAMPA | JARWE | PHC | DELIVERY ROOM | SUCTION APPARATUS | 1 | SHIVA | - | - | 3000252105 | 0 | 0 | - | 0 | - | W
17088 | JANJGIR CHAMPA | JARWE | PHC | DELIVERY ROOM | Oxygen Cylinder | 1 | ASHA | ISI3224 | - | 3000252106 | 0 | 0 | - | 0 | - | W
17089 | JANJGIR CHAMPA | JARWE | PHC | Dressing Room | ELECTRIC STERILIZER | 1 | REXCO | - | - | 3000252107 | 0 | 0 | - | 0 | - | W
17090 | JANJGIR CHAMPA | JARWE | PHC | Dressing Room | HUB CUTTER | 1 | POINEER | - | - | 3000252108 | 0 | 0 | - | 0 | - | W
17091 | JANJGIR CHAMPA | JARWE | PHC | DELIVERY ROOM | RADIANT WARMER | 1 | TINAD | - | - | 3000252109 | 0 | 0 | - | 0 | - | W
17092 | JANJGIR CHAMPA | JARWE | PHC | DELIVERY ROOM | BABY WEIGHING SCALE | 1 | CROWN | - | - | 3000252110 | 0 | 0 | - | 0 | - | W
17093 | JANJGIR CHAMPA | JARWE | PHC | DELIVERY ROOM | ELECTRIC STERILIZER | 1 | REXCO | - | - | 3000252111 | 0 | 0 | - | 0 | - | W
17094 | JANJGIR CHAMPA | JARWE | PHC | Store Room | ELECTRIC STERILIZER | 1 | - | - | - | 3000252112 | 0 | 0 | - | 0 | - | W
17095 | JANJGIR CHAMPA | JARWE | PHC | Store Room | ELECTRIC STERILIZER | 1 | - | - | - | 3000252113 | 0 | 0 | - | 0 | - | W
17096 | JANJGIR CHAMPA | JARWE | PHC | DELIVERY ROOM | DELIVERY TABLE | 1 | - | - | - | 3000252114 | 0 | 0 | - | 0 | - | W
17097 | JANJGIR CHAMPA | JARWE | PHC | Store Room | FOETAL DOPPLER | 1 | MEDI GOLD | - | - | 3000252115 | 0 | 0 | - | 0 | - | W
17098 | JANJGIR CHAMPA | JARWE | PHC | Store Room | ELECTRIC STERILIZER | 1 | ATLAS | - | - | 3000252116 | 0 | 0 | - | 0 | - | W
17099 | JANJGIR CHAMPA | JARWE | PHC | Store Room | ELECTRIC STERILIZER | 1 | - | - | - | 3000252117 | 0 | 0 | - | 0 | - | NW
17100 | JANJGIR CHAMPA | JARWE | PHC | Store Room | ELECTRIC STERILIZER | 1 | - | - | - | 3000252118 | 0 | 0 | - | 0 | - | NW
17101 | JANJGIR CHAMPA | JARWE | PHC | Store Room | AUTOCLAVE | 1 | SHIVA | - | - | 3000252119 | 0 | 0 | - | 0 | - | W
17102 | JANJGIR CHAMPA | JARWE | PHC | Store Room | AUTOCLAVE | 1 | - | - | - | 3000252120 | 0 | 0 | - | 0 | - | NW
17103 | JANJGIR CHAMPA | JARWE | PHC | Store Room | SUCTION APPARATUS | 1 | - | - | - | 3000252121 | 0 | 0 | - | 0 | - | NW
17104 | JANJGIR CHAMPA | JARWE | PHC | Store Room | CENTRIFUGE MACHINE | 1 | - | - | - | 3000252122 | 0 | 0 | - | 0 | - | W
17105 | JANJGIR CHAMPA | JARWE | PHC | Store Room | BABY WEIGHING SCALE | 1 | SMART CARE | - | - | 3000252123 | 0 | 0 | - | 0 | - | NW
17106 | JANJGIR CHAMPA | JARWE | PHC | Store Room | HUB CUTTER | 1 | MS | - | - | 3000252124 | 0 | 0 | - | 0 | - | NI
17107 | JANJGIR CHAMPA | JARWE | PHC | Store Room | HUB CUTTER | 1 | - | - | - | 3000252125 | 0 | 0 | - | 0 | - | NI
17108 | JANJGIR CHAMPA | JARWE | PHC | Store Room | HUB CUTTER | 1 | - | - | - | 3000252126 | 0 | 0 | - | 0 | - | NI
17109 | JANJGIR CHAMPA | JARWE | PHC | Store Room | HUB CUTTER | 1 | SARA TECH | 100VA-60VA | - | 3000252127 | 0 | 0 | - | 0 | - | NW
17110 | JANJGIR CHAMPA | JARWE | PHC | Store Room | HUB CUTTER | 1 | - | 100VA-60VA | - | 3000252128 | 0 | 0 | - | 0 | - | NW
17111 | JANJGIR CHAMPA | JARWE | PHC | Store Room | BP MACHINE | 1 | OMEGA GOLD 2000 | - | - | 3000252129 | 0 | 0 | - | 0 | - | NW
17112 | JANJGIR CHAMPA | JARWE | PHC | Store Room | BP MACHINE | 1 | PAGODA | - | - | 3000252130 | 0 | 0 | - | 0 | - | NW
17113 | JANJGIR CHAMPA | JARWE | PHC | Store Room | BP MACHINE | 1 | PAGODA | - | - | 3000252131 | 0 | 0 | - | 0 | - | NW
17114 | JANJGIR CHAMPA | JARWE | PHC | Store Room | BP MACHINE | 1 | PAGODA | - | - | 3000252132 | 0 | 0 | - | 0 | - | NW
17115 | JANJGIR CHAMPA | JARWE | PHC | Store Room | BP MACHINE | 1 | PAGODA | - | - | 3000252133 | 0 | 0 | - | 0 | - | NW
17116 | JANJGIR CHAMPA | JARWE | PHC | Store Room | STETHOSCOPE | 1 | PAGODA | - | - | 3000252134 | 0 | 0 | - | 0 | - | NW
17117 | JANJGIR CHAMPA | JARWE | PHC | Store Room | STETHOSCOPE | 1 | PAGODA | - | - | 3000252135 | 0 | 0 | - | 0 | - | NW
17118 | JANJGIR CHAMPA | JARWE | PHC | Store Room | STETHOSCOPE | 1 | PAGODA | - | - | 3000252136 | 0 | 0 | - | 0 | - | NW
17119 | JANJGIR CHAMPA | JARWE | PHC | Store Room | STETHOSCOPE | 1 | PAGODA | - | - | 3000252137 | 0 | 0 | - | 0 | - | NW
17120 | JANJGIR CHAMPA | JARWE | PHC | ENT DEPARTMENT | ALPHABETIC VISION CHART | 1 | - | - | - | 3000252138 | 0 | 0 | - | 0 | - | W
17121 | JANJGIR CHAMPA | JARWE | PHC | ENT DEPARTMENT | ALPHABETIC VISION CHART | 1 | - | - | - | 3000252139 | 0 | 0 | - | 0 | - | W
17122 | JANJGIR CHAMPA | PAHARIYA | PHC | OPD | BP MACHINE | 1 | INFI-NEB | ISI-3390 | 1HN073 | 3000263380 | 0 | 0 | - | 0 | - | W
17123 | JANJGIR CHAMPA | PAHARIYA | PHC | OPD | BP MACHINE | 1 | DIAMOND | ISI-3390 | - | 3000263381 | 0 | 0 | - | 0 | - | W
17124 | JANJGIR CHAMPA | PAHARIYA | PHC | OPD | STETHOSCOPE | 1 | JE | - | - | 3000263382 | 0 | 0 | - | 0 | - | W
17125 | JANJGIR CHAMPA | PAHARIYA | PHC | OPD | STETHOSCOPE | 1 | SRISHTI | - | - | 3000263383 | 0 | 0 | - | 0 | - | W
17126 | JANJGIR CHAMPA | PAHARIYA | PHC | OPD | WEIGHING MACHINE | 1 | VICTORIA-OX | - | - | 3000263384 | 0 | 0 | - | 0 | - | W
17127 | JANJGIR CHAMPA | PAHARIYA | PHC | DELIVERY ROOM | BABY WEIGHING SCALE | 1 | CROWN | - | - | 3000263385 | 0 | 0 | - | 0 | - | W
17128 | JANJGIR CHAMPA | PAHARIYA | PHC | DELIVERY ROOM | SUCTION APPARATUS | 1 | - | - | - | 3000263386 | 0 | 0 | - | 0 | - | NW
17129 | JANJGIR CHAMPA | PAHARIYA | PHC | DELIVERY ROOM | SUCTION APPARATUS | 1 | HEAVY | - | - | 3000263391 | 0 | 0 | - | 0 | - | W
17130 | JANJGIR CHAMPA | PAHARIYA | PHC | DELIVERY ROOM | Oxygen Cylinder | 1 | - | ISI-3224 | - | 3000263387 | 0 | 0 | - | 0 | - | W
17131 | JANJGIR CHAMPA | PAHARIYA | PHC | DELIVERY ROOM | SUCTION APPARATUS | 1 | - | - | - | 3000263388 | 0 | 0 | - | 0 | - | W
17132 | JANJGIR CHAMPA | PAHARIYA | PHC | DELIVERY ROOM | BP MACHINE | 1 | INFI-NEB | ISI-3390 | 1HJ092 | 3000263389 | 0 | 0 | - | 0 | - | W
17133 | JANJGIR CHAMPA | PAHARIYA | PHC | DELIVERY ROOM | FOETAL DOPPLER | 1 | EASY CARE | EBFDT-106 | - | 3000263390 | 0 | 0 | - | 0 | - | W
17134 | JANJGIR CHAMPA | PAHARIYA | PHC | DELIVERY ROOM | FOETAL DOPPLER | 1 | MEDI GOLD | - | - | 3000263392 | 0 | 0 | - | 0 | - | W
17135 | JANJGIR CHAMPA | PAHARIYA | PHC | DELIVERY ROOM | DELIVERY TABLE | 1 | - | - | - | 3000263393 | 0 | 0 | - | 0 | - | W
17136 | JANJGIR CHAMPA | PAHARIYA | PHC | DELIVERY ROOM | DELIVERY TABLE | 1 | - | - | - | 3000263394 | 0 | 0 | - | 0 | - | W
17137 | JANJGIR CHAMPA | PAHARIYA | PHC | Pathology Lab. | CENTRIFUGE MACHINE | 1 | - | - | - | 3000263396 | 0 | 0 | - | 0 | - | W
17138 | JANJGIR CHAMPA | PAHARIYA | PHC | Pathology Lab. | MICROSCOPE | 1 | MEDICO | ISO-3001-2000 | - | 3000263397 | 0 | 0 | - | 0 | - | W
17139 | JANJGIR CHAMPA | PAHARIYA | PHC | Pathology Lab. | HUB CUTTER | 1 | SATA TECH | - | - | 3000263398 | 0 | 0 | - | 0 | - | W
17140 | JANJGIR CHAMPA | PAHARIYA | PHC | Pathology Lab. | WEIGHING MACHINE | 1 | SAMSO | - | - | 3000263399 | 0 | 0 | - | 0 | - | W
17141 | JANJGIR CHAMPA | PAHARIYA | PHC | Vaccination Room | DEEP FREEZER | 1 | UNICEF | - | 65114021 | 3000263400 | 0 | 0 | - | 0 | - | W
17142 | JANJGIR CHAMPA | PAHARIYA | PHC | Vaccination Room | ILR | 1 | HAIER | HBC-70 | BO4ATOS-21 | 3000263401 | 0 | 0 | - | 0 | - | W
17143 | JANJGIR CHAMPA | PAHARIYA | PHC | Vaccination Room | ELECTRIC STERILIZER | 1 | REXCO | - | - | 3000263402 | 0 | 0 | - | 0 | - | W
17144 | JANJGIR CHAMPA | PAHARIYA | PHC | Vaccination Room | HUB CUTTER | 1 | SARA TECH | - | - | 3000263403 | 0 | 0 | - | 0 | - | W
17145 | JANJGIR CHAMPA | PAHARIYA | PHC | Vaccination Room | NEBULIZER | 1 | INFI-NEB | MCN-5600A | 140422-352 | 3000263404 | 0 | 0 | - | 0 | - | W
17146 | JANJGIR CHAMPA | PAHARIYA | PHC | ENT DEPARTMENT | ALPHABETIC VISION CHART | 1 | - | - | - | 3000263405 | 0 | 0 | - | 0 | - | W
17147 | JANJGIR CHAMPA | PAHARIYA | PHC | ENT DEPARTMENT | ALPHABETIC VISION CHART | 1 | - | - | - | 3000263406 | 0 | 0 | - | 0 | - | W
17148 | JANJGIR CHAMPA | PAHARIYA | PHC | ENT DEPARTMENT | BP MACHINE | 1 | SMART CARE | SCH-10B | - | 3000263407 | 0 | 0 | - | 0 | - | W
17149 | JANJGIR CHAMPA | PAHARIYA | PHC | ENT DEPARTMENT | STETHOSCOPE | 1 | - | - | - | 3000263408 | 0 | 0 | - | 0 | - | W
17150 | JANJGIR CHAMPA | PAHARIYA | PHC | Store Room | HUB CUTTER | 1 | MS | - | - | 3000263409 | 0 | 0 | - | 0 | - | NI
17151 | JANJGIR CHAMPA | PAHARIYA | PHC | Store Room | HUB CUTTER | 1 | MS | - | - | 3000263410 | 0 | 0 | - | 0 | - | NI
17152 | JANJGIR CHAMPA | PAHARIYA | PHC | Store Room | HUB CUTTER | 1 | METRO | - | - | 3000263411 | 0 | 0 | - | 0 | - | NI
17153 | JANJGIR CHAMPA | PAHARIYA | PHC | Store Room | NEBULIZER | 1 | INFI | MCN-5600A | - | 3000293395 | 0 | 0 | - | 0 | - | NW
17154 | JANJGIR CHAMPA | PAHARIYA | PHC | Store Room | HUB CUTTER | 1 | SARA TECH | - | - | 3000263412 | 0 | 0 | - | 0 | - | NW
17155 | JANJGIR CHAMPA | PAHARIYA | PHC | Store Room | HUB CUTTER | 1 | POINEER | - | - | 3000263413 | 0 | 0 | - | 0 | - | NI
17156 | JANJGIR CHAMPA | PAHARIYA | PHC | Store Room | BP MACHINE | 1 | - | - | - | 3000263414 | 0 | 0 | - | 0 | - | NI
17157 | JANJGIR CHAMPA | PAHARIYA | PHC | Store Room | ELECTRIC STERILIZER | 1 | - | - | - | 3000263419 | 0 | 0 | - | 0 | - | W
17158 | JANJGIR CHAMPA | PAHARIYA | PHC | Store Room | ELECTRIC STERILIZER | 1 | - | - | - | 3000263415 | 0 | 0 | - | 0 | - | NW
17159 | JANJGIR CHAMPA | PAHARIYA | PHC | Store Room | ELECTRIC STERILIZER | 1 | - | - | - | 3000263416 | 0 | 0 | - | 0 | - | NW
17160 | JANJGIR CHAMPA | PAHARIYA | PHC | Store Room | ELECTRIC STERILIZER | 1 | - | - | - | 3000263417 | 0 | 0 | - | 0 | - | NW
17161 | JANJGIR CHAMPA | PAHARIYA | PHC | Store Room | ELECTRIC STERILIZER | 1 | - | - | - | 3000263418 | 0 | 0 | - | 0 | - | NW
17162 | JANJGIR CHAMPA | PAHARIYA | PHC | Store Room | ELECTRIC STERILIZER | 1 | - | - | - | 3000263420 | 0 | 0 | - | 0 | - | NW
17163 | JANJGIR CHAMPA | PAHARIYA | PHC | Store Room | STETHOSCOPE | 1 | - | - | - | 3000263421 | 0 | 0 | - | 0 | - | NW
17164 | JANJGIR CHAMPA | PAHARIYA | PHC | Store Room | STETHOSCOPE | 1 | - | - | - | 3000263422 | 0 | 0 | - | 0 | - | NW
17165 | JANJGIR CHAMPA | PAHARIYA | PHC | Store Room | AUTOCLAVE | 1 | SNI | - | - | 3000263423 | 0 | 0 | - | 0 | - | W
17166 | JANJGIR CHAMPA | PAHARIYA | PHC | Store Room | AUTOCLAVE | 1 | DOCT | - | - | 3000263424 | 0 | 0 | - | 0 | - | W
17167 | JANJGIR CHAMPA | PAHARIYA | PHC | Store Room | AUTOCLAVE | 1 | DOCTOR | - | - | 3000263425 | 0 | 0 | - | 0 | - | NW
17168 | JANJGIR CHAMPA | PAHARIYA | PHC | Dressing Room | ELECTRIC STERILIZER | 1 | REXCO | - | - | 3000263426 | 0 | 0 | - | 0 | - | W
17169 | JANJGIR CHAMPA | PANTORA | PHC | OPD | BP MACHINE | 1 | DIAMOND | ISI-3390 | 5345 | 3000263472 | 0 | 0 | - | 0 | - | W
17170 | JANJGIR CHAMPA | PANTORA | PHC | OPD | BP MACHINE | 1 | DIAMOND | ISI-3390 | 2965 | 3000263473 | 0 | 0 | - | 0 | - | W
17171 | JANJGIR CHAMPA | PANTORA | PHC | OPD | STETHOSCOPE | 1 | MEDI GOLD | SF-250 | - | 3000263474 | 0 | 0 | - | 0 | - | W
17172 | JANJGIR CHAMPA | PANTORA | PHC | OPD | STETHOSCOPE | 1 | LIFELINE | - | - | 3000263475 | 0 | 0 | - | 0 | - | W
17173 | JANJGIR CHAMPA | PANTORA | PHC | Vaccination Room | ELECTRIC STERILIZER | 1 | ATLAS | ISI-5022 | - | 3000263476 | 0 | 0 | - | 0 | - | W
17174 | JANJGIR CHAMPA | PANTORA | PHC | Vaccination Room | HUB CUTTER | 1 | METRO | - | - | 3000263477 | 0 | 0 | - | 0 | - | W
17175 | JANJGIR CHAMPA | PANTORA | PHC | Vaccination Room | NEBULIZER | 1 | HICKS | - | - | 3000263478 | 0 | 0 | - | 0 | - | W
17176 | JANJGIR CHAMPA | PANTORA | PHC | Dressing Room | ELECTRIC STERILIZER | 1 | REXCO | - | - | 3000263479 | 0 | 0 | - | 0 | - | W
17177 | JANJGIR CHAMPA | PANTORA | PHC | Dressing Room | WEIGHING MACHINE | 1 | VENUS | - | - | 3000263480 | 0 | 0 | - | 0 | - | W
17178 | JANJGIR CHAMPA | PANTORA | PHC | DELIVERY ROOM | BABY WEIGHING SCALE | 1 | CROWN | - | - | 3000263481 | 0 | 0 | - | 0 | - | W
17179 | JANJGIR CHAMPA | PANTORA | PHC | DELIVERY ROOM | FOETAL DOPPLER | 1 | JUMPER | JPD-100B | 8026100B2774 | 3000263482 | 0 | 0 | - | 0 | - | W
17180 | JANJGIR CHAMPA | PANTORA | PHC | DELIVERY ROOM | SUCTION APPARATUS | 1 | EASY CARE | ECPSU-307 | - | 3000263483 | 0 | 0 | - | 0 | - | W
17181 | JANJGIR CHAMPA | PANTORA | PHC | DELIVERY ROOM | SUCTION APPARATUS | 1 | SHIVA | - | - | 3000263484 | 0 | 0 | - | 0 | - | W
17182 | JANJGIR CHAMPA | PANTORA | PHC | DELIVERY ROOM | DELIVERY TABLE | 1 | - | - | - | 3000263485 | 0 | 0 | - | 0 | - | W
17183 | JANJGIR CHAMPA | PANTORA | PHC | DELIVERY ROOM | RADIANT WARMER | 1 | TIANA | - | - | 3000263486 | 0 | 0 | - | 0 | - | W
17184 | JANJGIR CHAMPA | PANTORA | PHC | DELIVERY ROOM | Oxygen Cylinder | 1 | - | ISI-3224 | - | 3000263487 | 0 | 0 | - | 0 | - | W
17185 | JANJGIR CHAMPA | PANTORA | PHC | Vaccination Room | DEEP FREEZER | 1 | HAIER | HBD-116 | BE04GOE0100B296B0010 | 3000263489 | 0 | 0 | - | 0 | - | W
17186 | JANJGIR CHAMPA | PANTORA | PHC | Vaccination Room | ILR | 1 | UNICEF | - | 65116162 | 3000263488 | 0 | 0 | - | 0 | - | W
17187 | JANJGIR CHAMPA | PANTORA | PHC | Store Room | SUCTION APPARATUS | 1 | VACA | - | - | 3000263490 | 0 | 0 | - | 0 | - | W
17188 | JANJGIR CHAMPA | PANTORA | PHC | Store Room | CENTRIFUGE MACHINE | 1 | - | - | - | 3000263491 | 0 | 0 | - | 0 | - | W
17189 | JANJGIR CHAMPA | PANTORA | PHC | Store Room | Oxygen Cylinder | 1 | - | ISI3224 | - | 3000263492 | 0 | 0 | - | 0 | - | W
17190 | JANJGIR CHAMPA | PANTORA | PHC | Store Room | FOETAL DOPPLER | 1 | EURODOPP | - | - | 3000263493 | 0 | 0 | - | 0 | - | NW
17191 | JANJGIR CHAMPA | PANTORA | PHC | Store Room | BP MACHINE | 1 | DR.DIAR | BP1318 | - | 3000263494 | 0 | 0 | - | 0 | - | NI
17192 | JANJGIR CHAMPA | PANTORA | PHC | Store Room | BP MACHINE | 1 | LIFELINE | - | 19663 | 3000263495 | 0 | 0 | - | 0 | - | NI
17193 | JANJGIR CHAMPA | PANTORA | PHC | Store Room | BP MACHINE | 1 | - | - | - | 3000263496 | 0 | 0 | - | 0 | - | W
17194 | JANJGIR CHAMPA | PANTORA | PHC | Store Room | SUCTION APPARATUS | 1 | SHIVA | - | - | 3000263497 | 0 | 0 | - | 0 | - | NW
17195 | JANJGIR CHAMPA | PANTORA | PHC | Store Room | NEBULIZER | 1 | INFI-NEB | MCN-5600A | 131739 | 3000263498 | 0 | 0 | - | 0 | - | NI
17196 | JANJGIR CHAMPA | PANTORA | PHC | Store Room | HUB CUTTER | 1 | CROWN | - | - | 3000263499 | 0 | 0 | - | 0 | - | NI
17197 | JANJGIR CHAMPA | PANTORA | PHC | Store Room | WEIGHING MACHINE | 1 | - | - | - | 3000263500 | 0 | 0 | - | 0 | - | NI
17198 | JANJGIR CHAMPA | BAMHNIDIH | CHC | DELIVERY ROOM | OXYGEN CONCENTRATOR | 1 | - | - | - | 3000252066 | 0 | 0 | - | 0 | - | W
17199 | JANJGIR CHAMPA | BAMHNIDIH | CHC | DELIVERY ROOM | SUCTION APPARATUS | 1 | - | - | - | 3000252067 | 0 | 0 | - | 0 | - | W
17200 | JANJGIR CHAMPA | BAMHNIDIH | CHC | DELIVERY ROOM | BP MACHINE | 1 | CROSS | - | - | 3000252068 | 0 | 0 | - | 0 | - | W
17201 | JANJGIR CHAMPA | BAMHNIDIH | CHC | DELIVERY ROOM | BABY WEIGHING SCALE | 1 | CROWN | - | - | 3000252069 | 0 | 0 | - | 0 | - | W
17202 | JANJGIR CHAMPA | BAMHNIDIH | CHC | DELIVERY ROOM | ELECTRIC STERILIZER | 1 | ATLAS | - | - | 3000252070 | 0 | 0 | - | 0 | - | W
17203 | JANJGIR CHAMPA | BAMHNIDIH | CHC | DELIVERY ROOM | FOETAL DOPPLER | 1 | - | - | - | 3000252071 | 0 | 0 | - | 0 | - | W
17204 | JANJGIR CHAMPA | BAMHNIDIH | CHC | DELIVERY ROOM | NEEDLE DESTROYER | 1 | - | - | - | 3000252072 | 0 | 0 | - | 0 | - | W
17205 | JANJGIR CHAMPA | BAMHNIDIH | CHC | DELIVERY ROOM | RADIANT WARMER | 1 | BIRD MEDITEL | - | - | 3000252073 | 0 | 0 | - | 0 | - | W
17206 | JANJGIR CHAMPA | BAMHNIDIH | CHC | OT | OXYGEN CONCENTRATOR | 1 | - | - | - | 3000252074 | 0 | 0 | - | 0 | - | W
17207 | JANJGIR CHAMPA | BAMHNIDIH | CHC | OT | SHADOWLESS LAMP | 1 | - | - | - | 3000252075 | 0 | 0 | - | 0 | - | W
17208 | JANJGIR CHAMPA | BAMHNIDIH | CHC | OT | SHADOWLESS LAMP | 1 | - | - | - | 3000252076 | 0 | 0 | - | 0 | - | W
17209 | JANJGIR CHAMPA | BAMHNIDIH | CHC | OT | AUTOCLAVE | 1 | - | - | - | 3000252077 | 0 | 0 | - | 0 | - | W
17210 | JANJGIR CHAMPA | BAMHNIDIH | CHC | OT | NEEDLE DESTROYER | 1 | - | - | - | 3000252260 | 0 | 0 | - | 0 | - | W
17211 | JANJGIR CHAMPA | BAMHNIDIH | CHC | OT | ELECTRIC STERILIZER | 1 | - | - | - | 3000252261 | 0 | 0 | - | 0 | - | W
17212 | JANJGIR CHAMPA | BAMHNIDIH | CHC | Store Room | ELECTRIC STERILIZER | 1 | - | - | - | 3000252078 | 0 | 0 | - | 0 | - | W
17213 | JANJGIR CHAMPA | BAMHNIDIH | CHC | Store Room | AUTOCLAVE | 1 | - | - | - | 3000252079 | 0 | 0 | - | 0 | - | W
17214 | JANJGIR CHAMPA | BAMHNIDIH | CHC | Store Room | ELECTRIC STERILIZER | 1 | - | - | - | 3000252080 | 0 | 0 | - | 0 | - | W
17215 | JANJGIR CHAMPA | BAMHNIDIH | CHC | Store Room | ELECTRIC STERILIZER | 1 | - | - | - | 3000252081 | 0 | 0 | - | 0 | - | W
17216 | JANJGIR CHAMPA | BAMHNIDIH | CHC | Store Room | FOETAL DOPPLER | 1 | - | - | - | 3000252082 | 0 | 0 | - | 0 | - | W
17217 | JANJGIR CHAMPA | BAMHNIDIH | CHC | Store Room | CENTRIFUGE MACHINE | 1 | - | - | - | 3000252083 | 0 | 0 | - | 0 | - | W
17218 | JANJGIR CHAMPA | BAMHNIDIH | CHC | Pathology Lab. | MICROSCOPE | 1 | MLW | - | - | 3000252084 | 0 | 0 | - | 0 | - | W
17219 | JANJGIR CHAMPA | BAMHNIDIH | CHC | Pathology Lab. | NEEDLE DESTROYER | 1 | MS | - | - | 3000252085 | 0 | 0 | - | 0 | - | W
17220 | JANJGIR CHAMPA | BAMHNIDIH | CHC | Pathology Lab. | GLUCO METER | 1 | ONETOCH ULTRA | - | SBP 096 FQT | 3000252086 | 0 | 0 | - | 0 | - | W
17221 | JANJGIR CHAMPA | BAMHNIDIH | CHC | Pathology Lab. | GLUCO METER | 1 | ONETOCH ULTRA | - | 102700IC8FF | 3000252087 | 0 | 0 | - | 0 | - | W
17222 | JANJGIR CHAMPA | BAMHNIDIH | CHC | Pathology Lab. | MICROSCOPE | 1 | TINE VISION | PZB122 | 52316 | 3000252088 | 0 | 0 | - | 0 | - | NW
17223 | JANJGIR CHAMPA | BAMHNIDIH | CHC | Pathology Lab. | ELECTROLYTE ANALYZER | 1 | - | DSI 9033 | 6940201 | 3000252089 | 0 | 0 | - | 0 | - | NW
17224 | JANJGIR CHAMPA | BAMHNIDIH | CHC | Pathology Lab. | MICROSCOPE | 1 | OLYMPICS | - | 72868 | 3000252090 | 0 | 0 | - | 0 | - | NW
17225 | JANJGIR CHAMPA | BAMHNIDIH | CHC | Pathology Lab. | MICROSCOPE | 1 | QUASMO | PZB22 | 54161 | 3000252091 | 0 | 0 | - | 0 | - | NW
17226 | JANJGIR CHAMPA | BAMHNIDIH | CHC | Pathology Lab. | MICROSCOPE | 1 | BICON | - | - | 3000252092 | 0 | 0 | - | 0 | - | W
17227 | JANJGIR CHAMPA | BAMHNIDIH | CHC | OPD | BP MACHINE | 1 | - | - | 12D0204 | 3000252093 | 0 | 0 | - | 0 | - | W
17228 | JANJGIR CHAMPA | BAMHNIDIH | CHC | OPD | ELECTRIC STERILIZER | 1 | - | - | - | 3000252094 | 0 | 0 | - | 0 | - | W
17229 | JANJGIR CHAMPA | BIRRA | PHC | OPD | BP MACHINE | 1 | LIFEX | - | 98119831 | 3000252201 | 0 | 0 | - | 0 | - | W
17230 | JANJGIR CHAMPA | BIRRA | PHC | OPD | FOETAL DOPPLER | 1 | NIDEK | - | 9071Q344425 | 3000252202 | 0 | 0 | - | 0 | - | W
17231 | JANJGIR CHAMPA | BIRRA | PHC | OPD | OT TABLE | 1 | - | - | - | 3000252203 | 0 | 0 | - | 0 | - | W
17232 | JANJGIR CHAMPA | BIRRA | PHC | OPD | RADIANT WARMER | 1 | SHREE YASH | PRIMA CARE | 5978111 | 3000252204 | 0 | 0 | - | 0 | - | W
17233 | JANJGIR CHAMPA | BIRRA | PHC | DELIVERY ROOM | BABY WEIGHING SCALE | 1 | CROWN | - | - | 3000252205 | 0 | 0 | - | 0 | - | W
17234 | JANJGIR CHAMPA | BIRRA | PHC | DELIVERY ROOM | NEEDLE DESTROYER | 1 | - | - | - | 3000252206 | 0 | 0 | - | 0 | - | W
17235 | JANJGIR CHAMPA | BIRRA | PHC | DELIVERY ROOM | SUCTION APPARATUS | 1 | - | - | - | 3000252207 | 0 | 0 | - | 0 | - | W
17236 | JANJGIR CHAMPA | BIRRA | PHC | DELIVERY ROOM | ELECTRIC STERILIZER | 1 | ATLAS | - | 9198091 | 3000252208 | 0 | 0 | - | 0 | - | W
17237 | JANJGIR CHAMPA | BIRRA | PHC | DELIVERY ROOM | SUCTION APPARATUS | 1 | - | - | - | 3000252209 | 0 | 0 | - | 0 | - | W
17238 | JANJGIR CHAMPA | BIRRA | PHC | DELIVERY ROOM | ELECTRIC STERILIZER | 1 | - | - | - | 3000252210 | 0 | 0 | - | 0 | - | NW
17239 | JANJGIR CHAMPA | BIRRA | PHC | DELIVERY ROOM | SHADOWLESS LAMP | 1 | - | - | - | 3000252211 | 0 | 0 | - | 0 | - | NW
17240 | JANJGIR CHAMPA | BIRRA | PHC | DELIVERY ROOM | AUTOCLAVE | 1 | - | - | - | 3000252212 | 0 | 0 | - | 0 | - | NW
17241 | JANJGIR CHAMPA | BIRRA | PHC | DELIVERY ROOM | NEEDLE DESTROYER | 1 | - | - | - | 3000252213 | 0 | 0 | - | 0 | - | W
17242 | JANJGIR CHAMPA | CHORIYA | PHC | Store Room | ELECTRIC STERILIZER | 1 | - | - | - | 3000252253 | 0 | 0 | - | 0 | - | NW
17243 | JANJGIR CHAMPA | CHORIYA | PHC | Store Room | X-RAY MACHINE | 1 | - | - | - | 3000252255 | 0 | 0 | - | 0 | - | NW
17244 | JANJGIR CHAMPA | CHORIYA | PHC | Store Room | X-RAY MACHINE | 1 | - | - | - | 3000252256 | 0 | 0 | - | 0 | - | NW
17245 | JANJGIR CHAMPA | CHORIYA | PHC | Store Room | CENTRIFUGE MACHINE | 1 | - | - | - | 3000252257 | 0 | 0 | - | 0 | - | NW
17246 | JANJGIR CHAMPA | CHORIYA | PHC | Store Room | AUTOCLAVE | 1 | - | - | - | 3000252258 | 0 | 0 | - | 0 | - | W
17247 | JANJGIR CHAMPA | CHORIYA | PHC | Store Room | ELECTRIC STERILIZER | 1 | - | - | - | 3000252259 | 0 | 0 | - | 0 | - | W
17248 | JANJGIR CHAMPA | CHORIYA | PHC | Store Room | ELECTRIC STERILIZER | 1 | - | - | - | 3000252247 | 0 | 0 | - | 0 | - | NW
17249 | JANJGIR CHAMPA | CHORIYA | PHC | Store Room | ELECTRIC STERILIZER | 1 | - | - | - | 3000252248 | 0 | 0 | - | 0 | - | NW
17250 | JANJGIR CHAMPA | CHORIYA | PHC | Store Room | ELECTRIC STERILIZER | 1 | - | - | - | 3000252249 | 0 | 0 | - | 0 | - | NW
17251 | JANJGIR CHAMPA | CHORIYA | PHC | Store Room | ELECTRIC STERILIZER | 1 | - | - | - | 3000252250 | 0 | 0 | - | 0 | - | NW
17252 | JANJGIR CHAMPA | CHORIYA | PHC | Store Room | ELECTRIC STERILIZER | 1 | - | - | - | 3000252251 | 0 | 0 | - | 0 | - | NW
17253 | JANJGIR CHAMPA | CHORIYA | PHC | Store Room | ELECTRIC STERILIZER | 1 | - | - | - | 3000252252 | 0 | 0 | - | 0 | - | NW
17254 | JANJGIR CHAMPA | CHORIYA | PHC | Store Room | ELECTRIC STERILIZER | 1 | - | - | - | 3000252241 | 0 | 0 | - | 0 | - | NW
17255 | JANJGIR CHAMPA | CHORIYA | PHC | Store Room | ELECTRIC STERILIZER | 1 | - | - | - | 3000252242 | 0 | 0 | - | 0 | - | NW
17256 | JANJGIR CHAMPA | CHORIYA | PHC | Store Room | ELECTRIC STERILIZER | 1 | - | - | - | 3000252243 | 0 | 0 | - | 0 | - | NW
17257 | JANJGIR CHAMPA | CHORIYA | PHC | Store Room | ELECTRIC STERILIZER | 1 | - | - | - | 3000252244 | 0 | 0 | - | 0 | - | NW
17258 | JANJGIR CHAMPA | CHORIYA | PHC | Store Room | ELECTRIC STERILIZER | 1 | - | - | - | 3000252245 | 0 | 0 | - | 0 | - | NW
17259 | JANJGIR CHAMPA | CHORIYA | PHC | Store Room | ELECTRIC STERILIZER | 1 | - | - | - | 3000252246 | 0 | 0 | - | 0 | - | NW
17260 | JANJGIR CHAMPA | CHORIYA | PHC | Store Room | AUTOCLAVE | 1 | - | - | - | 3000252236 | 0 | 0 | - | 0 | - | NW
17261 | JANJGIR CHAMPA | CHORIYA | PHC | Store Room | AUTOCLAVE | 1 | - | - | - | 3000232355 | 0 | 0 | - | 0 | - | NW
17262 | JANJGIR CHAMPA | CHORIYA | PHC | Store Room | ELECTRIC STERILIZER | 1 | - | - | - | 3000252237 | 0 | 0 | - | 0 | - | NW
17263 | JANJGIR CHAMPA | CHORIYA | PHC | Store Room | ELECTRIC STERILIZER | 1 | - | - | - | 3000252238 | 0 | 0 | - | 0 | - | NW
17264 | JANJGIR CHAMPA | CHORIYA | PHC | Store Room | ELECTRIC STERILIZER | 1 | - | - | - | 3000252239 | 0 | 0 | - | 0 | - | NW
17265 | JANJGIR CHAMPA | CHORIYA | PHC | Store Room | ELECTRIC STERILIZER | 1 | - | - | - | 3000252240 | 0 | 0 | - | 0 | - | NW
17266 | JANJGIR CHAMPA | CHORIYA | PHC | Store Room | BP MACHINE | 1 | - | - | - | 3000252229 | 0 | 0 | - | 0 | - | NW
17267 | JANJGIR CHAMPA | CHORIYA | PHC | Store Room | BP MACHINE | 1 | - | - | - | 3000252230 | 0 | 0 | - | 0 | - | NW
17268 | JANJGIR CHAMPA | CHORIYA | PHC | Store Room | AUTOCLAVE | 1 | - | - | - | 3000252231 | 0 | 0 | - | 0 | - | NW
17269 | JANJGIR CHAMPA | CHORIYA | PHC | Store Room | AUTOCLAVE | 1 | - | - | - | 3000252232 | 0 | 0 | - | 0 | - | NW
17270 | JANJGIR CHAMPA | CHORIYA | PHC | Store Room | SUCTION APPARATUS | 1 | - | - | - | 3000252234 | 0 | 0 | - | 0 | - | NW
17271 | JANJGIR CHAMPA | CHORIYA | PHC | Store Room | CENTRIFUGE MACHINE | 1 | - | - | - | 3000252235 | 0 | 0 | - | 0 | - | NW
17272 | JANJGIR CHAMPA | CHORIYA | PHC | OPD | DIGITAL BP MACHINE | 1 | OMEGA | - | - | 3000252223 | 0 | 0 | - | 0 | - | W
17273 | JANJGIR CHAMPA | CHORIYA | PHC | OT | SUCTION APPARATUS | 1 | - | - | - | 3000252224 | 0 | 0 | - | 0 | - | W
17274 | JANJGIR CHAMPA | CHORIYA | PHC | OT | RADIANT WARMER | 1 | SHREE YASH | FAST CEYA | 1490/14 | 3000252225 | 0 | 0 | - | 0 | - | W
17275 | JANJGIR CHAMPA | CHORIYA | PHC | OT | OT TABLE | 1 | - | - | - | 3000252226 | 0 | 0 | - | 0 | - | W
17276 | JANJGIR CHAMPA | CHORIYA | PHC | OT | BABY WEIGHING SCALE | 1 | - | - | - | 3000252227 | 0 | 0 | - | 0 | - | W
17277 | JANJGIR CHAMPA | CHORIYA | PHC | OT | NEBULIZER | 1 | LIFE LINE | ALFA | - | 3000252228 | 0 | 0 | - | 0 | - | W
17278 | JANJGIR CHAMPA | DHARANG | PHC | OPD | BP MACHINE | 1 | HCKS | NI10 | 1206245 | 3000243151 | 0 | 0 | - | 0 | - | W
17279 | JANJGIR CHAMPA | DHARANG | PHC | OPD | BP MACHINE | 1 | DIAMOND | - | - | 3000243152 | 0 | 0 | - | 0 | - | W
17280 | JANJGIR CHAMPA | DHARANG | PHC | OPD | MICROSCOPE | 1 | VISION 2000 | - | - | 3000243153 | 0 | 0 | - | 0 | - | W
17281 | JANJGIR CHAMPA | DHARANG | PHC | OPD | CENTRIFUGE MACHINE | 1 | ALMCRO | - | - | 3000243154 | 0 | 0 | - | 0 | - | W
17282 | JANJGIR CHAMPA | DHARANG | PHC | OPD | ELECTRIC STERILIZER | 1 | - | - | - | 3000243155 | 0 | 0 | - | 0 | - | W
17283 | JANJGIR CHAMPA | DHARANG | PHC | OPD | SUCTION APPARATUS | 1 | EASY CARE | - | - | 3000243156 | 0 | 0 | - | 0 | - | W
17284 | JANJGIR CHAMPA | DHARANG | PHC | OPD | BABY WEIGHING SCALE | 1 | - | - | - | 3000243157 | 0 | 0 | - | 0 | - | W
17285 | JANJGIR CHAMPA | DHARANG | PHC | OPD | NEBULIZER | 1 | BRDIR | - | - | 3000243158 | 0 | 0 | - | 0 | - | W
17286 | JANJGIR CHAMPA | DHARANG | PHC | OPD | NEEDLE DESTROYER | 1 | - | - | - | 3000243159 | 0 | 0 | - | 0 | - | W
17287 | JANJGIR CHAMPA | DHARANG | PHC | OPD | NEEDLE DESTROYER | 1 | - | - | - | 3000243160 | 0 | 0 | - | 0 | - | W
17288 | JANJGIR CHAMPA | DHARANG | PHC | OPD | BP MACHINE | 1 | GOLD SUPRIS | - | - | 3000243161 | 0 | 0 | - | 0 | - | W
17289 | JANJGIR CHAMPA | SARGOAN | PHC | Store Room | ELECTRIC STERILIZER | 1 | - | - | - | 3000252061 | 0 | 0 | - | 0 | - | NW
17290 | JANJGIR CHAMPA | SARGOAN | PHC | Store Room | ELECTRIC STERILIZER | 1 | - | - | - | 3000252062 | 0 | 0 | - | 0 | - | NW
17291 | JANJGIR CHAMPA | SARGOAN | PHC | Store Room | ELECTRIC STERILIZER | 1 | - | - | - | 3000252063 | 0 | 0 | - | 0 | - | NW
17292 | JANJGIR CHAMPA | SARGOAN | PHC | Store Room | ELECTRIC STERILIZER | 1 | - | - | - | 3000252064 | 0 | 0 | - | 0 | - | NW
17293 | JANJGIR CHAMPA | SARGOAN | PHC | Store Room | ELECTRIC STERILIZER | 1 | - | - | - | 3000252065 | 0 | 0 | - | 0 | - | NW
17294 | JANJGIR CHAMPA | SARGOAN | PHC | DELIVERY ROOM | SUCTION APPARATUS | 1 | YAWELE | - | - | 3000252043 | 0 | 0 | - | 0 | - | W
17295 | JANJGIR CHAMPA | SARGOAN | PHC | DELIVERY ROOM | RADIANT WARMER | 1 | SHRECYOSH | - | - | 3000252044 | 0 | 0 | - | 0 | - | W
17296 | JANJGIR CHAMPA | SARGOAN | PHC | DELIVERY ROOM | BABY WEIGHING SCALE | 1 | 0 | - | - | 3000252045 | 0 | 0 | - | 0 | - | W
17297 | JANJGIR CHAMPA | SARGOAN | PHC | DELIVERY ROOM | NEEDLE DESTROYER | 1 | MICROCIL | - | - | 3000252046 | 0 | 0 | - | 0 | - | W
17298 | JANJGIR CHAMPA | SARGOAN | PHC | DELIVERY ROOM | ELECTRIC STERILIZER | 1 | 0 | - | - | 3000252047 | 0 | 0 | - | 0 | - | W
17299 | JANJGIR CHAMPA | SARGOAN | PHC | OPD | BP MACHINE | 1 | PREENLER | - | 98131717 | 3000252048 | 0 | 0 | - | 0 | - | W
17300 | JANJGIR CHAMPA | SARGOAN | PHC | DELIVERY ROOM | CENTRIFUGE MACHINE | 1 | REMI | - | - | 3000252049 | 0 | 0 | - | 0 | - | W
17301 | JANJGIR CHAMPA | SARGOAN | PHC | DELIVERY ROOM | MICROSCOPE | 1 | LABOMED | - | - | 3000252050 | 0 | 0 | - | 0 | - | W
17302 | JANJGIR CHAMPA | SARGOAN | PHC | DELIVERY ROOM | AUTOCLAVE | 1 | 0 | - | - | 3000252051 | 0 | 0 | - | 0 | - | NW
17303 | JANJGIR CHAMPA | SARGOAN | PHC | DELIVERY ROOM | AUTOCLAVE | 1 | 0 | - | - | 3000252052 | 0 | 0 | - | 0 | - | NW
17304 | JANJGIR CHAMPA | SARGOAN | PHC | DELIVERY ROOM | AUTOCLAVE | 1 | 0 | - | - | 3000252053 | 0 | 0 | - | 0 | - | NW
17305 | JANJGIR CHAMPA | SARGOAN | PHC | DELIVERY ROOM | AUTOCLAVE | 1 | 0 | - | - | 3000252054 | 0 | 0 | - | 0 | - | NW
17306 | JANJGIR CHAMPA | SARGOAN | PHC | Store Room | ELECTRIC STERILIZER | 1 | - | - | - | 3000252055 | 0 | 0 | - | 0 | - | NW
17307 | JANJGIR CHAMPA | SARGOAN | PHC | Store Room | HUB CUTTER | 1 | - | - | - | 3000252056 | 0 | 0 | - | 0 | - | NW
17308 | JANJGIR CHAMPA | SARGOAN | PHC | Store Room | ELECTRIC STERILIZER | 1 | - | - | - | 3000252057 | 0 | 0 | - | 0 | - | NW
17309 | JANJGIR CHAMPA | SARGOAN | PHC | Store Room | CENTRIFUGE MACHINE | 1 | - | - | - | 3000252058 | 0 | 0 | - | 0 | - | NW
17310 | JANJGIR CHAMPA | SARGOAN | PHC | Store Room | HUB CUTTER | 1 | - | - | - | 3000252059 | 0 | 0 | - | 0 | - | NI
17311 | JANJGIR CHAMPA | SARGOAN | PHC | Store Room | ELECTRIC STERILIZER | 1 | - | - | - | 3000252060 | 0 | 0 | - | 0 | - | NW
17312 | JANJGIR CHAMPA | SARGOAN | PHC | Store Room | NEEDLE DESTROYER | 1 | - | - | - | 3000252268 | 0 | 0 | - | 0 | - | NI
17313 | JANJGIR CHAMPA | SARGOAN | PHC | Store Room | NEEDLE DESTROYER | 1 | - | - | - | 3000252269 | 0 | 0 | - | 0 | - | NI
17314 | JANJGIR CHAMPA | SARGOAN | PHC | Store Room | NEEDLE DESTROYER | 1 | - | - | - | 3000252270 | 0 | 0 | - | 0 | - | NI
17315 | JANJGIR CHAMPA | SARGOAN | PHC | Store Room | ELECTRIC STERILIZER | 1 | - | - | - | 3000252271 | 0 | 0 | - | 0 | - | NI
17316 | JANJGIR CHAMPA | SARGOAN | PHC | Store Room | ELECTRIC STERILIZER | 1 | - | - | - | 3000252272 | 0 | 0 | - | 0 | - | NI
17317 | JANJGIR CHAMPA | SARGOAN | PHC | Store Room | ELECTRIC STERILIZER | 1 | - | - | - | 3000252273 | 0 | 0 | - | 0 | - | NW
17318 | JANJGIR CHAMPA | SARGOAN | PHC | Store Room | NEEDLE DESTROYER | 1 | - | - | - | 3000252262 | 0 | 0 | - | 0 | - | NI
17319 | JANJGIR CHAMPA | SARGOAN | PHC | Store Room | NEEDLE DESTROYER | 1 | - | - | - | 3000252263 | 0 | 0 | - | 0 | - | NI
17320 | JANJGIR CHAMPA | SARGOAN | PHC | Store Room | ELECTRIC STERILIZER | 1 | - | - | - | 3000252264 | 0 | 0 | - | 0 | - | NW
17321 | JANJGIR CHAMPA | SARGOAN | PHC | Store Room | ELECTRIC STERILIZER | 1 | - | - | - | 3000252265 | 0 | 0 | - | 0 | - | NW
17322 | JANJGIR CHAMPA | SARGOAN | PHC | Store Room | ELECTRIC STERILIZER | 1 | - | - | - | 3000252266 | 0 | 0 | - | 0 | - | NW
17323 | JANJGIR CHAMPA | SARGOAN | PHC | Store Room | ELECTRIC STERILIZER | 1 | - | - | - | 3000252267 | 0 | 0 | - | 0 | - | NW
17324 | JANJGIR CHAMPA | SARGOAN | PHC | OPD | BABY WEIGHING SCALE | 1 | - | - | - | 3000252274 | 0 | 0 | - | 0 | - | NW
17325 | JANJGIR CHAMPA | SARGOAN | PHC | OPD | CENTRIFUGE MACHINE | 1 | - | - | - | 3000252275 | 0 | 0 | - | 0 | - | NW
17326 | JANJGIR CHAMPA | SARGOAN | PHC | OPD | AUTOCLAVE | 1 | - | - | - | 3000252276 | 0 | 0 | - | 0 | - | NW
17327 | JANJGIR CHAMPA | SHOTHI | PHC | DELIVERY ROOM | RADIANT WARMER | 1 | SHREE YASH | - | 96910/13 | 3000252214 | 0 | 0 | - | 0 | - | NW
17328 | JANJGIR CHAMPA | SHOTHI | PHC | DELIVERY ROOM | SHADOWLESS LAMP | 1 | - | - | - | 3000252215 | 0 | 0 | - | 0 | - | W
17329 | JANJGIR CHAMPA | SHOTHI | PHC | DELIVERY ROOM | Oxygen Cylinder | 1 | - | - | - | 3000252216 | 0 | 0 | - | 0 | - | W
17330 | JANJGIR CHAMPA | SHOTHI | PHC | DELIVERY ROOM | BABY WEIGHING SCALE | 1 | RSC | - | - | 3000252217 | 0 | 0 | - | 0 | - | W
17331 | JANJGIR CHAMPA | SHOTHI | PHC | DELIVERY ROOM | NEEDLE DESTROYER | 1 | - | - | - | 3000252218 | 0 | 0 | - | 0 | - | W
17332 | JANJGIR CHAMPA | SHOTHI | PHC | DELIVERY ROOM | BP MACHINE | 1 | SMART CARE | SCH 108 | - | 3000252219 | 0 | 0 | - | 0 | - | W
17333 | JANJGIR CHAMPA | SHOTHI | PHC | DELIVERY ROOM | ELECTRIC STERILIZER | 1 | ATLAS | - | 091/992 | 3000252220 | 0 | 0 | - | 0 | - | NW
17334 | JANJGIR CHAMPA | SHOTHI | PHC | OPD | NEEDLE DESTROYER | 1 | PIONEER | - | - | 3000252221 | 0 | 0 | - | 0 | - | W
17335 | JANJGIR CHAMPA | SHOTHI | PHC | OPD | BP MACHINE | 1 | OMROH | MEM 7120 | 20/40/03/625VG-1 | 3000252222 | 0 | 0 | - | 0 | - | W
17336 | JANJGIR CHAMPA | DABHARA | CHC | OPD | BP MACHINE | 1 | SMART CARE | - | - | 3000329223 | 0 | 0 | - | 0 | - | W
17337 | JANJGIR CHAMPA | DABHARA | CHC | Pathology Lab. | CENTRIFUGE MACHINE | 1 | - | - | - | 3000329224 | 0 | 0 | - | 0 | - | W
17338 | JANJGIR CHAMPA | DABHARA | CHC | Pathology Lab. | MICROSCOPE | 1 | COHLE | - | - | 3000329225 | 0 | 0 | - | 0 | - | W
17339 | JANJGIR CHAMPA | DABHARA | CHC | Pathology Lab. | THERMOMETER | 1 | INCUBATOR | - | - | 3000329226 | 0 | 0 | - | 0 | - | W
17340 | JANJGIR CHAMPA | DABHARA | CHC | OT | BABY WEIGHING SCALE | 1 | - | - | - | 3000329227 | 0 | 0 | - | 0 | - | W
17341 | JANJGIR CHAMPA | DABHARA | CHC | OT | NEEDLE DESTROYER | 1 | MS | - | - | 3000329228 | 0 | 0 | - | 0 | - | W
17342 | JANJGIR CHAMPA | DABHARA | CHC | OT | SHADOWLESS OT LIGHT | 1 | - | - | - | 3000329229 | 0 | 0 | - | 0 | - | W
17343 | JANJGIR CHAMPA | DABHARA | CHC | OT | SHADOWLESS OT LIGHT | 1 | - | - | - | 3000329230 | 0 | 0 | - | 0 | - | W
17344 | JANJGIR CHAMPA | DABHARA | CHC | OT | ELECTRIC STERILIZER | 1 | - | - | - | 3000329232 | 0 | 0 | - | 0 | - | W
17345 | JANJGIR CHAMPA | DABHARA | CHC | OT | AUTOCLAVE | 1 | - | - | - | 3000329231 | 0 | 0 | - | 0 | - | W
17346 | JANJGIR CHAMPA | DABHARA | CHC | OT | AUTOCLAVE | 1 | - | - | - | 3000329235 | 0 | 0 | - | 0 | - | NW
17347 | JANJGIR CHAMPA | DABHARA | CHC | OT | AUTOCLAVE | 1 | - | - | - | 3000329236 | 0 | 0 | - | 0 | - | NW
17348 | JANJGIR CHAMPA | DABHARA | CHC | OT | ELECTRIC STERILIZER | 1 | - | - | - | 3000329233 | 0 | 0 | - | 0 | - | W
17349 | JANJGIR CHAMPA | DABHARA | CHC | OT | ELECTRIC STERILIZER | 1 | - | - | - | 3000329234 | 0 | 0 | - | 0 | - | W
17350 | JANJGIR CHAMPA | DABHARA | CHC | OT | NEEDLE DESTROYER | 1 | MS | - | - | 3000329237 | 0 | 0 | - | 0 | - | W
17351 | JANJGIR CHAMPA | DABHARA | CHC | OT | OXYGEN CONCENTRATOR | 1 | - | - | - | 3000329238 | 0 | 0 | - | 0 | - | W
17352 | JANJGIR CHAMPA | DABHARA | CHC | OT | BP MACHINE | 1 | DIAMOND | - | - | 3000329239 | 0 | 0 | - | 0 | - | W
17353 | JANJGIR CHAMPA | DABHARA | CHC | OT | NEEDLE DESTROYER | 1 | MS | - | - | 3000329240 | 0 | 0 | - | 0 | - | NW
17354 | JANJGIR CHAMPA | DABHARA | CHC | OT | NEEDLE DESTROYER | 1 | MS | - | - | 3000329241 | 0 | 0 | - | 0 | - | NW
17355 | JANJGIR CHAMPA | DABHARA | CHC | OT | NEEDLE DESTROYER | 1 | MS | - | - | 3000329242 | 0 | 0 | - | 0 | - | NW
17356 | JANJGIR CHAMPA | DABHARA | CHC | OT | NEEDLE DESTROYER | 1 | MS | - | - | 3000329243 | 0 | 0 | - | 0 | - | NW
17357 | JANJGIR CHAMPA | DABHARA | CHC | OT | NEEDLE DESTROYER | 1 | MS | - | - | 3000329244 | 0 | 0 | - | 0 | - | NW
17358 | JANJGIR CHAMPA | DABHARA | CHC | OT | X-RAY MACHINE | 1 | MS | 5251 | 1243524 | 3000329245 | 0 | 0 | - | 0 | - | W
17359 | JANJGIR CHAMPA | DABHARA | CHC | DELIVERY ROOM | ELECTRIC STERILIZER | 1 | - | - | - | 3000329246 | 0 | 0 | - | 0 | - | W
17360 | JANJGIR CHAMPA | DABHARA | CHC | DELIVERY ROOM | RADIANT WARMER | 1 | - | - | - | 3000329247 | 0 | 0 | - | 0 | - | W
17361 | JANJGIR CHAMPA | DABHARA | CHC | DELIVERY ROOM | ELECTRIC STERILIZER | 1 | - | - | - | 3000329248 | 0 | 0 | - | 0 | - | W
17362 | JANJGIR CHAMPA | DABHARA | CHC | DELIVERY ROOM | SHADOWLESS OT LIGHT | 1 | - | - | - | 3000329249 | 0 | 0 | - | 0 | - | W
17363 | JANJGIR CHAMPA | DABHARA | CHC | DELIVERY ROOM | SHADOWLESS OT LIGHT | 1 | - | - | - | 3000329250 | 0 | 0 | - | 0 | - | W
17364 | JANJGIR CHAMPA | DABHARA | CHC | DELIVERY ROOM | SHADOWLESS OT LIGHT | 1 | - | - | - | 3000329251 | 0 | 0 | - | 0 | - | W
17365 | JANJGIR CHAMPA | DABHARA | CHC | DELIVERY ROOM | SUCTION APPARATUS | 1 | - | - | - | 3000329252 | 0 | 0 | - | 0 | - | W
17366 | JANJGIR CHAMPA | DABHARA | CHC | DELIVERY ROOM | SUCTION APPARATUS | 1 | - | - | - | 3000329253 | 0 | 0 | - | 0 | - | W
17367 | JANJGIR CHAMPA | DABHARA | CHC | DELIVERY ROOM | SUCTION APPARATUS | 1 | - | - | - | 3000329254 | 0 | 0 | - | 0 | - | W
17368 | JANJGIR CHAMPA | DABHARA | CHC | DELIVERY ROOM | BABY WEIGHING SCALE | 1 | ESSOL | VID/69/104017 | 25014/31808 | 3000329255 | 0 | 0 | - | 0 | - | W
17369 | JANJGIR CHAMPA | DABHARA | CHC | DELIVERY ROOM | BABY WEIGHING SCALE | 1 | - | - | - | 3000329256 | 0 | 0 | - | 0 | - | W
17370 | JANJGIR CHAMPA | DABHARA | CHC | DELIVERY ROOM | OXYGEN CONCENTRATOR | 1 | - | - | - | 3000329257 | 0 | 0 | - | 0 | - | W
17371 | JANJGIR CHAMPA | DABHARA | CHC | DELIVERY ROOM | RADIANT WARMER | 1 | HICKS | - | - | 3000329258 | 0 | 0 | - | 0 | - | W
17372 | JANJGIR CHAMPA | DABHARA | CHC | DELIVERY ROOM | VASCULAR DROPPER | 1 | - | - | - | 3000329259 | 0 | 0 | - | 0 | - | W
17373 | JANJGIR CHAMPA | DABHARA | CHC | Store Room | BP MACHINE | 1 | - | - | - | 3000329260 | 0 | 0 | - | 0 | - | W
17374 | JANJGIR CHAMPA | DABHARA | CHC | Store Room | BP MACHINE | 1 | - | - | - | 3000329261 | 0 | 0 | - | 0 | - | W
17375 | JANJGIR CHAMPA | DABHARA | CHC | Store Room | BP MACHINE | 1 | - | - | - | 3000329262 | 0 | 0 | - | 0 | - | W
17376 | JANJGIR CHAMPA | DABHARA | CHC | Store Room | AUTOCLAVE | 1 | - | - | - | 3000329263 | 0 | 0 | - | 0 | - | NI
17377 | JANJGIR CHAMPA | DABHARA | CHC | Store Room | AUTOCLAVE | 1 | - | - | - | 3000329264 | 0 | 0 | - | 0 | - | NI
17378 | JANJGIR CHAMPA | DABHARA | CHC | Store Room | ELECTRIC STERILIZER | 1 | - | - | - | 3000329265 | 0 | 0 | - | 0 | - | NI
17379 | JANJGIR CHAMPA | DABHARA | CHC | Store Room | ELECTRIC STERILIZER | 1 | - | - | - | 3000329266 | 0 | 0 | - | 0 | - | NI
17380 | JANJGIR CHAMPA | DABHARA | CHC | Store Room | ELECTRIC STERILIZER | 1 | - | - | - | 3000329267 | 0 | 0 | - | 0 | - | NI
17381 | JANJGIR CHAMPA | DABHARA | CHC | Store Room | ELECTRIC STERILIZER | 1 | - | - | - | 3000329268 | 0 | 0 | - | 0 | - | NI
17382 | JANJGIR CHAMPA | DABHARA | CHC | Store Room | ELECTRIC STERILIZER | 1 | - | - | - | 3000329269 | 0 | 0 | - | 0 | - | NI
17383 | JANJGIR CHAMPA | DABHARA | CHC | Store Room | ELECTRIC STERILIZER | 1 | - | - | - | 3000329270 | 0 | 0 | - | 0 | - | NI
17384 | JANJGIR CHAMPA | DABHARA | CHC | Store Room | ELECTRIC STERILIZER | 1 | - | - | - | 3000329271 | 0 | 0 | - | 0 | - | NI
17385 | JANJGIR CHAMPA | DABHARA | CHC | Store Room | ELECTRIC STERILIZER | 1 | - | - | - | 3000329272 | 0 | 0 | - | 0 | - | NI
17386 | JANJGIR CHAMPA | DABHARA | CHC | Store Room | NEEDLE DESTROYER | 1 | - | - | - | 3000329273 | 0 | 0 | - | 0 | - | NI
17387 | JANJGIR CHAMPA | DABHARA | CHC | Store Room | NEEDLE DESTROYER | 1 | - | - | - | 3000329274 | 0 | 0 | - | 0 | - | NI
17388 | JANJGIR CHAMPA | DABHARA | CHC | Store Room | NEEDLE DESTROYER | 1 | - | - | - | 3000329275 | 0 | 0 | - | 0 | - | NI
17389 | JANJGIR CHAMPA | DABHARA | CHC | Store Room | NEEDLE DESTROYER | 1 | - | - | - | 3000329276 | 0 | 0 | - | 0 | - | NI
17390 | JANJGIR CHAMPA | DABHARA | CHC | Store Room | NEEDLE DESTROYER | 1 | - | - | - | 3000329277 | 0 | 0 | - | 0 | - | NI
17391 | JANJGIR CHAMPA | DABHARA | CHC | Store Room | NEEDLE DESTROYER | 1 | - | - | - | 3000329278 | 0 | 0 | - | 0 | - | NI
17392 | JANJGIR CHAMPA | DABHARA | CHC | Store Room | SHADOWLESS OT LIGHT | 1 | - | - | - | 3000329279 | 0 | 0 | - | 0 | - | NI
17393 | JANJGIR CHAMPA | DABHARA | CHC | Store Room | BABY WEIGHING SCALE | 1 | - | - | - | 3000329280 | 0 | 0 | - | 0 | - | NI
17394 | JANJGIR CHAMPA | DABHARA | CHC | Store Room | BABY WEIGHING SCALE | 1 | - | - | - | 3000329281 | 0 | 0 | - | 0 | - | NI
17395 | JANJGIR CHAMPA | DABHARA | CHC | Store Room | BABY WEIGHING SCALE | 1 | - | - | - | 3000329282 | 0 | 0 | - | 0 | - | NI
17396 | JANJGIR CHAMPA | DABHARA | CHC | Store Room | BABY WEIGHING SCALE | 1 | - | - | - | 3000329283 | 0 | 0 | - | 0 | - | NI
17397 | JANJGIR CHAMPA | DABHARA | CHC | Store Room | BABY WEIGHING SCALE | 1 | - | - | - | 3000329284 | 0 | 0 | - | 0 | - | NI
17398 | JANJGIR CHAMPA | DABHARA | CHC | Store Room | BABY WEIGHING SCALE | 1 | - | - | - | 3000329285 | 0 | 0 | - | 0 | - | NI
17399 | JANJGIR CHAMPA | DABHARA | CHC | Store Room | BABY WEIGHING SCALE | 1 | - | - | - | 3000329286 | 0 | 0 | - | 0 | - | NI
17400 | JANJGIR CHAMPA | DABHARA | CHC | Store Room | BABY WEIGHING SCALE | 1 | - | - | - | 3000329287 | 0 | 0 | - | 0 | - | NI
17401 | JANJGIR CHAMPA | DABHARA | CHC | Store Room | BABY WEIGHING SCALE | 1 | - | - | - | 3000329288 | 0 | 0 | - | 0 | - | NI
17402 | JANJGIR CHAMPA | DABHARA | CHC | Store Room | BABY WEIGHING SCALE | 1 | - | - | - | 3000329289 | 0 | 0 | - | 0 | - | NI
17403 | JANJGIR CHAMPA | CHANDRAPUR | PHC | OPD | NEEDLE DESTROYER | 1 | ASSEDQ | - | - | 3000329772 | 0 | 0 | - | 0 | - | W
17404 | JANJGIR CHAMPA | CHANDRAPUR | PHC | OPD | BP MACHINE | 1 | LUFNED | MCN5600A | 13121413 | 3000329773 | 0 | 0 | - | 0 | - | W
17405 | JANJGIR CHAMPA | CHANDRAPUR | PHC | OPD | NEBULIZER | 1 | DIAMOND | - | - | 3000329774 | 0 | 0 | - | 0 | - | W
17406 | JANJGIR CHAMPA | CHANDRAPUR | PHC | OPD | BP MACHINE | 1 | - | - | - | 3000329775 | 0 | 0 | - | 0 | - | NW
17407 | JANJGIR CHAMPA | CHANDRAPUR | PHC | OPD | RADIANT WARMER | 1 | - | - | - | 3000329776 | 0 | 0 | - | 0 | - | W
17408 | JANJGIR CHAMPA | CHANDRAPUR | PHC | OPD | OT TABLE | 1 | - | - | - | 3000329777 | 0 | 0 | - | 0 | - | W
17409 | JANJGIR CHAMPA | CHANDRAPUR | PHC | OPD | BABY WEIGHING SCALE | 1 | - | - | - | 3000329778 | 0 | 0 | - | 0 | - | W
17410 | JANJGIR CHAMPA | CHANDRAPUR | PHC | OPD | ULTRASOUND MACHINE | 1 | - | VX2000 | I 1423051-2014 | 3000329779 | 0 | 0 | - | 0 | - | W
17411 | JANJGIR CHAMPA | CHANDRAPUR | PHC | OPD | SUCTION APPARATUS | 1 | - | - | - | 3000329780 | 0 | 0 | - | 0 | - | W
17412 | JANJGIR CHAMPA | CHANDRAPUR | PHC | Store Room | BABY WEIGHING SCALE | 1 | - | - | - | 3000329781 | 0 | 0 | - | 0 | - | W
17413 | JANJGIR CHAMPA | CHANDRAPUR | PHC | Store Room | DIGITAL WEIGHING MACHINE | 1 | - | - | - | 3000329782 | 0 | 0 | - | 0 | - | W
17414 | JANJGIR CHAMPA | CHANDRAPUR | PHC | Store Room | BABY WEIGHING SCALE | 1 | - | - | - | 3000329783 | 0 | 0 | - | 0 | - | W
17415 | JANJGIR CHAMPA | CHANDRAPUR | PHC | Store Room | CENTRIFUGE MACHINE | 1 | - | - | - | 3000329784 | 0 | 0 | - | 0 | - | W
17416 | JANJGIR CHAMPA | CHANDRAPUR | PHC | Store Room | MICROSCOPE | 1 | ECOLINE | - | - | 3000329785 | 0 | 0 | - | 0 | - | W
17417 | JANJGIR CHAMPA | DEWARGHATTA | PHC | OPD | BP MACHINE | 1 | DIAMOND | - | - | 3000329584 | 0 | 0 | - | 0 | - | W
17418 | JANJGIR CHAMPA | DEWARGHATTA | PHC | OPD | NEEDLE DESTROYER | 1 | - | - | - | 3000329585 | 0 | 0 | - | 0 | - | W
17419 | JANJGIR CHAMPA | DEWARGHATTA | PHC | OPD | RADIANT WARMER | 1 | - | - | - | 3000329586 | 0 | 0 | - | 0 | - | W
17420 | JANJGIR CHAMPA | DEWARGHATTA | PHC | OPD | SUCTION APPARATUS | 1 | - | - | - | 3000329587 | 0 | 0 | - | 0 | - | W
17421 | JANJGIR CHAMPA | DEWARGHATTA | PHC | OPD | OT TABLE | 1 | - | - | - | 3000329588 | 0 | 0 | - | 0 | - | W
17422 | JANJGIR CHAMPA | DEWARGHATTA | PHC | OPD | SHADOWLESS LAMP | 1 | - | - | - | 3000329590 | 0 | 0 | - | 0 | - | W
17423 | JANJGIR CHAMPA | DEWARGHATTA | PHC | GYAENEC.OPD | BABY WEIGHING SCALE | 1 | CROWN | - | - | 3000329589 | 0 | 0 | - | 0 | - | W
17424 | JANJGIR CHAMPA | DEWARGHATTA | PHC | GYAENEC.OPD | ELECTRIC STERILIZER | 1 | - | - | - | 3000329591 | 0 | 0 | - | 0 | - | W
17425 | JANJGIR CHAMPA | DEWARGHATTA | PHC | GYAENEC.OPD | COLOUR DOPPLER | 1 | HEMODOZ | - | FE149300030 | 3000329592 | 0 | 0 | - | 0 | - | W
17426 | JANJGIR CHAMPA | DEWARGHATTA | PHC | GYAENEC.OPD | SUCTION APPARATUS | 1 | - | - | - | 3000329593 | 0 | 0 | - | 0 | - | NW
17427 | JANJGIR CHAMPA | DEWARGHATTA | PHC | GYAENEC.OPD | BP MACHINE | 1 | - | - | - | 3000329594 | 0 | 0 | - | 0 | - | NW
17428 | JANJGIR CHAMPA | DEWARGHATTA | PHC | GYAENEC.OPD | ELECTRIC STERILIZER | 1 | - | - | - | 3000329595 | 0 | 0 | - | 0 | - | NW
17429 | JANJGIR CHAMPA | DEWARGHATTA | PHC | Store Room | ELECTRIC STERILIZER | 1 | - | - | - | 3000329596 | 0 | 0 | - | 0 | - | NW
17430 | JANJGIR CHAMPA | DEWARGHATTA | PHC | Store Room | ELECTRIC STERILIZER | 1 | - | - | - | 3000329597 | 0 | 0 | - | 0 | - | NW
17431 | JANJGIR CHAMPA | DEWARGHATTA | PHC | Store Room | ELECTRIC STERILIZER | 1 | - | - | - | 3000329598 | 0 | 0 | - | 0 | - | NW
17432 | JANJGIR CHAMPA | DEWARGHATTA | PHC | Store Room | ELECTRIC STERILIZER | 1 | - | - | - | 3000329599 | 0 | 0 | - | 0 | - | NW
17433 | JANJGIR CHAMPA | DEWARGHATTA | PHC | Store Room | ELECTRIC STERILIZER | 1 | - | - | - | 3000329600 | 0 | 0 | - | 0 | - | NW
17434 | JANJGIR CHAMPA | DEWARGHATTA | PHC | Store Room | ELECTRIC STERILIZER | 1 | - | - | - | 3000329601 | 0 | 0 | - | 0 | - | NW
17435 | JANJGIR CHAMPA | DEWARGHATTA | PHC | Store Room | HUB CUTTER | 1 | - | - | - | 3000329602 | 0 | 0 | - | 0 | - | NW
17436 | JANJGIR CHAMPA | DEWARGHATTA | PHC | Store Room | NEEDLE DESTROYER | 1 | - | - | - | 3000329603 | 0 | 0 | - | 0 | - | NW
17437 | JANJGIR CHAMPA | DEWARGHATTA | PHC | Store Room | NEEDLE DESTROYER | 1 | - | - | - | 3000329604 | 0 | 0 | - | 0 | - | NW
17438 | JANJGIR CHAMPA | DEWARGHATTA | PHC | Store Room | BP MACHINE | 1 | - | - | - | 3000329605 | 0 | 0 | - | 0 | - | NW
17439 | JANJGIR CHAMPA | KOTMI | PHC | OPD | BP MACHINE | 1 | - | - | - | 3000329578 | 0 | 0 | - | 0 | - | NW
17440 | JANJGIR CHAMPA | KOTMI | PHC | OPD | BP MACHINE | 1 | SMART CARE | - | - | 3000329580 | 0 | 0 | - | 0 | - | NW
17441 | JANJGIR CHAMPA | KOTMI | PHC | OPD | SUCTION APPARATUS | 1 | - | - | - | 3000329579 | 0 | 0 | - | 0 | - | NW
17442 | JANJGIR CHAMPA | KOTMI | PHC | OPD | ELECTRIC STERILIZER | 1 | - | - | - | 3000329581 | 0 | 0 | - | 0 | - | NW
17443 | JANJGIR CHAMPA | KOTMI | PHC | OPD | ELECTRIC STERILIZER | 1 | - | - | - | 3000329582 | 0 | 0 | - | 0 | - | NW
17444 | JANJGIR CHAMPA | KOTMI | PHC | OPD | OT TABLE | 1 | - | - | - | 3000329583 | 0 | 0 | - | 0 | - | W
17445 | JANJGIR CHAMPA | KOTMI | PHC | OPD | NEEDLE DESTROYER | 1 | - | - | - | 3000329572 | 0 | 0 | - | 0 | - | NI
17446 | JANJGIR CHAMPA | KOTMI | PHC | OPD | SUCTION APPARATUS | 1 | - | - | - | 3000329573 | 0 | 0 | - | 0 | - | W
17447 | JANJGIR CHAMPA | KOTMI | PHC | OPD | SUCTION APPARATUS | 1 | SURGIVAC | - | - | 3000329574 | 0 | 0 | - | 0 | - | NW
17448 | JANJGIR CHAMPA | KOTMI | PHC | OPD | SUCTION APPARATUS | 1 | - | - | - | 3000329575 | 0 | 0 | - | 0 | - | NW
17449 | JANJGIR CHAMPA | KOTMI | PHC | OPD | ELECTRIC STERILIZER | 1 | - | - | - | 3000329576 | 0 | 0 | - | 0 | - | NW
17450 | JANJGIR CHAMPA | KOTMI | PHC | OPD | BP MACHINE | 1 | DIAMOND | - | - | 3000329577 | 0 | 0 | - | 0 | - | NW
17451 | JANJGIR CHAMPA | KOTMI | PHC | OT | SHADOWLESS OT LIGHT | 1 | - | - | - | 3000329560 | 0 | 0 | - | 0 | - | W
17452 | JANJGIR CHAMPA | KOTMI | PHC | OT | BABY WEIGHING SCALE | 1 | - | - | - | 3000329561 | 0 | 0 | - | 0 | - | W
17453 | JANJGIR CHAMPA | KOTMI | PHC | OT | RADIANT WARMER | 1 | - | - | - | 3000329562 | 0 | 0 | - | 0 | - | W
17454 | JANJGIR CHAMPA | KOTMI | PHC | OT | OXYGEN CONCENTRATOR | 1 | - | - | - | 3000329563 | 0 | 0 | - | 0 | - | W
17455 | JANJGIR CHAMPA | KOTMI | PHC | OT | SUCTION APPARATUS | 1 | - | - | - | 3000329564 | 0 | 0 | - | 0 | - | W
17456 | JANJGIR CHAMPA | KOTMI | PHC | OT | PATIENT MONITOR | 1 | - | VS2000 | VS2000E14030422014 | 3000329565 | 0 | 0 | - | 0 | - | W
17457 | JANJGIR CHAMPA | KOTMI | PHC | Store Room | ELECTRIC STERILIZER | 1 | - | - | - | 3000329566 | 0 | 0 | - | 0 | - | NW
17458 | JANJGIR CHAMPA | KOTMI | PHC | Store Room | AUTOCLAVE | 1 | - | - | - | 3000329567 | 0 | 0 | - | 0 | - | NW
17459 | JANJGIR CHAMPA | KOTMI | PHC | Store Room | AUTOCLAVE | 1 | - | - | - | 3000329568 | 0 | 0 | - | 0 | - | NW
17460 | JANJGIR CHAMPA | KOTMI | PHC | Store Room | AUTOCLAVE | 1 | - | - | - | 3000329569 | 0 | 0 | - | 0 | - | NW
17461 | JANJGIR CHAMPA | KOTMI | PHC | Store Room | BP MACHINE | 1 | EPITE | - | 282606 | 3000329570 | 0 | 0 | - | 0 | - | NW
17462 | JANJGIR CHAMPA | KOTMI | PHC | Store Room | NEEDLE DESTROYER | 1 | MS | - | - | 3000329571 | 0 | 0 | - | 0 | - | NI
17463 | JANJGIR CHAMPA | KOTMI | PHC | OPD | BP MACHINE | 1 | OMEGA | - | - | 3000329554 | 0 | 0 | - | 0 | - | W
17464 | JANJGIR CHAMPA | KOTMI | PHC | OPD | NEEDLE DESTROYER | 1 | MICROSIL | - | - | 3000329555 | 0 | 0 | - | 0 | - | W
17465 | JANJGIR CHAMPA | KOTMI | PHC | OPD | FOETAL DOPPLER | 1 | HCMONI | - | FEIV01300003 | 3000329556 | 0 | 0 | - | 0 | - | W
17466 | JANJGIR CHAMPA | KOTMI | PHC | OPD | NEBULIZER | 1 | INF-NEB | MCN5600A | 13120563 | 3000329557 | 0 | 0 | - | 0 | - | W
17467 | JANJGIR CHAMPA | KOTMI | PHC | OPD | BP MACHINE | 1 | DIAMOND | - | - | 3000329558 | 0 | 0 | - | 0 | - | W
17468 | JANJGIR CHAMPA | KOTMI | PHC | OPD | ELECTRIC STERILIZER | 1 | - | - | - | 3000329559 | 0 | 0 | - | 0 | - | W
17469 | JANJGIR CHAMPA | SAPOS | PHC | Pathology Lab. | SHADOWLESS OT LIGHT | 1 | - | - | - | 3000329787 | 0 | 0 | - | 0 | - | NI
17470 | JANJGIR CHAMPA | SAPOS | PHC | Pathology Lab. | HUB CUTTER | 1 | - | - | - | 3000329786 | 0 | 0 | - | 0 | - | NW
17471 | JANJGIR CHAMPA | SAPOS | PHC | Pathology Lab. | RADIANT WARMER | 1 | - | - | - | 3000329788 | 0 | 0 | - | 0 | - | W
17472 | JANJGIR CHAMPA | SAPOS | PHC | Pathology Lab. | BP MACHINE | 1 | DIAMOND | - | - | 3000329789 | 0 | 0 | - | 0 | - | W
17473 | JANJGIR CHAMPA | SAPOS | PHC | Pathology Lab. | BABY WEIGHING SCALE | 1 | - | - | - | 3000329790 | 0 | 0 | - | 0 | - | W
17474 | JANJGIR CHAMPA | SAPOS | PHC | Pathology Lab. | ELECTRIC STERILIZER | 1 | - | - | - | 3000329791 | 0 | 0 | - | 0 | - | W
17475 | JANJGIR CHAMPA | SAPOS | PHC | Pathology Lab. | SUCTION APPARATUS | 1 | - | - | - | 3000329792 | 0 | 0 | - | 0 | - | W
17476 | JANJGIR CHAMPA | SAPOS | PHC | Pathology Lab. | OT TABLE | 1 | - | - | - | 3000329793 | 0 | 0 | - | 0 | - | W
17477 | JANJGIR CHAMPA | SAPOS | PHC | OPD | BP MACHINE | 1 | SMART CARE | - | - | 3000329794 | 0 | 0 | - | 0 | - | W
17478 | JANJGIR CHAMPA | SAPOS | PHC | OPD | BP MACHINE | 1 | DIAMOND | - | - | 3000329799 | 0 | 0 | - | 0 | - | NW
17479 | JANJGIR CHAMPA | SAPOS | PHC | OPD | HUB CUTTER | 1 | - | - | - | 3000329798 | 0 | 0 | - | 0 | - | NW
17480 | JANJGIR CHAMPA | SAPOS | PHC | OPD | ELECTRIC STERILIZER | 1 | - | - | - | 3000329795 | 0 | 0 | - | 0 | - | NW
17481 | JANJGIR CHAMPA | SAPOS | PHC | OPD | ELECTRIC STERILIZER | 1 | - | - | - | 3000329796 | 0 | 0 | - | 0 | - | NW
17482 | JANJGIR CHAMPA | SAPOS | PHC | OPD | ELECTRIC STERILIZER | 1 | - | - | - | 3000329797 | 0 | 0 | - | 0 | - | NW
17483 | JANJGIR CHAMPA | TUNDRI | PHC | Other Dept. | BP MACHINE | 1 | EPITE | - | 282099 | 3000329517 | 0 | 0 | - | 0 | - | NW
17484 | JANJGIR CHAMPA | TUNDRI | PHC | Other Dept. | BP MACHINE | 1 | DIAMOND | - | - | 3000329518 | 0 | 0 | - | 0 | - | W
17485 | JANJGIR CHAMPA | TUNDRI | PHC | Other Dept. | FOETAL DOPPLER | 1 | HEMODOZ | - | FE1211200465 | 3000329519 | 0 | 0 | - | 0 | - | W
17486 | JANJGIR CHAMPA | TUNDRI | PHC | Other Dept. | FOETAL DOPPLER | 1 | HEMODOZ | - | FE1211200410 | 3000329520 | 0 | 0 | - | 0 | - | W
17487 | JANJGIR CHAMPA | TUNDRI | PHC | Other Dept. | ELECTRIC STERILIZER | 1 | - | - | - | 3000329521 | 0 | 0 | - | 0 | - | W
17488 | JANJGIR CHAMPA | TUNDRI | PHC | Other Dept. | NEEDLE DESTROYER | 1 | MICROSIL | - | - | 3000329522 | 0 | 0 | - | 0 | - | W
17489 | JANJGIR CHAMPA | TUNDRI | PHC | OPD | OT TABLE | 1 | - | - | - | 3000329523 | 0 | 0 | - | 0 | - | W
17490 | JANJGIR CHAMPA | TUNDRI | PHC | OPD | OT TABLE | 1 | LIFE PLUS | - | - | 3000329524 | 0 | 0 | - | 0 | - | W
17491 | JANJGIR CHAMPA | TUNDRI | PHC | DELIVERY ROOM | RADIANT WARMER | 1 | - | - | - | 3000329525 | 0 | 0 | - | 0 | - | W
17492 | JANJGIR CHAMPA | TUNDRI | PHC | DELIVERY ROOM | ELECTRIC STERILIZER | 1 | - | - | 09898F | 3000329526 | 0 | 0 | - | 0 | - | W
17493 | JANJGIR CHAMPA | TUNDRI | PHC | DELIVERY ROOM | ELECTRIC STERILIZER | 1 | - | - | - | 3000329527 | 0 | 0 | - | 0 | - | NW
17494 | JANJGIR CHAMPA | TUNDRI | PHC | DELIVERY ROOM | FOOT OPERATED SUCTION APPARATUS | 1 | - | - | - | 3000329528 | 0 | 0 | - | 0 | - | W
17495 | JANJGIR CHAMPA | TUNDRI | PHC | OT | BABY WEIGHING SCALE | 1 | CROWN | - | - | 3000329529 | 0 | 0 | - | 0 | - | W
17496 | JANJGIR CHAMPA | TUNDRI | PHC | OT | ELECTRIC STERILIZER | 1 | - | - | - | 3000329532 | 0 | 0 | - | 0 | - | NW
17497 | JANJGIR CHAMPA | TUNDRI | PHC | OT | ELECTRIC STERILIZER | 1 | - | - | - | 3000329530 | 0 | 0 | - | 0 | - | NW
17498 | JANJGIR CHAMPA | TUNDRI | PHC | OT | ELECTRIC STERILIZER | 1 | - | - | - | 3000329531 | 0 | 0 | - | 0 | - | NW
17499 | JANJGIR CHAMPA | TUNDRI | PHC | OT | ELECTRIC STERILIZER | 1 | - | - | - | 3000329533 | 0 | 0 | - | 0 | - | NW
17500 | JANJGIR CHAMPA | TUNDRI | PHC | OT | BP MACHINE | 1 | - | - | - | 3000329534 | 0 | 0 | - | 0 | - | NW
17501 | JANJGIR CHAMPA | TUNDRI | PHC | OT | BP MACHINE | 1 | - | - | - | 3000329535 | 0 | 0 | - | 0 | - | NW
17502 | JANJGIR CHAMPA | TUNDRI | PHC | OT | BP MACHINE | 1 | - | - | - | 3000329536 | 0 | 0 | - | 0 | - | NW
17503 | JANJGIR CHAMPA | TUNDRI | PHC | OT | BP MACHINE | 1 | - | - | - | 3000329537 | 0 | 0 | - | 0 | - | NW
17504 | JANJGIR CHAMPA | TUNDRI | PHC | OT | ELECTRIC STERILIZER | 1 | - | - | - | 3000329538 | 0 | 0 | - | 0 | - | NW
17505 | JANJGIR CHAMPA | TUNDRI | PHC | OT | NEEDLE DESTROYER | 1 | MS | - | - | 3000329539 | 0 | 0 | - | 0 | - | NW
17506 | JANJGIR CHAMPA | TUNDRI | PHC | OT | NEEDLE DESTROYER | 1 | MS | - | - | 3000329540 | 0 | 0 | - | 0 | - | NW
17507 | JANJGIR CHAMPA | TUNDRI | PHC | OT | HUB CUTTER | 1 | - | - | - | 3000329541 | 0 | 0 | - | 0 | - | NW
17508 | JANJGIR CHAMPA | TUNDRI | PHC | OT | NEEDLE DESTROYER | 1 | - | - | - | 3000329542 | 0 | 0 | - | 0 | - | NW
17509 | JANJGIR CHAMPA | TUNDRI | PHC | OT | NEEDLE DESTROYER | 1 | - | - | - | 3000329543 | 0 | 0 | - | 0 | - | NW
17510 | JANJGIR CHAMPA | TUNDRI | PHC | OT | HUB CUTTER | 1 | MICROSIL | ND 350 | 1772 | 3000329544 | 0 | 0 | - | 0 | - | NW
17511 | JANJGIR CHAMPA | TUNDRI | PHC | OT | HUB CUTTER | 1 | - | - | - | 3000329545 | 0 | 0 | - | 0 | - | NW
17512 | JANJGIR CHAMPA | TUNDRI | PHC | OT | HUB CUTTER | 1 | MICROSIL | - | - | 3000329546 | 0 | 0 | - | 0 | - | NW
17513 | JANJGIR CHAMPA | TUNDRI | PHC | OT | BABY WEIGHING SCALE | 1 | - | - | - | 3000329547 | 0 | 0 | - | 0 | - | NW
17514 | JANJGIR CHAMPA | TUNDRI | PHC | OT | SUCTION APPARATUS | 1 | SURGIVAC | - | - | 3000329548 | 0 | 0 | - | 0 | - | NW
17515 | JANJGIR CHAMPA | TUNDRI | PHC | OT | FOOT OPERATED SUCTION APPARATUS | 1 | - | - | - | 3000329549 | 0 | 0 | - | 0 | - | NW
17516 | JANJGIR CHAMPA | TUNDRI | PHC | OT | AUTOCLAVE | 1 | - | - | - | 3000329550 | 0 | 0 | - | 0 | - | NW
17517 | JANJGIR CHAMPA | TUNDRI | PHC | OT | AUTOCLAVE | 1 | - | - | - | 3000329551 | 0 | 0 | - | 0 | - | NW
17518 | JANJGIR CHAMPA | TUNDRI | PHC | OT | BP MACHINE | 1 | ANAND | - | - | 3000329552 | 0 | 0 | - | 0 | - | NW
17519 | JANJGIR CHAMPA | TUNDRI | PHC | OT | ELECTRIC STERILIZER | 1 | MICROSIL | - | - | 3000329553 | 0 | 0 | - | 0 | - | NI
17520 | JANJGIR CHAMPA | JAIJAIPUR | CHC | DELIVERY ROOM | AUTOCLAVE | 1 | - | - | - | 3000243419 | 0 | 0 | - | 0 | - | W
17521 | JANJGIR CHAMPA | JAIJAIPUR | CHC | DELIVERY ROOM | SUCTION APPARATUS | 1 | ANAND HIVAC | - | 1631382 | 3000243420 | 0 | 0 | - | 0 | - | NW
17522 | JANJGIR CHAMPA | JAIJAIPUR | CHC | DELIVERY ROOM | BP MACHINE | 1 | DIAMOND | - | - | 3000243421 | 0 | 0 | - | 0 | - | W
17523 | JANJGIR CHAMPA | JAIJAIPUR | CHC | DELIVERY ROOM | OXYGEN CONCENTRATOR | 1 | - | - | - | 3000243422 | 0 | 0 | - | 0 | - | W
17524 | JANJGIR CHAMPA | JAIJAIPUR | CHC | DELIVERY ROOM | HUB CUTTER | 1 | MS | - | - | 3000243423 | 0 | 0 | - | 0 | - | W
17525 | JANJGIR CHAMPA | JAIJAIPUR | CHC | DELIVERY ROOM | CENTRIFUGE MACHINE | 1 | - | - | - | 3000243424 | 0 | 0 | - | 0 | - | W
17526 | JANJGIR CHAMPA | JAIJAIPUR | CHC | Store Room | AUTOCLAVE | 1 | - | - | - | 3000243438 | 0 | 0 | - | 0 | - | NI
17527 | JANJGIR CHAMPA | JAIJAIPUR | CHC | Store Room | AUTOCLAVE | 1 | - | - | - | 3000243435 | 0 | 0 | - | 0 | - | NI
17528 | JANJGIR CHAMPA | JAIJAIPUR | CHC | Store Room | AUTOCLAVE | 1 | - | - | - | 3000243439 | 0 | 0 | - | 0 | - | NI
17529 | JANJGIR CHAMPA | JAIJAIPUR | CHC | Pathology Lab. | CENTRIFUGE MACHINE | 1 | - | - | - | 3000243431 | 0 | 0 | - | 0 | - | NW
17530 | JANJGIR CHAMPA | JAIJAIPUR | CHC | Pathology Lab. | CENTRIFUGE MACHINE | 1 | - | - | - | 3000243432 | 0 | 0 | - | 0 | - | NW
17531 | JANJGIR CHAMPA | JAIJAIPUR | CHC | Pathology Lab. | SUCTION APPARATUS | 1 | - | - | - | 3000243433 | 0 | 0 | - | 0 | - | NW
17532 | JANJGIR CHAMPA | JAIJAIPUR | CHC | Pathology Lab. | SUCTION APPARATUS | 1 | - | - | - | 3000243434 | 0 | 0 | - | 0 | - | NW
17533 | JANJGIR CHAMPA | JAIJAIPUR | CHC | Pathology Lab. | AUTOCLAVE | 1 | - | - | - | 3000243436 | 0 | 0 | - | 0 | - | NI
17534 | JANJGIR CHAMPA | JAIJAIPUR | CHC | Pathology Lab. | AUTOCLAVE | 1 | - | - | - | 3000243437 | 0 | 0 | - | 0 | - | NI
17535 | JANJGIR CHAMPA | JAIJAIPUR | CHC | DELIVERY ROOM | RADIANT WARMER | 1 | - | - | - | 3000243413 | 0 | 0 | - | 0 | - | NW
17536 | JANJGIR CHAMPA | JAIJAIPUR | CHC | DELIVERY ROOM | BABY WEIGHING SCALE | 1 | CROWN | - | - | 3000243414 | 0 | 0 | - | 0 | - | W
17537 | JANJGIR CHAMPA | JAIJAIPUR | CHC | DELIVERY ROOM | BABY WEIGHING SCALE | 1 | ESSAL | B5250 | 25014131643 | 3000243415 | 0 | 0 | - | 0 | - | W
17538 | JANJGIR CHAMPA | JAIJAIPUR | CHC | DELIVERY ROOM | RADIANT WARMER | 1 | HIC | - | - | 3000243416 | 0 | 0 | - | 0 | - | W
17539 | JANJGIR CHAMPA | JAIJAIPUR | CHC | DELIVERY ROOM | ELECTRIC STERILIZER | 1 | - | - | - | 3000243417 | 0 | 0 | - | 0 | - | NW
17540 | JANJGIR CHAMPA | JAIJAIPUR | CHC | DELIVERY ROOM | ELECTRIC STERILIZER | 1 | - | - | - | 3000243418 | 0 | 0 | - | 0 | - | W
17541 | JANJGIR CHAMPA | JAIJAIPUR | CHC | OT | BABY WEIGHING SCALE | 1 | RAMON SURCALCO | - | - | 3000243407 | 0 | 0 | - | 0 | - | W
17542 | JANJGIR CHAMPA | JAIJAIPUR | CHC | OT | OXYGEN CONCENTRATOR | 1 | - | - | - | 3000243408 | 0 | 0 | - | 0 | - | W
17543 | JANJGIR CHAMPA | JAIJAIPUR | CHC | OT | SHADOWLESS OT LIGHT | 1 | - | - | - | 3000243409 | 0 | 0 | - | 0 | - | W
17544 | JANJGIR CHAMPA | JAIJAIPUR | CHC | OT | ECG RECORDER | 1 | - | - | - | 3000243410 | 0 | 0 | - | 0 | - | W
17545 | JANJGIR CHAMPA | JAIJAIPUR | CHC | OT | ELECTRIC STERILIZER | 1 | - | - | - | 3000243411 | 0 | 0 | - | 0 | - | W
17546 | JANJGIR CHAMPA | JAIJAIPUR | CHC | OT | ELECTRIC STERILIZER | 1 | - | - | - | 3000243412 | 0 | 0 | - | 0 | - | W
17547 | JANJGIR CHAMPA | JAIJAIPUR | CHC | OT | HUB CUTTER | 1 | - | - | - | 3000243401 | 0 | 0 | - | 0 | - | NI
17548 | JANJGIR CHAMPA | JAIJAIPUR | CHC | OPD | BP MACHINE | 1 | DIAMOND | - | - | 3000243402 | 0 | 0 | - | 0 | - | W
17549 | JANJGIR CHAMPA | JAIJAIPUR | CHC | RADIOLOGY Dept. | X-RAY MACHINE | 1 | SIEMENS | - | - | 3000243403 | 0 | 0 | - | 0 | - | W
17550 | JANJGIR CHAMPA | JAIJAIPUR | CHC | OT | SUCTION APPARATUS | 1 | - | - | - | 3000243404 | 0 | 0 | - | 0 | - | W
17551 | JANJGIR CHAMPA | JAIJAIPUR | CHC | OT | ELECTRIC STERILIZER | 1 | ATLAS | - | 09K2379 | 3000243405 | 0 | 0 | - | 0 | - | W
17552 | JANJGIR CHAMPA | JAIJAIPUR | CHC | OT | ELECTRIC STERILIZER | 1 | - | - | - | 3000243406 | 0 | 0 | - | 0 | - | W
17553 | JANJGIR CHAMPA | JAIJAIPUR | CHC | Pathology Lab. | HOT AIR OVEN | 1 | LAFCO | - | - | 3000243425 | 0 | 0 | - | 0 | - | W
17554 | JANJGIR CHAMPA | JAIJAIPUR | CHC | Pathology Lab. | MICROSCOPE | 1 | - | - | - | 3000243426 | 0 | 0 | - | 0 | - | NW
17555 | JANJGIR CHAMPA | JAIJAIPUR | CHC | Pathology Lab. | MICROSCOPE | 1 | QUAMA | PZB-22 | 54154 | 3000243427 | 0 | 0 | - | 0 | - | NW
17556 | JANJGIR CHAMPA | JAIJAIPUR | CHC | Pathology Lab. | MICROSCOPE | 1 | SIEMENS | - | 59904 | 3000243428 | 0 | 0 | - | 0 | - | W
17557 | JANJGIR CHAMPA | JAIJAIPUR | CHC | Pathology Lab. | CENTRIFUGE MACHINE | 1 | - | - | - | 3000243429 | 0 | 0 | - | 0 | - | W
17558 | JANJGIR CHAMPA | JAIJAIPUR | CHC | Pathology Lab. | HOT AIR OVEN | 1 | - | - | - | 3000243430 | 0 | 0 | - | 0 | - | NW
17559 | JANJGIR CHAMPA | HASOUD | PHC | Store Room | ELECTRIC STERILIZER | 1 | - | - | - | 3000243197 | 0 | 0 | - | 0 | - | NW
17560 | JANJGIR CHAMPA | HASOUD | PHC | Store Room | ELECTRIC STERILIZER | 1 | - | - | - | 3000243198 | 0 | 0 | - | 0 | - | NW
17561 | JANJGIR CHAMPA | HASOUD | PHC | Store Room | NEEDLE DESTROYER | 1 | - | - | - | 3000243199 | 0 | 0 | - | 0 | - | NI
17562 | JANJGIR CHAMPA | HASOUD | PHC | Store Room | NEEDLE DESTROYER | 1 | - | - | - | 3000243200 | 0 | 0 | - | 0 | - | NI
17563 | JANJGIR CHAMPA | HASOUD | PHC | Store Room | NEEDLE DESTROYER | 1 | - | - | - | 3000243201 | 0 | 0 | - | 0 | - | NI
17564 | JANJGIR CHAMPA | HASOUD | PHC | Store Room | NEEDLE DESTROYER | 1 | - | - | - | 3000243202 | 0 | 0 | - | 0 | - | NI
17565 | JANJGIR CHAMPA | HASOUD | PHC | Store Room | ELECTRIC STERILIZER | 1 | - | - | - | 3000243191 | 0 | 0 | - | 0 | - | NW
17566 | JANJGIR CHAMPA | HASOUD | PHC | Store Room | BABY WEIGHING SCALE | 1 | - | - | - | 3000243192 | 0 | 0 | - | 0 | - | W
17567 | JANJGIR CHAMPA | HASOUD | PHC | Store Room | BP MACHINE | 1 | LIFEX | - | 98112557 | 3000243193 | 0 | 0 | - | 0 | - | NW
17568 | JANJGIR CHAMPA | HASOUD | PHC | Store Room | BP MACHINE | 1 | LIFEX | - | 9812256 | 3000243194 | 0 | 0 | - | 0 | - | NW
17569 | JANJGIR CHAMPA | HASOUD | PHC | Store Room | BP MACHINE | 1 | LIFEX | - | 93102057 | 3000243195 | 0 | 0 | - | 0 | - | NW
17570 | JANJGIR CHAMPA | HASOUD | PHC | Store Room | BP MACHINE | 1 | LIFEX | - | 98112444 | 3000243196 | 0 | 0 | - | 0 | - | NW
17571 | JANJGIR CHAMPA | HASOUD | PHC | Store Room | ELECTRIC STERILIZER | 1 | - | - | - | 3000243493 | 0 | 0 | - | 0 | - | NW
17572 | JANJGIR CHAMPA | HASOUD | PHC | Store Room | ELECTRIC STERILIZER | 1 | - | - | - | 3000243494 | 0 | 0 | - | 0 | - | NW
17573 | JANJGIR CHAMPA | HASOUD | PHC | Store Room | ELECTRIC STERILIZER | 1 | - | - | - | 3000243187 | 0 | 0 | - | 0 | - | NW
17574 | JANJGIR CHAMPA | HASOUD | PHC | Store Room | ELECTRIC STERILIZER | 1 | - | - | - | 3000243188 | 0 | 0 | - | 0 | - | NW
17575 | JANJGIR CHAMPA | HASOUD | PHC | Store Room | ELECTRIC STERILIZER | 1 | - | - | - | 3000243189 | 0 | 0 | - | 0 | - | NW
17576 | JANJGIR CHAMPA | HASOUD | PHC | Store Room | ELECTRIC STERILIZER | 1 | - | - | - | 3000243190 | 0 | 0 | - | 0 | - | NW
17577 | JANJGIR CHAMPA | HASOUD | PHC | Store Room | ELECTRIC STERILIZER | 1 | - | - | - | 3000243471 | 0 | 0 | - | 0 | - | NW
17578 | JANJGIR CHAMPA | HASOUD | PHC | Store Room | ELECTRIC STERILIZER | 1 | - | - | - | 3000243447 | 0 | 0 | - | 0 | - | NW
17579 | JANJGIR CHAMPA | HASOUD | PHC | Store Room | ELECTRIC STERILIZER | 1 | - | - | - | 3000243472 | 0 | 0 | - | 0 | - | NW
17580 | JANJGIR CHAMPA | HASOUD | PHC | Store Room | ELECTRIC STERILIZER | 1 | - | - | - | 3000243473 | 0 | 0 | - | 0 | - | NW
17581 | JANJGIR CHAMPA | HASOUD | PHC | Store Room | ELECTRIC STERILIZER | 1 | - | - | - | 3000243474 | 0 | 0 | - | 0 | - | NW
17582 | JANJGIR CHAMPA | HASOUD | PHC | Store Room | ELECTRIC STERILIZER | 1 | - | - | - | 3000243475 | 0 | 0 | - | 0 | - | NW
17583 | JANJGIR CHAMPA | HASOUD | PHC | Store Room | ELECTRIC STERILIZER | 1 | - | - | - | 3000243476 | 0 | 0 | - | 0 | - | NW
17584 | JANJGIR CHAMPA | HASOUD | PHC | Store Room | ELECTRIC STERILIZER | 1 | - | - | - | 3000243477 | 0 | 0 | - | 0 | - | NW
17585 | JANJGIR CHAMPA | HASOUD | PHC | Store Room | ELECTRIC STERILIZER | 1 | - | - | - | 3000243478 | 0 | 0 | - | 0 | - | NW
17586 | JANJGIR CHAMPA | HASOUD | PHC | Store Room | ELECTRIC STERILIZER | 1 | - | - | - | 3000243479 | 0 | 0 | - | 0 | - | NW
17587 | JANJGIR CHAMPA | HASOUD | PHC | Store Room | ELECTRIC STERILIZER | 1 | - | - | - | 3000243480 | 0 | 0 | - | 0 | - | NW
17588 | JANJGIR CHAMPA | HASOUD | PHC | Store Room | ELECTRIC STERILIZER | 1 | - | - | - | 3000243481 | 0 | 0 | - | 0 | - | NW
17589 | JANJGIR CHAMPA | HASOUD | PHC | Store Room | ELECTRIC STERILIZER | 1 | - | - | - | 3000243186 | 0 | 0 | - | 0 | - | NW
17590 | JANJGIR CHAMPA | HASOUD | PHC | Store Room | ELECTRIC STERILIZER | 1 | - | - | - | 3000243482 | 0 | 0 | - | 0 | - | NW
17591 | JANJGIR CHAMPA | HASOUD | PHC | Store Room | ELECTRIC STERILIZER | 1 | - | - | - | 3000243483 | 0 | 0 | - | 0 | - | NW
17592 | JANJGIR CHAMPA | HASOUD | PHC | Store Room | ELECTRIC STERILIZER | 1 | - | - | - | 3000243484 | 0 | 0 | - | 0 | - | NW
17593 | JANJGIR CHAMPA | HASOUD | PHC | Store Room | ELECTRIC STERILIZER | 1 | - | - | - | 3000243485 | 0 | 0 | - | 0 | - | NW
17594 | JANJGIR CHAMPA | HASOUD | PHC | Store Room | ELECTRIC STERILIZER | 1 | - | - | - | 3000243486 | 0 | 0 | - | 0 | - | NW
17595 | JANJGIR CHAMPA | HASOUD | PHC | Store Room | ELECTRIC STERILIZER | 1 | - | - | - | 3000243487 | 0 | 0 | - | 0 | - | NW
17596 | JANJGIR CHAMPA | HASOUD | PHC | Store Room | ELECTRIC STERILIZER | 1 | - | - | - | 3000243488 | 0 | 0 | - | 0 | - | NW
17597 | JANJGIR CHAMPA | HASOUD | PHC | Store Room | ELECTRIC STERILIZER | 1 | - | - | - | 3000243489 | 0 | 0 | - | 0 | - | NW
17598 | JANJGIR CHAMPA | HASOUD | PHC | Store Room | ELECTRIC STERILIZER | 1 | - | - | - | 3000243490 | 0 | 0 | - | 0 | - | NW
17599 | JANJGIR CHAMPA | HASOUD | PHC | Store Room | ELECTRIC STERILIZER | 1 | - | - | - | 3000243491 | 0 | 0 | - | 0 | - | NW
17600 | JANJGIR CHAMPA | HASOUD | PHC | Store Room | ELECTRIC STERILIZER | 1 | - | - | - | 3000243492 | 0 | 0 | - | 0 | - | NW
17601 | JANJGIR CHAMPA | HASOUD | PHC | Store Room | BP MACHINE | 1 | - | - | - | 3000243500 | 0 | 0 | - | 0 | - | NW
17602 | JANJGIR CHAMPA | HASOUD | PHC | Store Room | ELECTRIC STERILIZER | 1 | - | - | - | 3000243448 | 0 | 0 | - | 0 | - | NW
17603 | JANJGIR CHAMPA | HASOUD | PHC | Store Room | ELECTRIC STERILIZER | 1 | - | - | - | 3000243449 | 0 | 0 | - | 0 | - | NI
17604 | JANJGIR CHAMPA | HASOUD | PHC | Store Room | ELECTRIC STERILIZER | 1 | - | - | - | 3000243450 | 0 | 0 | - | 0 | - | NW
17605 | JANJGIR CHAMPA | HASOUD | PHC | Store Room | ELECTRIC STERILIZER | 1 | - | - | - | 3000243451 | 0 | 0 | - | 0 | - | NW
17606 | JANJGIR CHAMPA | HASOUD | PHC | Store Room | ELECTRIC STERILIZER | 1 | - | - | - | 3000243452 | 0 | 0 | - | 0 | - | NW
17607 | JANJGIR CHAMPA | HASOUD | PHC | Store Room | ELECTRIC STERILIZER | 1 | - | - | - | 3000243453 | 0 | 0 | - | 0 | - | NI
17608 | JANJGIR CHAMPA | HASOUD | PHC | Store Room | ELECTRIC STERILIZER | 1 | - | - | - | 3000243454 | 0 | 0 | - | 0 | - | NI
17609 | JANJGIR CHAMPA | HASOUD | PHC | Store Room | ELECTRIC STERILIZER | 1 | - | - | - | 3000243455 | 0 | 0 | - | 0 | - | NI
17610 | JANJGIR CHAMPA | HASOUD | PHC | Store Room | ELECTRIC STERILIZER | 1 | - | - | - | 3000243456 | 0 | 0 | - | 0 | - | NI
17611 | JANJGIR CHAMPA | HASOUD | PHC | Store Room | ELECTRIC STERILIZER | 1 | - | - | - | 3000243457 | 0 | 0 | - | 0 | - | NI
17612 | JANJGIR CHAMPA | HASOUD | PHC | Store Room | ELECTRIC STERILIZER | 1 | - | - | - | 3000243458 | 0 | 0 | - | 0 | - | NI
17613 | JANJGIR CHAMPA | HASOUD | PHC | Store Room | ELECTRIC STERILIZER | 1 | - | - | - | 3000243459 | 0 | 0 | - | 0 | - | NI
17614 | JANJGIR CHAMPA | HASOUD | PHC | Store Room | ELECTRIC STERILIZER | 1 | - | - | - | 3000243460 | 0 | 0 | - | 0 | - | NI
17615 | JANJGIR CHAMPA | HASOUD | PHC | Store Room | ELECTRIC STERILIZER | 1 | - | - | - | 3000243461 | 0 | 0 | - | 0 | - | NI
17616 | JANJGIR CHAMPA | HASOUD | PHC | Store Room | ELECTRIC STERILIZER | 1 | - | - | - | 3000243462 | 0 | 0 | - | 0 | - | NI
17617 | JANJGIR CHAMPA | HASOUD | PHC | Store Room | ELECTRIC STERILIZER | 1 | - | - | - | 3000243463 | 0 | 0 | - | 0 | - | NI
17618 | JANJGIR CHAMPA | HASOUD | PHC | Store Room | ELECTRIC STERILIZER | 1 | - | - | - | 3000243464 | 0 | 0 | - | 0 | - | NI
17619 | JANJGIR CHAMPA | HASOUD | PHC | Store Room | ELECTRIC STERILIZER | 1 | - | - | - | 3000243465 | 0 | 0 | - | 0 | - | NW
17620 | JANJGIR CHAMPA | HASOUD | PHC | Store Room | ELECTRIC STERILIZER | 1 | - | - | - | 3000243466 | 0 | 0 | - | 0 | - | NW
17621 | JANJGIR CHAMPA | HASOUD | PHC | Store Room | ELECTRIC STERILIZER | 1 | - | - | - | 3000243467 | 0 | 0 | - | 0 | - | NW
17622 | JANJGIR CHAMPA | HASOUD | PHC | Store Room | ELECTRIC STERILIZER | 1 | - | - | - | 3000243468 | 0 | 0 | - | 0 | - | NW
17623 | JANJGIR CHAMPA | HASOUD | PHC | Store Room | ELECTRIC STERILIZER | 1 | - | - | - | 3000243469 | 0 | 0 | - | 0 | - | NW
17624 | JANJGIR CHAMPA | HASOUD | PHC | Store Room | ELECTRIC STERILIZER | 1 | - | - | - | 3000243470 | 0 | 0 | - | 0 | - | NW
17625 | JANJGIR CHAMPA | HASOUD | PHC | Store Room | Oxygen Cylinder | 1 | - | - | - | 3000243446 | 0 | 0 | - | 0 | - | W
17626 | JANJGIR CHAMPA | HASOUD | PHC | Store Room | AUTOCLAVE | 1 | - | - | - | 3000243498 | 0 | 0 | - | 0 | - | NW
17627 | JANJGIR CHAMPA | HASOUD | PHC | Store Room | AUTOCLAVE | 1 | - | - | - | 3000243497 | 0 | 0 | - | 0 | - | NW
17628 | JANJGIR CHAMPA | HASOUD | PHC | Store Room | AUTOCLAVE | 1 | - | - | - | 3000243496 | 0 | 0 | - | 0 | - | NW
17629 | JANJGIR CHAMPA | HASOUD | PHC | Store Room | ELECTRIC STERILIZER | 1 | - | - | - | 3000243495 | 0 | 0 | - | 0 | - | NW
17630 | JANJGIR CHAMPA | HASOUD | PHC | Store Room | BP MACHINE | 1 | - | - | - | 3000243499 | 0 | 0 | - | 0 | - | NW
17631 | JANJGIR CHAMPA | HASOUD | PHC | OPD | BP MACHINE | 1 | MAMTA | - | - | 3000243440 | 0 | 0 | - | 0 | - | W
17632 | JANJGIR CHAMPA | HASOUD | PHC | OPD | RADIANT WARMER | 1 | - | PRIME CARE | 598-8/11 | 3000243441 | 0 | 0 | - | 0 | - | W
17633 | JANJGIR CHAMPA | HASOUD | PHC | OPD | AUTOCLAVE | 1 | - | - | - | 3000243442 | 0 | 0 | - | 0 | - | W
17634 | JANJGIR CHAMPA | HASOUD | PHC | OPD | BABY WEIGHING SCALE | 1 | RSC | - | - | 3000243443 | 0 | 0 | - | 0 | - | W
17635 | JANJGIR CHAMPA | HASOUD | PHC | OPD | ELECTRIC STERILIZER | 1 | ATLAS | - | 09FA9940 | 3000243444 | 0 | 0 | - | 0 | - | W
17636 | JANJGIR CHAMPA | HASOUD | PHC | OPD | SUCTION APPARATUS | 1 | SCVRE | - | - | 3000243445 | 0 | 0 | - | 0 | - | W
17637 | JANJGIR CHAMPA | HASOUD | PHC | Pathology Lab. | NEEDLE DESTROYER | 1 | - | - | - | 3000243203 | 0 | 0 | - | 0 | - | NI
17638 | JANJGIR CHAMPA | HASOUD | PHC | Pathology Lab. | ELECTRIC STERILIZER | 1 | - | - | - | 3000243204 | 0 | 0 | - | 0 | - | W
17639 | JANJGIR CHAMPA | HASOUD | PHC | Pathology Lab. | CENTRIFUGE MACHINE | 1 | - | - | - | 3000243205 | 0 | 0 | - | 0 | - | W
17640 | JANJGIR CHAMPA | HASOUD | PHC | Pathology Lab. | MICROSCOPE | 1 | MICO | - | 598674 | 3000243206 | 0 | 0 | - | 0 | - | W
17641 | JANJGIR CHAMPA | HASOUD | PHC | Pathology Lab. | GLUCO METER | 1 | CONTECRTS | - | 5755187 | 3000243207 | 0 | 0 | - | 0 | - | W
17642 | JANJGIR CHAMPA | HASOUD | PHC | Pathology Lab. | ELECTRIC STERILIZER | 1 | - | - | - | 3000096398 | 0 | 0 | - | 0 | - | W
17643 | JANJGIR CHAMPA | RAIPURA | PHC | Store Room | AUTOCLAVE | 1 | - | - | - | 3000329155 | 0 | 0 | - | 0 | - | NI
17644 | JANJGIR CHAMPA | RAIPURA | PHC | Store Room | AUTOCLAVE | 1 | - | - | - | 3000329156 | 0 | 0 | - | 0 | - | NI
17645 | JANJGIR CHAMPA | RAIPURA | PHC | Store Room | AUTOCLAVE | 1 | - | - | - | 3000329157 | 0 | 0 | - | 0 | - | NI
17646 | JANJGIR CHAMPA | RAIPURA | PHC | Store Room | AUTOCLAVE | 1 | - | - | - | 3000329148 | 0 | 0 | - | 0 | - | NW
17647 | JANJGIR CHAMPA | RAIPURA | PHC | Store Room | HUB CUTTER | 1 | - | - | - | 3000329143 | 0 | 0 | - | 0 | - | NI
17648 | JANJGIR CHAMPA | RAIPURA | PHC | Store Room | HUB CUTTER | 1 | - | - | - | 3000329138 | 0 | 0 | - | 0 | - | NI
17649 | JANJGIR CHAMPA | RAIPURA | PHC | Store Room | AUTOCLAVE | 1 | - | - | - | 3000329151 | 0 | 0 | - | 0 | - | NW
17650 | JANJGIR CHAMPA | RAIPURA | PHC | Store Room | AUTOCLAVE | 1 | - | - | - | 3000329152 | 0 | 0 | - | 0 | - | NW
17651 | JANJGIR CHAMPA | RAIPURA | PHC | Store Room | AUTOCLAVE | 1 | - | - | - | 3000329153 | 0 | 0 | - | 0 | - | NW
17652 | JANJGIR CHAMPA | RAIPURA | PHC | Store Room | AUTOCLAVE | 1 | - | - | - | 3000329154 | 0 | 0 | - | 0 | - | NW
17653 | JANJGIR CHAMPA | RAIPURA | PHC | Store Room | SHADOWLESS OT LIGHT | 1 | - | - | - | 3000329150 | 0 | 0 | - | 0 | - | NW
17654 | JANJGIR CHAMPA | RAIPURA | PHC | Store Room | HUB CUTTER | 1 | - | - | - | 3000329137 | 0 | 0 | - | 0 | - | NI
17655 | JANJGIR CHAMPA | RAIPURA | PHC | Store Room | HUB CUTTER | 1 | - | - | - | 3000329139 | 0 | 0 | - | 0 | - | NI
17656 | JANJGIR CHAMPA | RAIPURA | PHC | Store Room | HUB CUTTER | 1 | - | - | - | 3000329140 | 0 | 0 | - | 0 | - | NI
17657 | JANJGIR CHAMPA | RAIPURA | PHC | Store Room | HUB CUTTER | 1 | - | - | - | 3000329141 | 0 | 0 | - | 0 | - | NI
17658 | JANJGIR CHAMPA | RAIPURA | PHC | Store Room | HUB CUTTER | 1 | - | - | - | 3000329142 | 0 | 0 | - | 0 | - | NI
17659 | JANJGIR CHAMPA | RAIPURA | PHC | Store Room | ELECTRIC STERILIZER | 1 | - | - | - | 3000329132 | 0 | 0 | - | 0 | - | NW
17660 | JANJGIR CHAMPA | RAIPURA | PHC | Store Room | ELECTRIC STERILIZER | 1 | - | - | - | 3000329133 | 0 | 0 | - | 0 | - | NW
17661 | JANJGIR CHAMPA | RAIPURA | PHC | Store Room | ELECTRIC STERILIZER | 1 | - | - | - | 3000329134 | 0 | 0 | - | 0 | - | NW
17662 | JANJGIR CHAMPA | RAIPURA | PHC | Store Room | ELECTRIC STERILIZER | 1 | - | - | - | 3000329135 | 0 | 0 | - | 0 | - | NW
17663 | JANJGIR CHAMPA | RAIPURA | PHC | Store Room | BP MACHINE | 1 | - | - | - | 3000329136 | 0 | 0 | - | 0 | - | NW
17664 | JANJGIR CHAMPA | RAIPURA | PHC | Store Room | BP MACHINE | 1 | - | - | - | 3000329149 | 0 | 0 | - | 0 | - | NW
17665 | JANJGIR CHAMPA | RAIPURA | PHC | Store Room | ELECTRIC STERILIZER | 1 | - | - | - | 3000329126 | 0 | 0 | - | 0 | - | NW
17666 | JANJGIR CHAMPA | RAIPURA | PHC | Store Room | ELECTRIC STERILIZER | 1 | - | - | - | 3000329127 | 0 | 0 | - | 0 | - | NW
17667 | JANJGIR CHAMPA | RAIPURA | PHC | Store Room | ELECTRIC STERILIZER | 1 | - | - | - | 3000329128 | 0 | 0 | - | 0 | - | NW
17668 | JANJGIR CHAMPA | RAIPURA | PHC | Store Room | ELECTRIC STERILIZER | 1 | - | - | - | 3000329129 | 0 | 0 | - | 0 | - | NW
17669 | JANJGIR CHAMPA | RAIPURA | PHC | Store Room | ELECTRIC STERILIZER | 1 | - | - | - | 3000329130 | 0 | 0 | - | 0 | - | NW
17670 | JANJGIR CHAMPA | RAIPURA | PHC | Store Room | ELECTRIC STERILIZER | 1 | - | - | - | 3000329131 | 0 | 0 | - | 0 | - | NW
17671 | JANJGIR CHAMPA | RAIPURA | PHC | Store Room | SUCTION APPARATUS | 1 | VACCU | - | - | 3000243220 | 0 | 0 | - | 0 | - | NW
17672 | JANJGIR CHAMPA | RAIPURA | PHC | Store Room | ELECTRIC STERILIZER | 1 | - | - | - | 3000329121 | 0 | 0 | - | 0 | - | NW
17673 | JANJGIR CHAMPA | RAIPURA | PHC | Store Room | ELECTRIC STERILIZER | 1 | - | - | - | 3000329122 | 0 | 0 | - | 0 | - | NW
17674 | JANJGIR CHAMPA | RAIPURA | PHC | Store Room | ELECTRIC STERILIZER | 1 | - | - | - | 3000329123 | 0 | 0 | - | 0 | - | NW
17675 | JANJGIR CHAMPA | RAIPURA | PHC | Store Room | ELECTRIC STERILIZER | 1 | - | - | - | 3000329124 | 0 | 0 | - | 0 | - | NW
17676 | JANJGIR CHAMPA | RAIPURA | PHC | Store Room | ELECTRIC STERILIZER | 1 | - | - | - | 3000329125 | 0 | 0 | - | 0 | - | NW
17677 | JANJGIR CHAMPA | RAIPURA | PHC | OPD | CENTRIFUGE MACHINE | 1 | - | - | - | 3000243214 | 0 | 0 | - | 0 | - | W
17678 | JANJGIR CHAMPA | RAIPURA | PHC | DELIVERY ROOM | BABY WEIGHING SCALE | 1 | CROWN | - | - | 3000243215 | 0 | 0 | - | 0 | - | W
17679 | JANJGIR CHAMPA | RAIPURA | PHC | DELIVERY ROOM | ELECTRIC STERILIZER | 1 | ATLAS | - | 09F9988 | 3000243216 | 0 | 0 | - | 0 | - | W
17680 | JANJGIR CHAMPA | RAIPURA | PHC | DELIVERY ROOM | SUCTION APPARATUS | 1 | VACCU | - | - | 3000243217 | 0 | 0 | - | 0 | - | W
17681 | JANJGIR CHAMPA | RAIPURA | PHC | DELIVERY ROOM | RADIANT WARMER | 1 | CIMI | - | - | 3000243218 | 0 | 0 | - | 0 | - | NW
17682 | JANJGIR CHAMPA | RAIPURA | PHC | DELIVERY ROOM | BP MACHINE | 1 | MEDITEL | - | 137061 | 3000243219 | 0 | 0 | - | 0 | - | NW
17683 | JANJGIR CHAMPA | THATHARI | PHC | OPD | BP MACHINE | 1 | DIAMOND | - | - | 3000243211 | 0 | 0 | - | 0 | - | W
17684 | JANJGIR CHAMPA | THATHARI | PHC | OPD | HUB CUTTER | 1 | POINEER | - | - | 3000243208 | 0 | 0 | - | 0 | - | W
17685 | JANJGIR CHAMPA | THATHARI | PHC | OPD | ELECTRIC STERILIZER | 1 | VIJAY SURGICAL | - | - | 3000243209 | 0 | 0 | - | 0 | - | NW
17686 | JANJGIR CHAMPA | THATHARI | PHC | OPD | ELECTRIC STERILIZER | 1 | - | - | - | 3000243210 | 0 | 0 | - | 0 | - | NW
17687 | JANJGIR CHAMPA | THATHARI | PHC | OPD | ELECTRIC STERILIZER | 1 | VIJAY SURGICAL | - | I 0004-23 | 3000243212 | 0 | 0 | - | 0 | - | NW
17688 | JANJGIR CHAMPA | THATHARI | PHC | OPD | BABY WEIGHING SCALE | 1 | - | - | - | 3000243213 | 0 | 0 | - | 0 | - | W
17689 | JANJGIR CHAMPA | MALKHARODA | CHC | DELIVERY ROOM | BABY WEIGHING SCALE | 1 | - | - | - | 3000329038 | 0 | 0 | - | 0 | - | W
17690 | JANJGIR CHAMPA | MALKHARODA | CHC | DELIVERY ROOM | ELECTRIC STERILIZER | 1 | - | - | - | 3000329040 | 0 | 0 | - | 0 | - | W
17691 | JANJGIR CHAMPA | MALKHARODA | CHC | DELIVERY ROOM | HUB CUTTER | 1 | MS | - | - | 3000329041 | 0 | 0 | - | 0 | - | W
17692 | JANJGIR CHAMPA | MALKHARODA | CHC | DELIVERY ROOM | BP MACHINE | 1 | DIAMOND | - | - | 3000329042 | 0 | 0 | - | 0 | - | W
17693 | JANJGIR CHAMPA | MALKHARODA | CHC | DELIVERY ROOM | ELECTRIC STERILIZER | 1 | - | - | - | 3000329043 | 0 | 0 | - | 0 | - | W
17694 | JANJGIR CHAMPA | MALKHARODA | CHC | DELIVERY ROOM | NEBULIZER | 1 | - | - | 1880037 | 3000329044 | 0 | 0 | - | 0 | - | W
17695 | JANJGIR CHAMPA | MALKHARODA | CHC | Store Room | HUB CUTTER | 1 | MS | - | - | 3000329009 | 0 | 0 | - | 0 | - | NI
17696 | JANJGIR CHAMPA | MALKHARODA | CHC | Store Room | HUB CUTTER | 1 | MS | - | - | 3000329010 | 0 | 0 | - | 0 | - | NI
17697 | JANJGIR CHAMPA | MALKHARODA | CHC | Store Room | HUB CUTTER | 1 | MS | - | - | 3000329011 | 0 | 0 | - | 0 | - | NI
17698 | JANJGIR CHAMPA | MALKHARODA | CHC | Store Room | HUB CUTTER | 1 | MS | - | - | 3000329012 | 0 | 0 | - | 0 | - | NI
17699 | JANJGIR CHAMPA | MALKHARODA | CHC | Store Room | HUB CUTTER | 1 | MS | - | - | 3000329013 | 0 | 0 | - | 0 | - | NI
17700 | JANJGIR CHAMPA | MALKHARODA | CHC | Store Room | HUB CUTTER | 1 | MS | - | - | 3000329014 | 0 | 0 | - | 0 | - | NI
17701 | JANJGIR CHAMPA | MALKHARODA | CHC | Pathology Lab. | GLUCO METER | 1 | ACCU | - | GV04857332 | 3000329033 | 0 | 0 | - | 0 | - | W
17702 | JANJGIR CHAMPA | MALKHARODA | CHC | Pathology Lab. | HUB CUTTER | 1 | MS | - | - | 3000329034 | 0 | 0 | - | 0 | - | W
17703 | JANJGIR CHAMPA | MALKHARODA | CHC | DELIVERY ROOM | RADIANT WARMER | 1 | - | - | - | 3000329035 | 0 | 0 | - | 0 | - | W
17704 | JANJGIR CHAMPA | MALKHARODA | CHC | DELIVERY ROOM | RADIANT WARMER | 1 | - | - | - | 3000329036 | 0 | 0 | - | 0 | - | W
17705 | JANJGIR CHAMPA | MALKHARODA | CHC | DELIVERY ROOM | Oxygen Cylinder | 1 | - | - | - | 3000329037 | 0 | 0 | - | 0 | - | W
17706 | JANJGIR CHAMPA | MALKHARODA | CHC | DELIVERY ROOM | HUB CUTTER | 1 | MS | - | - | 3000329039 | 0 | 0 | - | 0 | - | W
17707 | JANJGIR CHAMPA | MALKHARODA | CHC | Store Room | BP MACHINE | 1 | PREMIER | - | 98134224 | 3000329003 | 0 | 0 | - | 0 | - | NI
17708 | JANJGIR CHAMPA | MALKHARODA | CHC | Store Room | BP MACHINE | 1 | PREMIER | - | 983479 | 3000329004 | 0 | 0 | - | 0 | - | NI
17709 | JANJGIR CHAMPA | MALKHARODA | CHC | Store Room | BP MACHINE | 1 | PREMIER | - | 8134451 | 3000329005 | 0 | 0 | - | 0 | - | NI
17710 | JANJGIR CHAMPA | MALKHARODA | CHC | Store Room | BP MACHINE | 1 | PREMIER | - | 90134508 | 3000329006 | 0 | 0 | - | 0 | - | NI
17711 | JANJGIR CHAMPA | MALKHARODA | CHC | Store Room | HUB CUTTER | 1 | MS | - | - | 3000329007 | 0 | 0 | - | 0 | - | W
17712 | JANJGIR CHAMPA | MALKHARODA | CHC | Store Room | HUB CUTTER | 1 | MS | - | - | 3000329008 | 0 | 0 | - | 0 | - | NI
17713 | JANJGIR CHAMPA | MALKHARODA | CHC | Store Room | NEEDLE DESTROYER | 1 | SURGIVAC | - | - | 3000329015 | 0 | 0 | - | 0 | - | NI
17714 | JANJGIR CHAMPA | MALKHARODA | CHC | Store Room | NEEDLE DESTROYER | 1 | SURGIVAC | - | - | 3000329016 | 0 | 0 | - | 0 | - | NI
17715 | JANJGIR CHAMPA | MALKHARODA | CHC | Store Room | NEEDLE DESTROYER | 1 | SURGIVAC | - | - | 3000329017 | 0 | 0 | - | 0 | - | NI
17716 | JANJGIR CHAMPA | MALKHARODA | CHC | Store Room | NEEDLE DESTROYER | 1 | SURGIVAC | - | - | 3000329018 | 0 | 0 | - | 0 | - | NI
17717 | JANJGIR CHAMPA | MALKHARODA | CHC | Store Room | NEEDLE DESTROYER | 1 | SURGIVAC | - | - | 3000329019 | 0 | 0 | - | 0 | - | NI
17718 | JANJGIR CHAMPA | MALKHARODA | CHC | Store Room | NEEDLE DESTROYER | 1 | SURGIVAC | - | - | 3000329020 | 0 | 0 | - | 0 | - | NI
17719 | JANJGIR CHAMPA | MALKHARODA | CHC | Store Room | NEEDLE DESTROYER | 1 | SURGIVAC | - | - | 3000329021 | 0 | 0 | - | 0 | - | NI
17720 | JANJGIR CHAMPA | MALKHARODA | CHC | Store Room | NEEDLE DESTROYER | 1 | SURGIVAC | - | - | 3000329022 | 0 | 0 | - | 0 | - | NI
17721 | JANJGIR CHAMPA | MALKHARODA | CHC | Store Room | NEEDLE DESTROYER | 1 | SURGIVAC | - | - | 3000329023 | 0 | 0 | - | 0 | - | NI
17722 | JANJGIR CHAMPA | MALKHARODA | CHC | Store Room | NEEDLE DESTROYER | 1 | SURGIVAC | - | - | 3000329024 | 0 | 0 | - | 0 | - | NI
17723 | JANJGIR CHAMPA | MALKHARODA | CHC | Store Room | ELECTRIC STERILIZER | 1 | - | - | - | 3000329025 | 0 | 0 | - | 0 | - | NI
17724 | JANJGIR CHAMPA | MALKHARODA | CHC | Store Room | ELECTRIC STERILIZER | 1 | - | - | - | 3000329026 | 0 | 0 | - | 0 | - | NI
17725 | JANJGIR CHAMPA | MALKHARODA | CHC | Store Room | ELECTRIC STERILIZER | 1 | - | - | - | 3000329028 | 0 | 0 | - | 0 | - | NI
17726 | JANJGIR CHAMPA | MALKHARODA | CHC | Store Room | ELECTRIC STERILIZER | 1 | - | - | - | 3000329029 | 0 | 0 | - | 0 | - | NI
17727 | JANJGIR CHAMPA | MALKHARODA | CHC | Store Room | BP MACHINE | 1 | - | - | - | 3000329030 | 0 | 0 | - | 0 | - | NW
17728 | JANJGIR CHAMPA | MALKHARODA | CHC | Store Room | BP MACHINE | 1 | - | - | - | 3000329031 | 0 | 0 | - | 0 | - | NW
17729 | JANJGIR CHAMPA | MALKHARODA | CHC | Store Room | BP MACHINE | 1 | - | - | - | 3000329032 | 0 | 0 | - | 0 | - | NW
17730 | JANJGIR CHAMPA | MALKHARODA | CHC | Store Room | ELECTRIC STERILIZER | 1 | - | - | - | 3000329027 | 0 | 0 | - | 0 | - | NI
17731 | JANJGIR CHAMPA | MALKHARODA | CHC | OPD | BABY WEIGHING SCALE | 1 | - | - | - | 3000329144 | 0 | 0 | - | 0 | - | W
17732 | JANJGIR CHAMPA | MALKHARODA | CHC | OPD | MICROSCOPE | 1 | CGNSC | - | - | 3000329145 | 0 | 0 | - | 0 | - | W
17733 | JANJGIR CHAMPA | MALKHARODA | CHC | OPD | DENTAL CHAIR | 1 | TARO | - | - | 3000329147 | 0 | 0 | - | 0 | - | W
17734 | JANJGIR CHAMPA | MALKHARODA | CHC | Pathology Lab. | MICROSCOPE | 1 | VISION 2000 | - | - | 3000329146 | 0 | 0 | - | 0 | - | W
17735 | JANJGIR CHAMPA | MALKHARODA | CHC | Pathology Lab. | CENTRIFUGE MACHINE | 1 | - | - | - | 3000329001 | 0 | 0 | - | 0 | - | W
17736 | JANJGIR CHAMPA | MALKHARODA | CHC | Pathology Lab. | BABY WEIGHING SCALE | 1 | - | - | - | 3000329002 | 0 | 0 | - | 0 | - | W
17737 | JANJGIR CHAMPA | MALKHARODA | CHC | OPD | BP MACHINE | 1 | EXTRA CARE | - | - | 3000329045 | 0 | 0 | - | 0 | - | NW
17738 | JANJGIR CHAMPA | MALKHARODA | CHC | OPD | Oxygen Cylinder | 1 | - | - | - | 3000329046 | 0 | 0 | - | 0 | - | W
17739 | JANJGIR CHAMPA | MALKHARODA | CHC | OPD | SUCTION APPARATUS | 1 | - | - | - | 3000329047 | 0 | 0 | - | 0 | - | NW
17740 | JANJGIR CHAMPA | MALKHARODA | CHC | OT | RADIANT WARMER | 1 | - | - | 6407 | 3000329048 | 0 | 0 | - | 0 | - | W
17741 | JANJGIR CHAMPA | MALKHARODA | CHC | OT | RADIANT WARMER | 1 | - | - | 6406 | 3000329049 | 0 | 0 | - | 0 | - | W
17742 | JANJGIR CHAMPA | MALKHARODA | CHC | OT | SUCTION APPARATUS | 1 | - | - | - | 3000329050 | 0 | 0 | - | 0 | - | W
17743 | JANJGIR CHAMPA | MALKHARODA | CHC | OT | SUCTION APPARATUS | 1 | - | - | - | 3000329051 | 0 | 0 | - | 0 | - | W
17744 | JANJGIR CHAMPA | MALKHARODA | CHC | OT | SUCTION APPARATUS | 1 | - | - | - | 3000329052 | 0 | 0 | - | 0 | - | W
17745 | JANJGIR CHAMPA | MALKHARODA | CHC | OT | SUCTION APPARATUS | 1 | - | - | - | 3000329053 | 0 | 0 | - | 0 | - | W
17746 | JANJGIR CHAMPA | MALKHARODA | CHC | OT | SUCTION APPARATUS | 1 | - | - | - | 3000329054 | 0 | 0 | - | 0 | - | NW
17747 | JANJGIR CHAMPA | MALKHARODA | CHC | OT | SHADOWLESS OT LIGHT | 1 | - | - | - | 3000329055 | 0 | 0 | - | 0 | - | W
17748 | JANJGIR CHAMPA | MALKHARODA | CHC | OT | SHADOWLESS OT LIGHT | 1 | - | - | - | 3000329056 | 0 | 0 | - | 0 | - | W
17749 | JANJGIR CHAMPA | MALKHARODA | CHC | OT | AUTOCLAVE | 1 | - | - | - | 3000329057 | 0 | 0 | - | 0 | - | W
17750 | JANJGIR CHAMPA | ADBHAR | PHC | OPD | BP MACHINE | 1 | SRISHTI | - | 1010055 | 3000329501 | 0 | 0 | - | 0 | - | W
17751 | JANJGIR CHAMPA | ADBHAR | PHC | OPD | NEEDLE DESTROYER | 1 | MICROSIL | - | - | 3000329502 | 0 | 0 | - | 0 | - | W
17752 | JANJGIR CHAMPA | ADBHAR | PHC | OPD | RADIANT WARMER | 1 | CAUTAN | - | - | 3000329503 | 0 | 0 | - | 0 | - | W
17753 | JANJGIR CHAMPA | ADBHAR | PHC | OPD | NEEDLE DESTROYER | 1 | POINEER | - | - | 3000329504 | 0 | 0 | - | 0 | - | W
17754 | JANJGIR CHAMPA | ADBHAR | PHC | OPD | ELECTRIC STERILIZER | 1 | GIRISH ENG | - | - | 3000329505 | 0 | 0 | - | 0 | - | W
17755 | JANJGIR CHAMPA | ADBHAR | PHC | OPD | BABY WEIGHING SCALE | 1 | - | - | - | 3000329506 | 0 | 0 | - | 0 | - | W
17756 | JANJGIR CHAMPA | PHAGURAM | PHC | OPD | BP MACHINE | 1 | POINEER | - | 363423 | 3000329507 | 0 | 0 | - | 0 | - | W
17757 | JANJGIR CHAMPA | PHAGURAM | PHC | OPD | NEEDLE DESTROYER | 1 | MS | - | - | 3000329508 | 0 | 0 | - | 0 | - | W
17758 | JANJGIR CHAMPA | PHAGURAM | PHC | OPD | RADIANT WARMER | 1 | - | - | - | 3000329509 | 0 | 0 | - | 0 | - | W
17759 | JANJGIR CHAMPA | PHAGURAM | PHC | OPD | BABY WEIGHING SCALE | 1 | - | - | - | 3000329510 | 0 | 0 | - | 0 | - | W
17760 | JANJGIR CHAMPA | PHAGURAM | PHC | OPD | SUCTION APPARATUS | 1 | ANAND | - | 10J1334 | 3000329511 | 0 | 0 | - | 0 | - | W
17761 | JANJGIR CHAMPA | PHAGURAM | PHC | OPD | BP MACHINE | 1 | - | - | - | 3000329512 | 0 | 0 | - | 0 | - | NW
17762 | JANJGIR CHAMPA | PHAGURAM | PHC | OPD | ELECTRIC STERILIZER | 1 | - | - | - | 3000329513 | 0 | 0 | - | 0 | - | NW
17763 | JANJGIR CHAMPA | PHAGURAM | PHC | OPD | ELECTRIC STERILIZER | 1 | - | - | - | 3000329514 | 0 | 0 | - | 0 | - | W
17764 | JANJGIR CHAMPA | PHAGURAM | PHC | OPD | NEEDLE DESTROYER | 1 | - | - | - | 3000329515 | 0 | 0 | - | 0 | - | W
17765 | JANJGIR CHAMPA | PHAGURAM | PHC | OPD | BABY WEIGHING SCALE | 1 | - | - | - | 3000329516 | 0 | 0 | - | 0 | - | W
17766 | JANJGIR CHAMPA | GHOGHRI | PHC | OPD | BP MACHINE | 1 | - | - | - | 3000329202 | 0 | 0 | - | 0 | - | W
17767 | JANJGIR CHAMPA | GHOGHRI | PHC | OPD | BP MACHINE | 1 | LIFELINE | - | - | 3000329203 | 0 | 0 | - | 0 | - | W
17768 | JANJGIR CHAMPA | GHOGHRI | PHC | OT | SUCTION APPARATUS | 1 | - | - | - | 3000329204 | 0 | 0 | - | 0 | - | W
17769 | JANJGIR CHAMPA | GHOGHRI | PHC | OT | BABY WEIGHING SCALE | 1 | CROWN | G100 | 5/1421/10 | 3000329205 | 0 | 0 | - | 0 | - | W
17770 | JANJGIR CHAMPA | GHOGHRI | PHC | OT | RADIANT WARMER | 1 | - | - | - | 3000329206 | 0 | 0 | - | 0 | - | W
17771 | JANJGIR CHAMPA | GHOGHRI | PHC | OT | AUTOCLAVE | 1 | - | - | - | 3000329207 | 0 | 0 | - | 0 | - | W
17772 | JANJGIR CHAMPA | GHOGHRI | PHC | Store Room | BP MACHINE | 1 | - | - | - | 3000329208 | 0 | 0 | - | 0 | - | NW
17773 | JANJGIR CHAMPA | GHOGHRI | PHC | Store Room | ELECTRIC STERILIZER | 1 | - | - | - | 3000329212 | 0 | 0 | - | 0 | - | NI
17774 | JANJGIR CHAMPA | GHOGHRI | PHC | Store Room | ELECTRIC STERILIZER | 1 | - | - | - | 3000329213 | 0 | 0 | - | 0 | - | NI
17775 | JANJGIR CHAMPA | GHOGHRI | PHC | Store Room | ELECTRIC STERILIZER | 1 | - | - | - | 3000329214 | 0 | 0 | - | 0 | - | NI
17776 | JANJGIR CHAMPA | GHOGHRI | PHC | Store Room | ELECTRIC STERILIZER | 1 | - | - | - | 3000329215 | 0 | 0 | - | 0 | - | NI
17777 | JANJGIR CHAMPA | GHOGHRI | PHC | Store Room | ELECTRIC STERILIZER | 1 | - | - | - | 3000329216 | 0 | 0 | - | 0 | - | NI
17778 | JANJGIR CHAMPA | GHOGHRI | PHC | Store Room | ELECTRIC STERILIZER | 1 | - | - | - | 3000329209 | 0 | 0 | - | 0 | - | NI
17779 | JANJGIR CHAMPA | GHOGHRI | PHC | Store Room | ELECTRIC STERILIZER | 1 | - | - | - | 3000329210 | 0 | 0 | - | 0 | - | NI
17780 | JANJGIR CHAMPA | GHOGHRI | PHC | Store Room | ELECTRIC STERILIZER | 1 | - | - | - | 3000329211 | 0 | 0 | - | 0 | - | NI
17781 | JANJGIR CHAMPA | GHOGHRI | PHC | Store Room | BABY WEIGHING SCALE | 1 | - | - | - | 3000329217 | 0 | 0 | - | 0 | - | NI
17782 | JANJGIR CHAMPA | GHOGHRI | PHC | Store Room | BABY WEIGHING SCALE | 1 | - | - | - | 3000329218 | 0 | 0 | - | 0 | - | NI
17783 | JANJGIR CHAMPA | GHOGHRI | PHC | Store Room | ELECTRIC STERILIZER | 1 | DIAMOND | - | - | 3000329219 | 0 | 0 | - | 0 | - | W
17784 | JANJGIR CHAMPA | GHOGHRI | PHC | GENERAL WARD | AUTOCLAVE | 1 | - | - | - | 3000329220 | 0 | 0 | - | 0 | - | W
17785 | JANJGIR CHAMPA | GHOGHRI | PHC | Pathology Lab. | MICROSCOPE | 1 | VALAB | - | 33205 | 3000329221 | 0 | 0 | - | 0 | - | W
17786 | JANJGIR CHAMPA | GHOGHRI | PHC | Pathology Lab. | CENTRIFUGE MACHINE | 1 | - | - | - | 3000329222 | 0 | 0 | - | 0 | - | W
17787 | JANJGIR CHAMPA | PIRDA | PHC | OPD | BP MACHINE | 1 | DISHA | - | - | 3000329290 | 0 | 0 | - | 0 | - | W
17788 | JANJGIR CHAMPA | PIRDA | PHC | DELIVERY ROOM | BABY WEIGHING SCALE | 1 | - | - | - | 3000329291 | 0 | 0 | - | 0 | - | W
17789 | JANJGIR CHAMPA | PIRDA | PHC | DELIVERY ROOM | SUCTION APPARATUS | 1 | - | - | - | 3000329292 | 0 | 0 | - | 0 | - | NW
17790 | JANJGIR CHAMPA | PIRDA | PHC | DELIVERY ROOM | OXYGEN CONCENTRATOR | 1 | - | - | - | 3000329293 | 0 | 0 | - | 0 | - | W
17791 | JANJGIR CHAMPA | PIRDA | PHC | DELIVERY ROOM | BP MACHINE | 1 | POINEER | - | 363422 | 3000329294 | 0 | 0 | - | 0 | - | W
17792 | JANJGIR CHAMPA | PIRDA | PHC | DELIVERY ROOM | MICROSCOPE | 1 | COSLAB | HL-9 | 3745 | 3000329295 | 0 | 0 | - | 0 | - | W
17793 | JANJGIR CHAMPA | PIRDA | PHC | DELIVERY ROOM | CENTRIFUGE MACHINE | 1 | - | - | - | 3000329296 | 0 | 0 | - | 0 | - | W
17794 | JANJGIR CHAMPA | PIRDA | PHC | DELIVERY ROOM | NEEDLE DESTROYER | 1 | MS | - | - | 3000329297 | 0 | 0 | - | 0 | - | W
17795 | JANJGIR CHAMPA | PIRDA | PHC | DELIVERY ROOM | ELECTRIC STERILIZER | 1 | - | - | - | 3000329298 | 0 | 0 | - | 0 | - | W
17796 | JANJGIR CHAMPA | PIRDA | PHC | DELIVERY ROOM | ELECTRIC STERILIZER | 1 | - | - | - | 3000329299 | 0 | 0 | - | 0 | - | W
17797 | JANJGIR CHAMPA | PIRDA | PHC | DELIVERY ROOM | ELECTRIC STERILIZER | 1 | - | - | - | 3000329300 | 0 | 0 | - | 0 | - | W
17798 | JANJGIR CHAMPA | Singhra | PHC | Other Dept.
17799 | JANJGIR CHAMPA | NAWAGARH | CHC | MEDICAL OFFICER | ELECTRIC STERILIZER | 1 | - | - | - | 3000243261 | 0 | 0 | - | 0 | - | W
17800 | JANJGIR CHAMPA | NAWAGARH | CHC | RMA'S Room | ELECTRIC STERILIZER | 1 | - | - | - | 3000243262 | 0 | 0 | - | 0 | - | W
17801 | JANJGIR CHAMPA | NAWAGARH | CHC | RMA'S Room | BP MACHINE | 1 | PREMIER | - | - | 3000243263 | 0 | 0 | - | 0 | - | W
17802 | JANJGIR CHAMPA | NAWAGARH | CHC | DELIVERY ROOM | RADIANT WARMER | 1 | BIRD MEDITEL | INNOVA | BM/RW/0115/1091 | 3000243265 | 0 | 0 | - | 0 | - | W
17803 | JANJGIR CHAMPA | NAWAGARH | CHC | DELIVERY ROOM | BABY WEIGHING SCALE | 1 | CROWN | - | - | 3000243266 | 0 | 0 | - | 0 | - | W
17804 | JANJGIR CHAMPA | NAWAGARH | CHC | DELIVERY ROOM | HUB CUTTER | 1 | HINDUSTAN LATEX | - | - | 3000243267 | 0 | 0 | - | 0 | - | W
17805 | JANJGIR CHAMPA | NAWAGARH | CHC | Dressing Room | ELECTRIC STERILIZER | 1 | - | - | - | 3000268337 | 0 | 0 | - | 0 | - | W
17806 | JANJGIR CHAMPA | NAWAGARH | CHC | Dressing Room | ELECTRIC STERILIZER | 1 | - | - | - | 3000268338 | 0 | 0 | - | 0 | - | W
17807 | JANJGIR CHAMPA | NAWAGARH | CHC | Dressing Room | ELECTRIC STERILIZER | 1 | - | - | - | 3000268339 | 0 | 0 | - | 0 | - | W
17808 | JANJGIR CHAMPA | NAWAGARH | CHC | Dressing Room | ELECTRIC STERILIZER | 1 | - | - | - | 3000268340 | 0 | 0 | - | 0 | - | W
17809 | JANJGIR CHAMPA | NAWAGARH | CHC | Dressing Room | ELECTRIC STERILIZER | 1 | - | - | - | 3000268341 | 0 | 0 | - | 0 | - | W
17810 | JANJGIR CHAMPA | NAWAGARH | CHC | Dressing Room | HUB CUTTER | 1 | MS | - | - | 3000268336 | 0 | 0 | - | 0 | - | W
17811 | JANJGIR CHAMPA | NAWAGARH | CHC | Dressing Room | NEEDLE DESTROYER | 1 | HINDUSTAN LATEX | - | - | 3000268342 | 0 | 0 | - | 0 | - | W
17812 | JANJGIR CHAMPA | NAWAGARH | CHC | Dressing Room | HUB CUTTER | 1 | HINDUSTAN LATEX | - | - | 3000268343 | 0 | 0 | - | 0 | - | W
17813 | JANJGIR CHAMPA | NAWAGARH | CHC | Dressing Room | BP MACHINE | 1 | OMEGA GOLD | 2000197 | - | 3000243251 | 0 | 0 | - | 0 | - | W
17814 | JANJGIR CHAMPA | NAWAGARH | CHC | Pathology Lab. | MICROSCOPE | 1 | MLW | - | - | 3000243252 | 0 | 0 | - | 0 | - | W
17815 | JANJGIR CHAMPA | NAWAGARH | CHC | Pathology Lab. | MICROSCOPE | 1 | - | - | - | 3000243253 | 0 | 0 | - | 0 | - | NW
17816 | JANJGIR CHAMPA | NAWAGARH | CHC | Pathology Lab. | STETHOSCOPE | 1 | - | - | - | 3000243254 | 0 | 0 | - | 0 | - | W
17817 | JANJGIR CHAMPA | NAWAGARH | CHC | Pathology Lab. | HUB CUTTER | 1 | POINEER | - | - | 3000243255 | 0 | 0 | - | 0 | - | W
17818 | JANJGIR CHAMPA | NAWAGARH | CHC | Pathology Lab. | ELECTROLYTE ANALYZER | 1 | - | - | - | 3000243256 | 0 | 0 | - | 0 | - | NW
17819 | JANJGIR CHAMPA | NAWAGARH | CHC | Dental Dept. | DENTAL CHAIR | 1 | AKASH | CHESH | - | 3000243257 | 14/3/2015 | 0 | - | 0 | - | W
17820 | JANJGIR CHAMPA | NAWAGARH | CHC | ENT DEPARTMENT | SLIT LAMP | 1 | DEEPAK INTU | DEE 1220 | 2015-36 | 3000243258 | 4/8/2015 | 0 | - | 0 | - | W
17821 | JANJGIR CHAMPA | NAWAGARH | CHC | ENT DEPARTMENT | ALPHABETIC VISION CHART | 1 | DEVINE | - |  | 3000243259 | 4/5/2015 | 0 | - | 0 | - | W
17822 | JANJGIR CHAMPA | NAWAGARH | CHC | ENT DEPARTMENT | TRAIL LANCE BOX | 1 | DEPAOITR | DCE | DED0725 | 3000243260 | 0 | 0 | - | 0 | - | W
17823 | JANJGIR CHAMPA | NAWAGARH | CHC | DELIVERY ROOM | SUCTION APPARATUS | 1 | - | - | - | 3000243268 | 0 | 0 | - | 0 | - | W
17824 | JANJGIR CHAMPA | NAWAGARH | CHC | DELIVERY ROOM | ELECTRIC STERILIZER | 1 | - | - | - | 3000243269 | 0 | 0 | - | 0 | - | W
17825 | JANJGIR CHAMPA | NAWAGARH | CHC | DELIVERY ROOM | DELIVERY TABLE | 1 | - | - | - | 3000243270 | 0 | 0 | - | 0 | - | W
17826 | JANJGIR CHAMPA | NAWAGARH | CHC | DELIVERY ROOM | SHADOWLESS LAMP | 1 | - | - | - | 3000243271 | 0 | 0 | - | 0 | - | W
17827 | JANJGIR CHAMPA | NAWAGARH | CHC | RADIOLOGY Dept. | X-RAY MACHINE | 1 | SIEMENS | VERTIX 5394 | 12902524 | 3000243272 | 0 | 0 | - | 0 | - | W
17828 | JANJGIR CHAMPA | NAWAGARH | CHC | RADIOLOGY Dept. | PATIENT MONITOR | 1 | SIEMENS | S305 | 12862 | 3000243273 | 0 | 0 | - | 0 | - | W
17829 | JANJGIR CHAMPA | DHURKOT | PHC | OPD | STETHOSCOPE | 1 | - | - | - | 3000096438 | 0 | 0 | - | 0 | - | W
17830 | JANJGIR CHAMPA | DHURKOT | PHC | OPD | BP MACHINE | 1 | PREMIER | - | 98131770 | 3000096439 | 0 | 0 | - | 0 | - | W
17831 | JANJGIR CHAMPA | DHURKOT | PHC | OPD | WEIGHING MACHINE | 1 | SHUVARNA | - | - | 3000096440 | 0 | 0 | - | 0 | - | W
17832 | JANJGIR CHAMPA | DHURKOT | PHC | DELIVERY ROOM | BP MACHINE | 1 | PREMIER | - | 98129030 | 3000096441 | 0 | 0 | - | 0 | - | NW
17833 | JANJGIR CHAMPA | DHURKOT | PHC | DELIVERY ROOM | RADIANT WARMER | 1 | BIRD MEDITEL | INNOVA | BM/RW/01/14/1093 | 3000096442 | 0 | 0 | - | 0 | - | W
17834 | JANJGIR CHAMPA | DHURKOT | PHC | DELIVERY ROOM | SUCTION APPARATUS | 1 | - | - | - | 3000096443 | 0 | 0 | - | 0 | - | W
17835 | JANJGIR CHAMPA | DHURKOT | PHC | DELIVERY ROOM | BABY WEIGHING SCALE | 1 | CROWN | - | - | 3000096444 | 0 | 0 | - | 0 | - | W
17836 | JANJGIR CHAMPA | DHURKOT | PHC | Dressing Room | ELECTRIC STERILIZER | 1 | - | - | - | 3000096445 | 0 | 0 | - | 0 | - | W
17837 | JANJGIR CHAMPA | DHURKOT | PHC | Dressing Room | ELECTRIC STERILIZER | 1 | - | - | - | 3000096446 | 0 | 0 | - | 0 | - | W
17838 | JANJGIR CHAMPA | DHURKOT | PHC | Dressing Room | BABY WEIGHING SCALE | 1 | CROWN | - | - | 3000096447 | 0 | 0 | - | 0 | - | W
17839 | JANJGIR CHAMPA | DHURKOT | PHC | Dressing Room | ELECTRIC STERILIZER | 1 | - | - | - | 3000096448 | 0 | 0 | - | 0 | - | W
17840 | JANJGIR CHAMPA | DHURKOT | PHC | Dressing Room | NEEDLE DESTROYER | 1 | CROWN | - | - | 3000096452 | 0 | 0 | - | 0 | - | NW
17841 | JANJGIR CHAMPA | DHURKOT | PHC | ENT DEPARTMENT | EYE LENSE KIT | 1 | - | - | - | 3000096449 | 0 | 0 | - | 0 | - | NI
17842 | JANJGIR CHAMPA | DHURKOT | PHC | ENT DEPARTMENT | LANCE BOX | 1 | - | - | - | 3000096450 | 0 | 0 | - | 0 | - | NI
17843 | JANJGIR CHAMPA | JANJGIR | PHC | OPD | BP MACHINE | 1 | ELITE | ISI-3390 | 896172 | 3000263247 | 0 | 0 | - | 0 | - | W
17844 | JANJGIR CHAMPA | JANJGIR | PHC | OPD | BP MACHINE | 1 | PREMIER | ISI-3390 | 98131513 | 3000263248 | 0 | 0 | - | 0 | - | W
17845 | JANJGIR CHAMPA | JANJGIR | PHC | OPD | NEEDLE DESTROYER | 1 | POINEER | - | - | 3000263249 | 0 | 0 | - | 0 | - | W
17846 | JANJGIR CHAMPA | JANJGIR | PHC | OPD | ALPHABETIC VISION CHART | 1 | - | - | - | 3000263250 | 0 | 0 | - | 0 | - | W
17847 | JANJGIR CHAMPA | JANJGIR | PHC | Dressing Room | AUTOCLAVE | 1 | - | - | - | 3000263251 | 0 | 0 | - | 0 | - | NW
17848 | JANJGIR CHAMPA | JANJGIR | PHC | Dressing Room | AUTOCLAVE | 1 | - | - | - | 3000263252 | 0 | 0 | - | 0 | - | W
17849 | JANJGIR CHAMPA | JANJGIR | PHC | DELIVERY ROOM | RADIANT WARMER | 1 | MEDITEL | - | - | 3000263253 | 2015 | 0 | - | 0 | - | W
17850 | JANJGIR CHAMPA | JANJGIR | PHC | DELIVERY ROOM | ELECTRIC STERILIZER | 1 | - | - | - | 3000263254 | 0 | 0 | - | 0 | - | W
17851 | JANJGIR CHAMPA | JANJGIR | PHC | DELIVERY ROOM | FOETAL DOPPLER | 1 | S D DOOP | - | - | 3000263255 | 0 | 0 | - | 0 | - | W
17852 | JANJGIR CHAMPA | JANJGIR | PHC | DELIVERY ROOM | BABY WEIGHING SCALE | 1 | - | - | - | 3000263256 | 0 | 0 | - | 0 | - | W
17853 | JANJGIR CHAMPA | JANJGIR | PHC | DELIVERY ROOM | BP MACHINE | 1 | SMART CARE | 10B | 13485 | 3000263257 | 0 | 0 | - | 0 | - | W
17854 | JANJGIR CHAMPA | JANJGIR | PHC | Store Room | BP MACHINE | 1 | PREMIER | ISI-3390 | 8262373 | 3000263368 | 0 | 0 | - | 0 | - | NI
17855 | JANJGIR CHAMPA | JANJGIR | PHC | Store Room | BP MACHINE | 1 | SMART CARE | SCH-10B | 15013485 | 3000263369 | 0 | 0 | - | 0 | - | NI
17856 | JANJGIR CHAMPA | JANJGIR | PHC | Store Room | BABY WEIGHING SCALE | 1 | CROWN | 9001 | - | 3000263370 | 0 | 0 | - | 0 | - | NI
17857 | JANJGIR CHAMPA | JANJGIR | PHC | Store Room | BABY WEIGHING SCALE | 1 | - | 9001 | - | 3000263371 | 0 | 0 | - | 0 | - | NI
17858 | JANJGIR CHAMPA | JANJGIR | PHC | Store Room | SUCTION APPARATUS | 1 | SANTU STHI | 4533 | 8112556 | 3000263372 | 0 | 0 | - | 0 | - | NW
17859 | JANJGIR CHAMPA | JANJGIR | PHC | Store Room | BABY PHOTOTHERAPY UNIT | 1 | DELTA | - | DSH-200201 | 3000263373 | 0 | 0 | - | 0 | - | W
17860 | JANJGIR CHAMPA | JANJGIR | PHC | Store Room | ANESTHESIA MACHINE | 1 | MEDI EYE | - | - | 3000263374 | 0 | 0 | - | 0 | - | NW
17861 | JANJGIR CHAMPA | JANJGIR | PHC | Store Room | SUCTION APPARATUS | 1 | SHIVA | - | - | 3000263375 | 0 | 0 | - | 0 | - | NW
17862 | JANJGIR CHAMPA | JANJGIR | PHC | Pathology Lab. | MICROSCOPE | 1 | VJ-5 | 88379 | - | 3000263376 | 0 | 0 | - | 0 | - | W
17863 | JANJGIR CHAMPA | JANJGIR | PHC | Pathology Lab. | MICROSCOPE | 1 | MLW | 3200 | 900983716 | 3000263377 | 0 | 0 | - | 0 | - | W
17864 | JANJGIR CHAMPA | JANJGIR | PHC | Pathology Lab. | MICROSCOPE | 1 | - | - | - | 3000263378 | 0 | 0 | - | 0 | - | W
17865 | JANJGIR CHAMPA | JANJGIR | PHC | Pathology Lab. | CENTRIFUGE MACHINE | 1 | - | - | - | 3000263379 | 0 | 0 | - | 0 | - | W
17866 | JANJGIR CHAMPA | JANJGIR | PHC | Pathology Lab. | SUCTION APPARATUS | 1 | SHIVA | - | - | 3000329061 | 0 | 0 | - | 0 | - | NW
17867 | JANJGIR CHAMPA | JANJGIR | PHC | Pathology Lab. | ANESTHESIA MACHINE | 1 | MEDI SYS | - | - | 3000232350 | 0 | 0 | - | 0 | - | NW
17868 | JANJGIR CHAMPA | KERA | PHC | DELIVERY ROOM | HUB CUTTER | 1 | POINEER | - | - | 3000243289 | 0 | 0 | - | 0 | - | W
17869 | JANJGIR CHAMPA | KERA | PHC | DELIVERY ROOM | HUB CUTTER | 1 | BIO+PLUS | - | - | 3000243285 | 0 | 0 | - | 0 | - | W
17870 | JANJGIR CHAMPA | KERA | PHC | DELIVERY ROOM | DELIVERY TABLE | 1 | - | - | - | 3000243286 | 0 | 0 | - | 0 | - | W
17871 | JANJGIR CHAMPA | KERA | PHC | DELIVERY ROOM | OXYGEN CONCENTRATOR | 1 | - | - | - | 3000243287 | 0 | 0 | - | 0 | - | W
17872 | JANJGIR CHAMPA | KERA | PHC | DELIVERY ROOM | SHADOWLESS LAMP | 1 | - | - | - | 3000243288 | 0 | 0 | - | 0 | - | W
17873 | JANJGIR CHAMPA | KERA | PHC | DELIVERY ROOM | FOETAL DOPPLER | 1 | EASY CARE | ECFDT | - | 3000243291 | 0 | 0 | - | 0 | - | W
17874 | JANJGIR CHAMPA | KERA | PHC | DELIVERY ROOM | ELECTRIC STERILIZER | 1 | - | - | - | 3000243280 | 0 | 0 | - | 0 | - | NW
17875 | JANJGIR CHAMPA | KERA | PHC | DELIVERY ROOM | ILR | 1 | VESTDFROT DEMARTS | - | - | 3000243290 | 0 | 0 | - | 0 | - | W
17876 | JANJGIR CHAMPA | KERA | PHC | DELIVERY ROOM | RADIANT WARMER | 1 | BIRD MEDITEL | INNOVA | BM/RW/01/1415/1090 | 3000243281 | 0 | 0 | - | 0 | - | W
17877 | JANJGIR CHAMPA | KERA | PHC | DELIVERY ROOM | SUCTION APPARATUS | 1 | - | - | - | 3000243282 | 0 | 0 | - | 0 | - | W
17878 | JANJGIR CHAMPA | KERA | PHC | DELIVERY ROOM | BABY WEIGHING SCALE | 1 | CROWN | - | - | 3000243283 | 0 | 0 | - | 0 | - | W
17879 | JANJGIR CHAMPA | KERA | PHC | DELIVERY ROOM | STETHOSCOPE | 1 | - | - | - | 3000243284 | 0 | 0 | - | 0 | - | W
17880 | JANJGIR CHAMPA | KERA | PHC | Dressing Room | ELECTRIC STERILIZER | 1 | ATLAS | - | D9F9923 | 3000243274 | 0 | 0 | - | 0 | - | W
17881 | JANJGIR CHAMPA | KERA | PHC | Dressing Room | HUB CUTTER | 1 | POINEER | - | - | 3000243275 | 0 | 0 | - | 0 | - | W
17882 | JANJGIR CHAMPA | KERA | PHC | Dressing Room | BP MACHINE | 1 | DIAMOND | DULUXE | 27405 | 3000243276 | 0 | 0 | - | 0 | - | W
17883 | JANJGIR CHAMPA | KERA | PHC | Dressing Room | STETHOSCOPE | 1 | - | - | - | 3000243277 | 0 | 0 | - | 0 | - | W
17884 | JANJGIR CHAMPA | KERA | PHC | Dressing Room | ELECTRIC STERILIZER | 1 | - | - | - | 3000243278 | 0 | 0 | - | 0 | - | W
17885 | JANJGIR CHAMPA | KERA | PHC | Dressing Room | ELECTRIC STERILIZER | 1 | - | - | - | 3000243279 | 0 | 0 | - | 0 | - | W
17886 | JANJGIR CHAMPA | KERA | PHC | DELIVERY ROOM | PULSE OXIMETER | 1 | FINGER | CE0123 | - | 3000243292 | 0 | 0 | - | 0 | - | W
17887 | JANJGIR CHAMPA | KERA | PHC | DELIVERY ROOM | DEEP FREEZER | 1 | - | - | - | 3000243293 | 0 | 0 | - | 0 | - | NW
17888 | JANJGIR CHAMPA | Navagrh | PHC | Other Dept.
17889 | JANJGIR CHAMPA | SALKHAN | PHC | OPD | BP MACHINE | 1 | BIO+PLUS | 483 | - | 3000243294 | 0 | 0 | - | 0 | - | NW
17890 | JANJGIR CHAMPA | SALKHAN | PHC | OPD | STETHOSCOPE | 1 | MEDI GOLD | SEISS | - | 3000243295 | 0 | 0 | - | 0 | - | W
17891 | JANJGIR CHAMPA | SALKHAN | PHC | OPD | HUB CUTTER | 1 | MS | - | - | 3000243296 | 0 | 0 | - | 0 | - | W
17892 | JANJGIR CHAMPA | SALKHAN | PHC | OPD | HUB CUTTER | 1 | MICROSIL | - | - | 3000243297 | 0 | 0 | - | 0 | - | W
17893 | JANJGIR CHAMPA | SALKHAN | PHC | OPD | DEEP FREEZER | 1 | HAIR | HBD 16 | BEO4G4E2600B2AB | 3000243298 | 0 | 0 | - | 0 | - | W
17894 | JANJGIR CHAMPA | SALKHAN | PHC | OPD | DEEP FREEZER | 1 | HAIR | - | BE07F4BONO0B2AB | 3000243299 | 0 | 0 | - | 0 | - | W
17895 | JANJGIR CHAMPA | SALKHAN | PHC | DELIVERY ROOM | RADIANT WARMER | 1 | - | - | - | 3000243306 | 0 | 0 | - | 0 | - | W
17896 | JANJGIR CHAMPA | SALKHAN | PHC | DELIVERY ROOM | DELIVERY TABLE | 1 | - | - | - | 3000243307 | 0 | 0 | - | 0 | - | W
17897 | JANJGIR CHAMPA | SALKHAN | PHC | DELIVERY ROOM | SUCTION APPARATUS | 1 | - | - | - | 3000243308 | 0 | 0 | - | 0 | - | W
17898 | JANJGIR CHAMPA | SALKHAN | PHC | DELIVERY ROOM | HUB CUTTER | 1 | MICROINDIA | - | - | 3000243309 | 0 | 0 | - | 0 | - | W
17899 | JANJGIR CHAMPA | SALKHAN | PHC | DELIVERY ROOM | BABY WEIGHING SCALE | 1 | CROWN | - | - | 3000243310 | 0 | 0 | - | 0 | - | W
17900 | JANJGIR CHAMPA | SALKHAN | PHC | DELIVERY ROOM | BP MACHINE | 1 | - | - | - | 3000096399 | 0 | 0 | - | 0 | - | W
17901 | JANJGIR CHAMPA | SALKHAN | PHC | DELIVERY ROOM | ELECTRIC STERILIZER | 1 | - | - | - | 3000243300 | 0 | 0 | - | 0 | - | NW
17902 | JANJGIR CHAMPA | SALKHAN | PHC | DELIVERY ROOM | ELECTRIC STERILIZER | 1 | - | - | - | 3000243301 | 0 | 0 | - | 0 | - | NW
17903 | JANJGIR CHAMPA | SALKHAN | PHC | DELIVERY ROOM | ELECTRIC STERILIZER | 1 | - | - | - | 3000243302 | 0 | 0 | - | 0 | - | NW
17904 | JANJGIR CHAMPA | SALKHAN | PHC | DELIVERY ROOM | ELECTRIC STERILIZER | 1 | - | - | - | 3000243303 | 0 | 0 | - | 0 | - | NW
17905 | JANJGIR CHAMPA | SALKHAN | PHC | DELIVERY ROOM | ELECTRIC STERILIZER | 1 | - | - | - | 3000243304 | 0 | 0 | - | 0 | - | NW
17906 | JANJGIR CHAMPA | SALKHAN | PHC | DELIVERY ROOM | ELECTRIC STERILIZER | 1 | - | - | - | 3000243305 | 0 | 0 | - | 0 | - | NW
17907 | JANJGIR CHAMPA | SARAKHON | PHC | OPD | BP MACHINE | 1 | SMART CARE | SCH10B | - | 3000096401 | 0 | 0 | - | 0 | - | W
17908 | JANJGIR CHAMPA | SARAKHON | PHC | OPD | STETHOSCOPE | 1 | - | - | - | 3000096402 | 0 | 0 | - | 0 | - | W
17909 | JANJGIR CHAMPA | SARAKHON | PHC | OPD | WEIGHING MACHINE | 1 | EASY CARE | - | - | 3000096403 | 0 | 0 | - | 0 | - | W
17910 | JANJGIR CHAMPA | SARAKHON | PHC | OPD | LANCE BOX | 1 | - | - | - | 3000096404 | 0 | 0 | - | 0 | - | W
17911 | JANJGIR CHAMPA | SARAKHON | PHC | OPD | ALPHABETIC VISION CHART | 1 | FRIENDS | - | - | 3000096405 | 0 | 0 | - | 0 | - | W
17912 | JANJGIR CHAMPA | SARAKHON | PHC | OPD | BABY WEIGHING SCALE | 1 | CROWN | - | - | 3000096406 | 0 | 0 | - | 0 | - | W
17913 | JANJGIR CHAMPA | SARAKHON | PHC | DELIVERY ROOM | FOETAL DOPPLER | 1 | JUMPER | JPD | 7D27100B01571 | 3000096407 | 0 | 0 | - | 0 | - | W
17914 | JANJGIR CHAMPA | SARAKHON | PHC | DELIVERY ROOM | DIGITAL BP MACHINE | 1 | OMPRON | CE 1071 | 201205018 | 3000096408 | 0 | 0 | - | 0 | - | NW
17915 | JANJGIR CHAMPA | SARAKHON | PHC | DELIVERY ROOM | SUCTION APPARATUS | 1 | SCURE | 230 | OOOO5 | 3000096409 | 0 | 0 | - | 0 | - | W
17916 | JANJGIR CHAMPA | SARAKHON | PHC | DELIVERY ROOM | DELIVERY TABLE | 1 | - | - | - | 3000096410 | 0 | 0 | - | 0 | - | W
17917 | JANJGIR CHAMPA | SARAKHON | PHC | DELIVERY ROOM | HUB CUTTER | 1 | POINEER | - | - | 3000096411 | 0 | 0 | - | 0 | - | W
17918 | JANJGIR CHAMPA | SARAKHON | PHC | DELIVERY ROOM | BP MACHINE | 1 | BIO+PLUS | - | ISOM18 | 3000096412 | 0 | 0 | - | 0 | - | W
17919 | JANJGIR CHAMPA | SARAKHON | PHC | DELIVERY ROOM | STETHOSCOPE | 1 | - | - | - | 3000096413 | 0 | 0 | - | 0 | - | NW
17920 | JANJGIR CHAMPA | SARAKHON | PHC | DELIVERY ROOM | RADIANT WARMER | 1 | TITANNW | - | - | 3000096414 | 0 | 0 | - | 0 | - | W
17921 | JANJGIR CHAMPA | SARAKHON | PHC | Store Room | BP MACHINE | 1 | DIAMOND | - | - | 3000096415 | 0 | 0 | - | 0 | - | NW
17922 | JANJGIR CHAMPA | SARAKHON | PHC | Store Room | BP MACHINE | 1 | JAICO DELUXE | - | - | 3000096416 | 0 | 0 | - | 0 | - | NW
17923 | JANJGIR CHAMPA | SARAKHON | PHC | Store Room | BP MACHINE | 1 | ASHOKA MAX | - | 98116040 | 3000096417 | 0 | 0 | - | 0 | - | NW
17924 | JANJGIR CHAMPA | SARAKHON | PHC | Store Room | NEBULIZER | 1 | - | - | 13120040 | 3000096418 | 0 | 0 | - | 0 | - | W
17925 | JANJGIR CHAMPA | SARAKHON | PHC | Store Room | SUCTION APPARATUS | 1 | - | - | - | 3000096419 | 0 | 0 | - | 0 | - | W
17926 | JANJGIR CHAMPA | SARAKHON | PHC | Store Room | ELECTRIC STERILIZER | 1 | - | - | - | 3000096420 | 0 | 0 | - | 0 | - | NW
17927 | JANJGIR CHAMPA | SARAKHON | PHC | Store Room | AUTOCLAVE | 1 | - | - | - | 3000096421 | 0 | 0 | - | 0 | - | NW
17928 | JANJGIR CHAMPA | SEONI | PHC | Vaccination Room | NEEDLE DESTROYER | 1 | POINEER | - | - | 3000096428 | 0 | 0 | - | 0 | - | W
17929 | JANJGIR CHAMPA | SEONI | PHC | DELIVERY ROOM | RADIANT WARMER | 1 | BIRD MEDITEL | INNAM | BM/RW/01/1415/1089 | 3000096429 | 0 | 0 | - | 0 | - | W
17930 | JANJGIR CHAMPA | SEONI | PHC | DELIVERY ROOM | SUCTION APPARATUS | 1 | S CURE | - | 00W95 | 3000096430 | 0 | 0 | - | 0 | - | W
17931 | JANJGIR CHAMPA | SEONI | PHC | DELIVERY ROOM | ELECTRIC STERILIZER | 1 | - | - | - | 3000096431 | 0 | 0 | - | 0 | - | W
17932 | JANJGIR CHAMPA | SEONI | PHC | DELIVERY ROOM | BABY WEIGHING SCALE | 1 | - | - | - | 3000096432 | 0 | 0 | - | 0 | - | W
17933 | JANJGIR CHAMPA | SEONI | PHC | DELIVERY ROOM | ECG RECORDER | 1 | BIRANSA | - | EKG301901013 | 3000096433 | 0 | 0 | - | 0 | - | NI
17934 | JANJGIR CHAMPA | SEONI | PHC | DELIVERY ROOM | HYDRAULIC TABLE | 1 | - | - | - | 3000096434 | 0 | 0 | - | 0 | - | NW
17935 | JANJGIR CHAMPA | SEONI | PHC | DELIVERY ROOM | WEIGHING MACHINE | 1 | - | - | - | 3000096435 | 0 | 0 | - | 0 | - | NW
17936 | JANJGIR CHAMPA | SEONI | PHC | DELIVERY ROOM | WEIGHING MACHINE | 1 | - | - | - | 3000096436 | 0 | 0 | - | 0 | - | NW
17937 | JANJGIR CHAMPA | SEONI | PHC | DELIVERY ROOM | ELECTRIC STERILIZER | 1 | - | - | - | 3000096437 | 0 | 0 | - | 0 | - | NW
17938 | JANJGIR CHAMPA | SEONI | PHC | OPD | STETHOSCOPE | 1 | MEDI GOLD | SB 195 | - | 3000096422 | 0 | 0 | - | 0 | - | W
17939 | JANJGIR CHAMPA | SEONI | PHC | OPD | BP MACHINE | 1 | MAMTA | - | - | 3000096423 | 0 | 0 | - | 0 | - | W
17940 | JANJGIR CHAMPA | SEONI | PHC | OPD | WEIGHING MACHINE | 1 | SMART CARE | - | - | 3000096424 | 0 | 0 | - | 0 | - | W
17941 | JANJGIR CHAMPA | SEONI | PHC | OPD | FOETAL DOPPLER | 1 | JUMPER | - | 7925100B+00416 | 3000096425 | 0 | 0 | - | 0 | - | W
17942 | JANJGIR CHAMPA | SEONI | PHC | OPD | BP MACHINE | 1 | OMRON | CE07 | 2012050158 | 3000096426 | 0 | 0 | - | 0 | - | W
17943 | JANJGIR CHAMPA | SEONI | PHC | OPD | PULSE OXIMETER | 1 | EXPLORE | - | - | 3000096427 | 0 | 0 | - | 0 | - | W
17944 | JANJGIR CHAMPA | KHARED | CHC | OPD | BP MACHINE | 1 | EXTRA CARE | - | - | 3000263048 | 0 | 0 | - | 0 | - | W
17945 | JANJGIR CHAMPA | KHARED | CHC | OPD | STETHOSCOPE | 1 | MEDI CARE | - | - | 3000263049 | 0 | 0 | - | 0 | - | W
17946 | JANJGIR CHAMPA | KHARED | CHC | OPD | WEIGHING MACHINE | 1 | VENUS | - | - | 3000263050 | 0 | 0 | - | 0 | - | W
17947 | JANJGIR CHAMPA | KHARED | CHC | OPD | BABY WEIGHING SCALE | 1 | CROWN | AN ISO 9001 | - | 3000263051 | 0 | 0 | - | 0 | - | W
17948 | JANJGIR CHAMPA | KHARED | CHC | OPD | ELECTRIC STERILIZER | 1 | - | - | - | 3000263052 | 0 | 0 | - | 0 | - | W
17949 | JANJGIR CHAMPA | KHARED | CHC | OPD | OXYGEN CONCENTRATOR | 1 | ASHA | ISI 3224 | - | 3000263053 | 0 | 0 | - | 0 | - | W
17950 | JANJGIR CHAMPA | KHARED | CHC | DELIVERY ROOM | DELIVERY TABLE | 1 | - | - | - | 3000263054 | 0 | 0 | - | 0 | - | W
17951 | JANJGIR CHAMPA | KHARED | CHC | DELIVERY ROOM | SUCTION APPARATUS | 1 | - | SHIVA | - | 3000263055 | 0 | 0 | - | 0 | - | W
17952 | JANJGIR CHAMPA | KHARED | CHC | DELIVERY ROOM | RADIANT WARMER | 1 | TIANA | - | - | 3000263056 | 0 | 0 | - | 0 | - | W
17953 | JANJGIR CHAMPA | KHARED | CHC | DELIVERY ROOM | NEEDLE DESTROYER | 1 | MICROSIL | - | - | 3000263057 | 0 | 0 | - | 0 | - | W
17954 | JANJGIR CHAMPA | RAHOD | PHC | OPD | BP MACHINE | 1 | SMART CARE | SCH-10B | ISO-13485 | 3000263037 | 0 | 0 | - | 0 | - | W
17955 | JANJGIR CHAMPA | RAHOD | PHC | OPD | STETHOSCOPE | 1 | PACIFIC | - | - | 3000263038 | 0 | 0 | - | 0 | - | W
17956 | JANJGIR CHAMPA | RAHOD | PHC | OPD | WEIGHING MACHINE | 1 | SMART CARE | - | - | 3000263039 | 0 | 0 | - | 0 | - | W
17957 | JANJGIR CHAMPA | RAHOD | PHC | OPD | NEEDLE DESTROYER | 1 | SARA TECH | 53 | - | 3000263040 | 0 | 0 | - | 0 | - | W
17958 | JANJGIR CHAMPA | RAHOD | PHC | OPD | ELECTRIC STERILIZER | 1 | - | - | - | 3000263041 | 0 | 0 | - | 0 | - | W
17959 | JANJGIR CHAMPA | RAHOD | PHC | OPD | BABY WEIGHING SCALE | 1 | CROWN | ISO-9001 | - | 3000263042 | 0 | 0 | - | 0 | - | W
17960 | JANJGIR CHAMPA | RAHOD | PHC | DELIVERY ROOM | DELIVERY TABLE | 1 | - | - | - | 3000263043 | 0 | 0 | - | 0 | - | W
17961 | JANJGIR CHAMPA | RAHOD | PHC | DELIVERY ROOM | SUCTION APPARATUS | 1 | SHIVA | - | - | 3000263044 | 0 | 0 | - | 0 | - | W
17962 | JANJGIR CHAMPA | RAHOD | PHC | DELIVERY ROOM | OXYGEN CONCENTRATOR | 1 | ASHA | ISI 3224 | - | 3000263045 | 0 | 0 | - | 0 | - | W
17963 | JANJGIR CHAMPA | RAHOD | PHC | DELIVERY ROOM | ALPHABETIC VISION CHART | 1 | - | - | - | 3000263046 | 0 | 0 | - | 0 | - | W
17964 | JANJGIR CHAMPA | RAHOD | PHC | DELIVERY ROOM | EYE LENSE KIT | 1 | - | - | - | 3000263047 | 0 | 0 | - | 0 | - | W
17965 | JANJGIR CHAMPA | PAMGARH | CHC | OPD | BP MACHINE | 1 | BIO+PLUS | CE0483 | - | 3000263058 | 2014 | 0 | - | 0 | - | W
17966 | JANJGIR CHAMPA | PAMGARH | CHC | OPD | STETHOSCOPE | 1 | PAGODA | - | - | 3000263059 | 2014 | 0 | - | 0 | - | W
17967 | JANJGIR CHAMPA | PAMGARH | CHC | OPD | NEEDLE DESTROYER | 1 | MS | - | - | 3000263060 | 2014 | 0 | - | 0 | - | W
17968 | JANJGIR CHAMPA | PAMGARH | CHC | OPD | WEIGHING MACHINE | 1 | SAMSO | - | - | 3000263061 | 2013 | 0 | - | 0 | - | W
17969 | JANJGIR CHAMPA | PAMGARH | CHC | OT | ELECTRIC STERILIZER | 1 | STEM REALS | - | - | 3000263062 | 2013 | 0 | - | 0 | - | W
17970 | JANJGIR CHAMPA | PAMGARH | CHC | OT | ANESTHESIA MACHINE | 1 | - | - | - | 3000263063 | 2014 | 0 | - | 0 | - | W
17971 | JANJGIR CHAMPA | PAMGARH | CHC | OT | SHADOWLESS LAMP | 1 | - | - | - | 3000263064 | 2012 | 0 | - | 0 | - | W
17972 | JANJGIR CHAMPA | PAMGARH | CHC | OT | SUCTION APPARATUS | 1 | ANDANDIS | CMCSC148301 | 160371 | 3000263065 | 2014 | 0 | - | 0 | - | W
17973 | JANJGIR CHAMPA | PAMGARH | CHC | OT | OXYGEN CONCENTRATOR | 1 | ASHG | ISI3224 | - | 3000263066 | 2014 | 0 | - | 0 | - | W
17974 | JANJGIR CHAMPA | PAMGARH | CHC | OT | DELIVERY TABLE | 1 | - | - | - | 3000263067 | 0 | 0 | - | 0 | - | W
17975 | JANJGIR CHAMPA | PAMGARH | CHC | OT | BABY WEIGHING SCALE | 1 | CROWN | ANISO 9001 | - | 3000263068 | 0 | 0 | - | 0 | - | W
17976 | JANJGIR CHAMPA | PAMGARH | CHC | OT | RADIANT WARMER | 1 | H7C | - | - | 3000263069 | 0 | 0 | - | 0 | - | W
17977 | JANJGIR CHAMPA | PAMGARH | CHC | OT | FOETAL DOPPLER | 1 | SD DOP | - | - | 3000263070 | 0 | 0 | - | 0 | - | W
17978 | JANJGIR CHAMPA | PAMGARH | CHC | OT | DEEP FREEZER | 1 | - | - | - | 3000263071 | 0 | 0 | - | 0 | - | NW
17979 | JANJGIR CHAMPA | PAMGARH | CHC | ENT DEPARTMENT | ALPHABETIC VISION CHART | 1 | - | - | - | 3000263072 | 2014 | 0 | - | 0 | - | W
17980 | JANJGIR CHAMPA | PAMGARH | CHC | ENT DEPARTMENT | EYE LENSE KIT | 1 | - | - | - | 3000263073 | 2014 | 0 | - | 0 | - | W
17981 | JANJGIR CHAMPA | PAMGARH | CHC | RADIOLOGY Dept. | X-RAY MACHINE | 1 | SIMENS | 5304 | 12904524 | 3000263074 | 0 | 0 | - | 0 | - | W
17982 | JANJGIR CHAMPA | PAMGARH | CHC | RADIOLOGY Dept. | X-RAY MACHINE | 1 | SIMENS | 5305 | 12904524 | 3000263075 | 0 | 0 | - | 0 | - | W
17983 | JANJGIR CHAMPA | PAMGARH | CHC | Pathology Lab. | MICROSCOPE | 1 | LEBOMED | VISION 2000 | 1938 | 3000263076 | 2014 | 0 | - | 0 | - | W
17984 | JANJGIR CHAMPA | PAMGARH | CHC | Pathology Lab. | CENTRIFUGE MACHINE | 1 | - | - | - | 3000263077 | 2014 | 0 | - | 0 | - | W
17985 | JANJGIR CHAMPA | PAMGARH | CHC | Pathology Lab. | COLOUR DOPPLER | 1 | LABMAD | - | 13046 | 3000263078 | 2014 | 0 | - | 0 | - | W
17986 | JANJGIR CHAMPA | PAMGARH | CHC | Pathology Lab. | CENTRIFUGE MACHINE | 1 | - | - | - | 3000263194 | 2012 | 0 | - | 0 | - | NW
17987 | JANJGIR CHAMPA | PAMGARH | CHC | Pathology Lab. | CENTRIFUGE MACHINE | 1 | - | - | - | 3000263195 | 2012 | 0 | - | 0 | - | NW
17988 | JANJGIR CHAMPA | PAMGARH | CHC | Pathology Lab. | CENTRIFUGE MACHINE | 1 | - | - | - | 3000263196 | 2012 | 0 | - | 0 | - | NW
17989 | JANJGIR CHAMPA | PAMGARH | CHC | OT | AUTOCLAVE | 1 | - | - | - | 3000263197 | 2012 | 0 | - | 0 | - | W
17990 | JANJGIR CHAMPA | PAMGARH | CHC | OT | SHADOWLESS LAMP | 1 | - | - | - | 3000263198 | 2012 | 0 | - | 0 | - | W
17991 | JANJGIR CHAMPA | PAMGARH | CHC | OT | BP MACHINE | 1 | LIFELINE | 163390 | 9421877 | 3000263199 | 2014 | 0 | - | 0 | - | W
17992 | JANJGIR CHAMPA | PAMGARH | CHC | OT | BP MACHINE | 1 | LIFELINE | 153390 | 2412 | 3000263200 | 2014 | 0 | - | 0 | - | W
17993 | JANJGIR CHAMPA | PAMGARH | CHC | Store Room | AUTOCLAVE | 1 | - | - | - | 3000263201 | 0 | 0 | - | 0 | - | NI
17994 | JANJGIR CHAMPA | PAMGARH | CHC | Store Room | ELECTRIC STERILIZER | 1 | - | - | - | 3000263202 | 0 | 0 | - | 0 | - | NI
17995 | JANJGIR CHAMPA | PAMGARH | CHC | Store Room | ELECTRIC STERILIZER | 1 | - | - | - | 3000263203 | 0 | 0 | - | 0 | - | NI
17996 | JANJGIR CHAMPA | PAMGARH | CHC | Store Room | ELECTRIC STERILIZER | 1 | - | - | - | 3000263204 | 0 | 0 | - | 0 | - | NI
17997 | JANJGIR CHAMPA | PAMGARH | CHC | Store Room | ELECTRIC STERILIZER | 1 | - | - | - | 3000263205 | 0 | 0 | - | 0 | - | NI
17998 | JANJGIR CHAMPA | PAMGARH | CHC | Store Room | ELECTRIC STERILIZER | 1 | - | - | - | 3000263206 | 0 | 0 | - | 0 | - | NI
17999 | JANJGIR CHAMPA | PAMGARH | CHC | Store Room | BABY WEIGHING SCALE | 1 | CROWN | - | - | 3000263207 | 0 | 0 | - | 0 | - | NI
18000 | JANJGIR CHAMPA | PAMGARH | CHC | Store Room | BABY WEIGHING SCALE | 1 | CROWN | - | - | 3000263208 | 0 | 0 | - | 0 | - | NI
18001 | JANJGIR CHAMPA | PAMGARH | CHC | Store Room | BABY WEIGHING SCALE | 1 | CROWN | - | - | 3000263209 | 0 | 0 | - | 0 | - | NI
18002 | JANJGIR CHAMPA | PAMGARH | CHC | Store Room | SUCTION APPARATUS | 1 | CROWN | - | - | 3000263210 | 0 | 0 | - | 0 | - | NI
18003 | JANJGIR CHAMPA | BARGOAN | PHC | OPD | BP MACHINE | 1 | DIAMOND | ISI-3390 | CM/L0196043 | 3000263028 | 0 | 0 | - | 0 | - | W
18004 | JANJGIR CHAMPA | BARGOAN | PHC | OPD | STETHOSCOPE | 1 | SANJEEVNI | - | - | 3000263029 | 0 | 0 | - | 0 | - | W
18005 | JANJGIR CHAMPA | BARGOAN | PHC | OPD | NEEDLE DESTROYER | 1 | MS | - | - | 3000263030 | 0 | 0 | - | 0 | - | W
18006 | JANJGIR CHAMPA | BARGOAN | PHC | OPD | ELECTRIC STERILIZER | 1 | - | - | - | 3000263031 | 0 | 0 | - | 0 | - | W
18007 | JANJGIR CHAMPA | BARGOAN | PHC | OPD | WEIGHING MACHINE | 1 | SAMSO | - | - | 3000263032 | 0 | 0 | - | 0 | - | W
18008 | JANJGIR CHAMPA | BARGOAN | PHC | OPD | BABY WEIGHING SCALE | 1 | CROWN | ISO-9001 | - | 3000263033 | 0 | 0 | - | 0 | - | W
18009 | JANJGIR CHAMPA | BARGOAN | PHC | DELIVERY ROOM | DELIVERY TABLE | 1 | - | - | - | 3000263034 | 0 | 0 | - | 0 | - | W
18010 | JANJGIR CHAMPA | BARGOAN | PHC | DELIVERY ROOM | OXYGEN CONCENTRATOR | 1 | ASHA | 3224 | - | 3000263035 | 0 | 0 | - | 0 | - | W
18011 | JANJGIR CHAMPA | BARGOAN | PHC | DELIVERY ROOM | Refrigerator | 1 | - | - | - | 3000263036 | 0 | 0 | - | 0 | - | W
18012 | JANJGIR CHAMPA | BHAINSO | PHC | OPD | BP MACHINE | 1 | SAMRTCORE | SCH | ISO13485 | 3000263017 | 0 | 0 | - | 0 | - | W
18013 | JANJGIR CHAMPA | BHAINSO | PHC | OPD | STETHOSCOPE | 1 | MEDICHECK | - | - | 3000263018 | 0 | 0 | - | 0 | - | W
18014 | JANJGIR CHAMPA | BHAINSO | PHC | OPD | SUCTION APPARATUS | 1 | EASY CARE | ESPCU 307 | 0 | 3000263019 | 0 | 0 | - | 0 | - | W
18015 | JANJGIR CHAMPA | BHAINSO | PHC | OPD | WEIGHING MACHINE | 1 | SAMSO | - | - | 3000263020 | 0 | 0 | - | 0 | - | W
18016 | JANJGIR CHAMPA | BHAINSO | PHC | OPD | RADIANT WARMER | 1 | CROWN | AN ISO 9001 | 0 | 3000263021 | 0 | 0 | - | 0 | - | W
18017 | JANJGIR CHAMPA | BHAINSO | PHC | OPD | SUCTION APPARATUS | 1 | ASHG | ISI 3224 | 0 | 3000263022 | 0 | 0 | - | 0 | - | W
18018 | JANJGIR CHAMPA | BHAINSO | PHC | DELIVERY ROOM | DELIVERY TABLE | 1 | - | 0 | 0 | 3000263023 | 0 | 0 | - | 0 | - | W
18019 | JANJGIR CHAMPA | BHAINSO | PHC | DELIVERY ROOM | ELECTRIC STERILIZER | 1 | ATLAS | 0 | 0 | 3000263024 | 0 | 0 | - | 0 | - | W
18020 | JANJGIR CHAMPA | BHAINSO | PHC | DELIVERY ROOM | NEBULIZER | 1 | AG-SOTE NEB | CE 0197 | CO90031863 | 3000263025 | 0 | 0 | - | 0 | - | W
18021 | JANJGIR CHAMPA | BHAINSO | PHC | ENT DEPARTMENT | ALPHABETIC VISION CHART | 1 | - | - | - | 3000263026 | 0 | 0 | - | 0 | - | W
18022 | JANJGIR CHAMPA | BHAINSO | PHC | ENT DEPARTMENT | EYE LENSE KIT | 1 | - | - | - | 3000263027 | 0 | 0 | - | 0 | - | W
18023 | JANJGIR CHAMPA | MULMULA | PHC | OPD | BP MACHINE | 1 | SAMRT CARE | SCH 10B | - | 3000263224 | 0 | 0 | - | 0 | - | W
18024 | JANJGIR CHAMPA | MULMULA | PHC | OPD | WEIGHING MACHINE | 1 | RAMON SURGICAL | - | - | 3000263225 | 0 | 0 | - | 0 | - | W
18025 | JANJGIR CHAMPA | MULMULA | PHC | DELIVERY ROOM | RADIANT WARMER | 1 | RAMON | ISO9001 | 0 | 3000263226 | 0 | 0 | - | 0 | - | W
18026 | JANJGIR CHAMPA | MULMULA | PHC | DELIVERY ROOM | ELECTRIC STERILIZER | 1 | - | - | - | 3000263227 | 0 | 0 | - | 0 | - | W
18027 | JANJGIR CHAMPA | MULMULA | PHC | DELIVERY ROOM | SUCTION APPARATUS | 1 | - | - | - | 3000263228 | 0 | 0 | - | 0 | - | W
18028 | JANJGIR CHAMPA | MULMULA | PHC | DELIVERY ROOM | NEEDLE DESTROYER | 1 | - | - | - | 3000263229 | 0 | 0 | - | 0 | - | W
18029 | JANJGIR CHAMPA | MULMULA | PHC | DELIVERY ROOM | SUCTION APPARATUS | 1 | - | - | - | 3000263230 | 0 | 0 | - | 0 | - | NW
18030 | JANJGIR CHAMPA | MULMULA | PHC | DELIVERY ROOM | ALPHABETIC VISION CHART | 1 | - | - | - | 3000263231 | 0 | 0 | - | 0 | - | W
18031 | JANJGIR CHAMPA | MULMULA | PHC | DELIVERY ROOM | ALPHABETIC VISION CHART | 1 | - | - | - | 3000263232 | 0 | 0 | - | 0 | - | W
18032 | JANJGIR CHAMPA | MULMULA | PHC | DELIVERY ROOM | (EAR)AUTOSCOPE MACHINE | 1 | - | - | - | 3000263233 | 0 | 0 | - | 0 | - | W
18033 | JANJGIR CHAMPA | MULMULA | PHC | DELIVERY ROOM | BP MACHINE | 1 | SAMRTCARE | - | - | 3000263234 | 0 | 0 | - | 0 | - | W
18034 | JANJGIR CHAMPA | Pamgarh | PHC | Other Dept.
18035 | JANJGIR CHAMPA | SAKTI | CHC | OPD | AUTOCLAVE | 1 | - | - | - | 3000252031 | 0 | 0 | - | 0 | - | NW
18036 | JANJGIR CHAMPA | SAKTI | CHC | OPD | AUTOCLAVE | 1 | - | - | - | 3000252032 | 0 | 0 | - | 0 | - | NW
18037 | JANJGIR CHAMPA | SAKTI | CHC | OPD | AUTOCLAVE | 1 | - | - | - | 3000252033 | 0 | 0 | - | 0 | - | NW
18038 | JANJGIR CHAMPA | SAKTI | CHC | OPD | AUTOCLAVE | 1 | - | - | - | 3000252034 | 0 | 0 | - | 0 | - | NW
18039 | JANJGIR CHAMPA | SAKTI | CHC | OPD | AUTOCLAVE | 1 | - | - | - | 3000252035 | 0 | 0 | - | 0 | - | NW
18040 | JANJGIR CHAMPA | SAKTI | CHC | OPD | OXYGEN CONCENTRATOR | 1 | - | - | - | 3000252036 | 0 | 0 | - | 0 | - | W
18041 | JANJGIR CHAMPA | SAKTI | CHC | OPD | HUB CUTTER | 1 | MICROCIL | - | - | 3000252001 | 0 | 0 | - | 0 | - | W
18042 | JANJGIR CHAMPA | SAKTI | CHC | OT | HYDRAULIC TABLE | 1 | - | - | - | 3000252002 | 0 | 0 | - | 0 | - | W
18043 | JANJGIR CHAMPA | SAKTI | CHC | OT | OXYGEN CONCENTRATOR | 1 | - | - | - | 3000252003 | 0 | 0 | - | 0 | - | W
18044 | JANJGIR CHAMPA | SAKTI | CHC | OT | BP MACHINE | 1 | - | - | - | 3000252004 | 0 | 0 | - | 0 | - | NW
18045 | JANJGIR CHAMPA | SAKTI | CHC | OT | SUCTION APPARATUS | 1 | - | - | - | 3000252005 | 0 | 0 | - | 0 | - | NW
18046 | JANJGIR CHAMPA | SAKTI | CHC | OT | SHADOWLESS LAMP | 1 | - | - | - | 3000252006 | 0 | 0 | - | 0 | - | NW
18047 | JANJGIR CHAMPA | SAKTI | CHC | OT | HYDRAULIC TABLE | 1 | - | - | - | 3000252007 | 0 | 0 | - | 0 | - | W
18048 | JANJGIR CHAMPA | SAKTI | CHC | OT | ELECTRIC STERILIZER | 1 | XCELL MACHINE | - | - | 3000252008 | 0 | 0 | - | 0 | - | W
18049 | JANJGIR CHAMPA | SAKTI | CHC | OT | OXYGEN CONCENTRATOR | 1 | - | - | - | 3000252009 | 0 | 0 | - | 0 | - | W
18050 | JANJGIR CHAMPA | SAKTI | CHC | OT | RADIANT WARMER | 1 | - | - | - | 3000252010 | 0 | 0 | - | 0 | - | W
18051 | JANJGIR CHAMPA | SAKTI | CHC | OT | ELECTRIC STERILIZER | 1 | - | - | - | 3000252011 | 0 | 0 | - | 0 | - | NW
18052 | JANJGIR CHAMPA | SAKTI | CHC | OT | ELECTRIC STERILIZER | 1 | - | - | - | 3000252012 | 0 | 0 | - | 0 | - | W
18053 | JANJGIR CHAMPA | SAKTI | CHC | OT | SUCTION APPARATUS | 1 | - | - | - | 3000252013 | 0 | 0 | - | 0 | - | NW
18054 | JANJGIR CHAMPA | SAKTI | CHC | OT | BABY WEIGHING SCALE | 1 | - | - | - | 3000252014 | 0 | 0 | - | 0 | - | W
18055 | JANJGIR CHAMPA | SAKTI | CHC | OT | BP MACHINE | 1 | - | - | - | 3000252015 | 0 | 0 | - | 0 | - | W
18056 | JANJGIR CHAMPA | SAKTI | CHC | OT | BP MACHINE | 1 | - | - | - | 3000252016 | 0 | 0 | - | 0 | - | NW
18057 | JANJGIR CHAMPA | SAKTI | CHC | OT | ELECTRIC STERILIZER | 1 | - | - | - | 3000252017 | 0 | 0 | - | 0 | - | W
18058 | JANJGIR CHAMPA | SAKTI | CHC | OT | BABY WEIGHING SCALE | 1 | - | - | - | 3000252018 | 0 | 0 | - | 0 | - | W
18059 | JANJGIR CHAMPA | SAKTI | CHC | DELIVERY ROOM | SHADOWLESS LAMP | 1 | - | - | - | 3000252019 | 0 | 0 | - | 0 | - | W
18060 | JANJGIR CHAMPA | SAKTI | CHC | DELIVERY ROOM | SUCTION APPARATUS | 1 | HIC | - | - | 3000252020 | 0 | 0 | - | 0 | - | W
18061 | JANJGIR CHAMPA | SAKTI | CHC | DELIVERY ROOM | BABY WEIGHING SCALE | 1 | - | - | - | 3000252021 | 0 | 0 | - | 0 | - | W
18062 | JANJGIR CHAMPA | SAKTI | CHC | DELIVERY ROOM | BABY WEIGHING SCALE | 1 | WEIGHT | - | - | 3000252022 | 0 | 0 | - | 0 | - | W
18063 | JANJGIR CHAMPA | SAKTI | CHC | DELIVERY ROOM | HUB CUTTER | 1 | PIONEER | - | - | 3000252023 | 0 | 0 | - | 0 | - | W
18064 | JANJGIR CHAMPA | SAKTI | CHC | DELIVERY ROOM | HUB CUTTER | 1 | PIONEER | - | - | 3000252024 | 0 | 0 | - | 0 | - | W
18065 | JANJGIR CHAMPA | SAKTI | CHC | DELIVERY ROOM | HUB CUTTER | 1 | METRO | - | - | 3000252025 | 0 | 0 | - | 0 | - | W
18066 | JANJGIR CHAMPA | SAKTI | CHC | DELIVERY ROOM | HUB CUTTER | 1 | MS | - | - | 3000252026 | 0 | 0 | - | 0 | - | W
18067 | JANJGIR CHAMPA | SAKTI | CHC | DELIVERY ROOM | CENTRIFUGE MACHINE | 1 | - | - | - | 3000252027 | 0 | 0 | - | 0 | - | W
18068 | JANJGIR CHAMPA | SAKTI | CHC | DELIVERY ROOM | MICROSCOPE | 1 | ZEISS | - | - | 3000252028 | 0 | 0 | - | 0 | - | W
18069 | JANJGIR CHAMPA | SAKTI | CHC | DELIVERY ROOM | HUB CUTTER | 1 | MS | - | - | 3000252029 | 0 | 0 | - | 0 | - | W
18070 | JANJGIR CHAMPA | SAKTI | CHC | DELIVERY ROOM | AUTOCLAVE | 1 | - | - | - | 3000252030 | 0 | 0 | - | 0 | - | NW
18071 | JANJGIR CHAMPA | BARPALIKALA | PHC | OPD | BP MACHINE | 1 | - | - | - | 3000243177 | 0 | 0 | - | 0 | - | W
18072 | JANJGIR CHAMPA | BARPALIKALA | PHC | OPD | ELECTRIC STERILIZER | 1 | - | - | - | 3000243178 | 0 | 0 | - | 0 | - | W
18073 | JANJGIR CHAMPA | BARPALIKALA | PHC | OPD | HUB CUTTER | 1 | - | - | - | 3000243179 | 0 | 0 | - | 0 | - | W
18074 | JANJGIR CHAMPA | BARPALIKALA | PHC | OPD | BP MACHINE | 1 | - | - | - | 3000243180 | 0 | 0 | - | 0 | - | W
18075 | JANJGIR CHAMPA | BARPALIKALA | PHC | OPD | BABY WEIGHING SCALE | 1 | - | - | - | 3000243181 | 0 | 0 | - | 0 | - | W
18076 | JANJGIR CHAMPA | BARPALIKALA | PHC | OPD | RADIANT WARMER | 1 | GALTORON | - | - | 3000243182 | 0 | 0 | - | 0 | - | W
18077 | JANJGIR CHAMPA | BARPALIKALA | PHC | DELIVERY ROOM | Oxygen Cylinder | 1 | - | - | - | 3000243183 | 0 | 0 | - | 0 | - | W
18078 | JANJGIR CHAMPA | BARPALIKALA | PHC | DELIVERY ROOM | ELECTRIC STERILIZER | 1 | - | - | - | 3000243185 | 0 | 0 | - | 0 | - | W
18079 | JANJGIR CHAMPA | DEWARI | PHC | OPD | BP MACHINE | 1 | ASHOKA | - | - | 3000329102 | 0 | 0 | - | 0 | - | W
18080 | JANJGIR CHAMPA | DEWARI | PHC | OPD | ELECTRIC STERILIZER | 1 | - | - | - | 3000329103 | 0 | 0 | - | 0 | - | NW
18081 | JANJGIR CHAMPA | DEWARI | PHC | OPD | NEBULIZER | 1 | - | - | - | 3000329104 | 0 | 0 | - | 0 | - | W
18082 | JANJGIR CHAMPA | DEWARI | PHC | OPD | FOETAL DOPPLER | 1 | WCOMRI | - | - | 3000329105 | 0 | 0 | - | 0 | - | W
18083 | JANJGIR CHAMPA | DEWARI | PHC | OPD | OXYGEN CONCENTRATOR | 1 | - | - | - | 3000329106 | 0 | 0 | - | 0 | - | W
18084 | JANJGIR CHAMPA | DEWARI | PHC | OPD | RADIANT WARMER | 1 | OPAI CARE | - | - | 3000329107 | 0 | 0 | - | 0 | - | W
18085 | JANJGIR CHAMPA | DEWARI | PHC | DELIVERY ROOM | BABY WEIGHING SCALE | 1 | - | - | - | 3000329108 | 0 | 0 | - | 0 | - | W
18086 | JANJGIR CHAMPA | DEWARI | PHC | DELIVERY ROOM | SUCTION APPARATUS | 1 | - | - | - | 3000329109 | 0 | 0 | - | 0 | - | W
18087 | JANJGIR CHAMPA | DEWARI | PHC | DELIVERY ROOM | GLUCO METER | 1 | PUROY | - | - | 3000329110 | 0 | 0 | - | 0 | - | W
18088 | JANJGIR CHAMPA | DEWARI | PHC | DELIVERY ROOM | HUB CUTTER | 1 | - | - | - | 3000329111 | 0 | 0 | - | 0 | - | NI
18089 | JANJGIR CHAMPA | DEWARI | PHC | DELIVERY ROOM | BP MACHINE | 1 | - | - | - | 3000329118 | 0 | 0 | - | 0 | - | NW
18090 | JANJGIR CHAMPA | DEWARI | PHC | DELIVERY ROOM | SUCTION APPARATUS | 1 | - | - | - | 3000329117 | 0 | 0 | - | 0 | - | NW
18091 | JANJGIR CHAMPA | DEWARI | PHC | Store Room | BABY WEIGHING SCALE | 1 | - | - | - | 3000329112 | 0 | 0 | - | 0 | - | NI
18092 | JANJGIR CHAMPA | DEWARI | PHC | Store Room | BABY WEIGHING SCALE | 1 | - | - | - | 3000329113 | 0 | 0 | - | 0 | - | NI
18093 | JANJGIR CHAMPA | DEWARI | PHC | Store Room | BABY WEIGHING SCALE | 1 | - | - | - | 3000329114 | 0 | 0 | - | 0 | - | NI
18094 | JANJGIR CHAMPA | DEWARI | PHC | Store Room | BABY WEIGHING SCALE | 1 | - | - | - | 3000329115 | 0 | 0 | - | 0 | - | NI
18095 | JANJGIR CHAMPA | DEWARI | PHC | Store Room | BABY WEIGHING SCALE | 1 | - | - | - | 3000329116 | 0 | 0 | - | 0 | - | NI
18096 | JANJGIR CHAMPA | DEWARI | PHC | Store Room | BP MACHINE | 1 | - | - | - | 3000329119 | 0 | 0 | - | 0 | - | NI
18097 | JANJGIR CHAMPA | DEWARI | PHC | Store Room | ELECTRIC STERILIZER | 1 | - | - | - | 3000329120 | 0 | 0 | - | 0 | - | NW
18098 | JANJGIR CHAMPA | JARVE | PHC | Store Room | AUTOCLAVE | 1 | - | - | - | 3000243233 | 0 | 0 | - | 0 | - | NW
18099 | JANJGIR CHAMPA | JARVE | PHC | Store Room | AUTOCLAVE | 1 | - | - | - | 3000243234 | 0 | 0 | - | 0 | - | NW
18100 | JANJGIR CHAMPA | JARVE | PHC | Store Room | NEBULIZER | 1 | - | - | - | 3000243235 | 0 | 0 | - | 0 | - | W
18101 | JANJGIR CHAMPA | JARVE | PHC | Store Room | NEEDLE DESTROYER | 1 | - | - | - | 3000243236 | 0 | 0 | - | 0 | - | W
18102 | JANJGIR CHAMPA | JARVE | PHC | Store Room | BP MACHINE | 1 | IDLAL | - | 98117303 | 3000243237 | 0 | 0 | - | 0 | - | W
18103 | JANJGIR CHAMPA | JARVE | PHC | Store Room | BP MACHINE | 1 | DIMOND | - | - | 3000243184 | 0 | 0 | - | 0 | - | W
18104 | JANJGIR CHAMPA | JARVE | PHC | OPD | BP MACHINE | 1 | DIMOND | - | - | 3000243227 | 0 | 0 | - | 0 | - | W
18105 | JANJGIR CHAMPA | JARVE | PHC | OPD | ELECTRIC STERILIZER | 1 | - | - | - | 3000243228 | 0 | 0 | - | 0 | - | NW
18106 | JANJGIR CHAMPA | JARVE | PHC | OPD | ELECTRIC STERILIZER | 1 | - | - | - | 3000243229 | 0 | 0 | - | 0 | - | NW
18107 | JANJGIR CHAMPA | JARVE | PHC | OPD | ELECTRIC STERILIZER | 1 | - | - | - | 3000243230 | 0 | 0 | - | 0 | - | NW
18108 | JANJGIR CHAMPA | JARVE | PHC | OPD | ELECTRIC STERILIZER | 1 | - | - | - | 3000243231 | 0 | 0 | - | 0 | - | NW
18109 | JANJGIR CHAMPA | JARVE | PHC | OPD | ELECTRIC STERILIZER | 1 | - | - | - | 3000243232 | 0 | 0 | - | 0 | - | NW
18110 | JANJGIR CHAMPA | JARVE | PHC | DELIVERY ROOM | BABY WEIGHING SCALE | 1 | - | - | - | 3000243221 | 0 | 0 | - | 0 | - | W
18111 | JANJGIR CHAMPA | JARVE | PHC | DELIVERY ROOM | ELECTRIC STERILIZER | 1 | - | - | - | 3000243222 | 0 | 0 | - | 0 | - | W
18112 | JANJGIR CHAMPA | JARVE | PHC | DELIVERY ROOM | Oxygen Cylinder | 1 | - | - | - | 3000243223 | 0 | 0 | - | 0 | - | W
18113 | JANJGIR CHAMPA | JARVE | PHC | DELIVERY ROOM | RADIANT WARMER | 1 | - | - | - | 3000243224 | 0 | 0 | - | 0 | - | W
18114 | JANJGIR CHAMPA | JARVE | PHC | DELIVERY ROOM | SUCTION APPARATUS | 1 | - | - | - | 3000243225 | 0 | 0 | - | 0 | - | W
18115 | JANJGIR CHAMPA | JARVE | PHC | DELIVERY ROOM | SUCTION APPARATUS | 1 | - | - | - | 3000243226 | 0 | 0 | - | 0 | - | NW
18116 | JANJGIR CHAMPA | KURDA | PHC | OPD | NEEDLE DESTROYER | 1 | MICROSCOPE | - | - | 3000243162 | 0 | 0 | - | 0 | - | W
18117 | JANJGIR CHAMPA | KURDA | PHC | Pathology Lab. | NEEDLE DESTROYER | 1 | - | - | - | 3000243163 | 0 | 0 | - | 0 | - | W
18118 | JANJGIR CHAMPA | KURDA | PHC | Pathology Lab. | MICROSCOPE | 1 | LABOMED | VISON 2000 | 899105 | 3000243164 | 0 | 0 | - | 0 | - | W
18119 | JANJGIR CHAMPA | KURDA | PHC | Pathology Lab. | BP MACHINE | 1 | DIMOND | - | - | 3000243165 | 0 | 0 | - | 0 | - | W
18120 | JANJGIR CHAMPA | KURDA | PHC | Pathology Lab. | ELECTRIC STERILIZER | 1 | - | - | - | 3000243166 | 0 | 0 | - | 0 | - | W
18121 | JANJGIR CHAMPA | KURDA | PHC | Pathology Lab. | BP MACHINE | 1 | - | - | 8131526 | 3000243167 | 0 | 0 | - | 0 | - | W
18122 | JANJGIR CHAMPA | KURDA | PHC | DELIVERY ROOM | RADIANT WARMER | 1 | ODANWAYAR | - | - | 3000243168 | 0 | 0 | - | 0 | - | W
18123 | JANJGIR CHAMPA | KURDA | PHC | DELIVERY ROOM | BABY WEIGHING SCALE | 1 | - | - | - | 3000243169 | 0 | 0 | - | 0 | - | W
18124 | JANJGIR CHAMPA | KURDA | PHC | DELIVERY ROOM | Oxygen Cylinder | 1 | - | - | - | 3000243170 | 0 | 0 | - | 0 | - | W
18125 | JANJGIR CHAMPA | KURDA | PHC | DELIVERY ROOM | SUCTION APPARATUS | 1 | - | - | - | 3000243171 | 0 | 0 | - | 0 | - | W
18126 | JANJGIR CHAMPA | KURDA | PHC | DELIVERY ROOM | ELECTRIC STERILIZER | 1 | - | - | - | 3000243172 | 0 | 0 | - | 0 | - | W
18127 | JANJGIR CHAMPA | KURDA | PHC | DELIVERY ROOM | NEEDLE DESTROYER | 1 | - | - | - | 3000243173 | 0 | 0 | - | 0 | - | W
18128 | JANJGIR CHAMPA | KURDA | PHC | DELIVERY ROOM | AUTOCLAVE | 1 | - | - | - | 3000243176 | 0 | 0 | - | 0 | - | W
18129 | JANJGIR CHAMPA | KURDA | PHC | DELIVERY ROOM | ELECTRIC STERILIZER | 1 | - | - | - | 3000243174 | 0 | 0 | - | 0 | - | W
18130 | JANJGIR CHAMPA | KURDA | PHC | DELIVERY ROOM | BABY WEIGHING SCALE | 1 | - | - | - | 3000243175 | 0 | 0 | - | 0 | - | NW
18131 | JANJGIR CHAMPA | LAVSARA | PHC | OPD | BP MACHINE | 1 | DIAMOND | - | - | 3000252037 | 0 | 0 | - | 0 | - | W
18132 | JANJGIR CHAMPA | LAVSARA | PHC | OPD | NEBULIZER | 1 | - | - | - | 3000252038 | 0 | 0 | - | 0 | - | W
18133 | JANJGIR CHAMPA | LAVSARA | PHC | OPD | AUTOCLAVE | 1 | - | - | - | 3000252039 | 0 | 0 | - | 0 | - | W
18134 | JANJGIR CHAMPA | LAVSARA | PHC | OPD | HUB CUTTER | 1 | - | - | - | 3000252040 | 0 | 0 | - | 0 | - | W
18135 | JANJGIR CHAMPA | LAVSARA | PHC | OPD | NEBULIZER | 1 | - | - | - | 3000252041 | 0 | 0 | - | 0 | - | NW
18136 | JANJGIR CHAMPA | LAVSARA | PHC | OPD | OXYGEN CONCENTRATOR | 1 | - | - | - | 3000252042 | 0 | 0 | - | 0 | - | W
18137 | JANJGIR CHAMPA | MASNIYAKALA | PHC | OPD | BP MACHINE | 1 | LIFE LINE | - | - | 3000252297 | 0 | 0 | - | 0 | - | W
18138 | JANJGIR CHAMPA | MASNIYAKALA | PHC | OPD | BP MACHINE | 1 | LIFE LINE | - | 19318 | 3000252298 | 0 | 0 | - | 0 | - | W
18139 | JANJGIR CHAMPA | MASNIYAKALA | PHC | OPD | AUTOCLAVE | 1 | - | - | - | 3000252299 | 0 | 0 | - | 0 | - | NW
18140 | JANJGIR CHAMPA | MASNIYAKALA | PHC | OPD | ELECTRIC STERILIZER | 1 | - | - | - | 3000252300 | 0 | 0 | - | 0 | - | W
18141 | JANJGIR CHAMPA | MASNIYAKALA | PHC | OPD | NEEDLE DESTROYER | 1 | RIDHEAH | - | - | 3000252301 | 0 | 0 | - | 0 | - | W
18142 | JANJGIR CHAMPA | MASNIYAKALA | PHC | OPD | ELECTRIC STERILIZER | 1 | - | - | - | 3000252302 | 0 | 0 | - | 0 | - | NW
18143 | JANJGIR CHAMPA | MASNIYAKALA | PHC | DELIVERY ROOM | BABY WEIGHING SCALE | 1 | CROWN | - | - | 3000252303 | 0 | 0 | - | 0 | - | W
18144 | JANJGIR CHAMPA | MASNIYAKALA | PHC | DELIVERY ROOM | NEEDLE DESTROYER | 1 | METRO | - | - | 3000252304 | 0 | 0 | - | 0 | - | W
18145 | JANJGIR CHAMPA | MASNIYAKALA | PHC | DELIVERY ROOM | NEBULIZER | 1 | DR DIAR | HEMOPELO | IN0303141000365 | 3000252305 | 2015 | 0 | - | 0 | - | W
18146 | JANJGIR CHAMPA | MASNIYAKALA | PHC | DELIVERY ROOM | ELECTRIC STERILIZER | 1 | - | - | - | 3000252306 | 0 | 0 | - | 0 | - | W
18147 | JANJGIR CHAMPA | MASNIYAKALA | PHC | DELIVERY ROOM | BP MACHINE | 1 | DIAMOND | - | - | 3000252307 | 0 | 0 | - | 0 | - | NW
18148 | JANJGIR CHAMPA | PARTHA | PHC | Store Room | ELECTRIC STERILIZER | 1 | - | - | - | 3000252283 | 0 | 0 | - | 0 | - | NW
18149 | JANJGIR CHAMPA | PARTHA | PHC | Store Room | ELECTRIC STERILIZER | 1 | - | - | - | 3000252284 | 0 | 0 | - | 0 | - | NW
18150 | JANJGIR CHAMPA | PARTHA | PHC | Store Room | ELECTRIC STERILIZER | 1 | - | - | - | 3000252285 | 0 | 0 | - | 0 | - | NW
18151 | JANJGIR CHAMPA | PARTHA | PHC | Store Room | AUTOCLAVE | 1 | - | - | - | 3000252286 | 0 | 0 | - | 0 | - | NW
18152 | JANJGIR CHAMPA | PARTHA | PHC | Store Room | ELECTRIC STERILIZER | 1 | - | - | - | 3000252287 | 0 | 0 | - | 0 | - | NW
18153 | JANJGIR CHAMPA | PARTHA | PHC | Store Room | ELECTRIC STERILIZER | 1 | - | - | - | 3000252288 | 0 | 0 | - | 0 | - | NW
18154 | JANJGIR CHAMPA | PARTHA | PHC | OPD | BP MACHINE | 1 | DIAMOND | - | - | 3000252277 | 0 | 0 | - | 0 | - | W
18155 | JANJGIR CHAMPA | PARTHA | PHC | OPD | FOETAL DOPPLER | 1 | MEHAR | - | - | 3000252278 | 0 | 0 | - | 0 | - | W
18156 | JANJGIR CHAMPA | PARTHA | PHC | OPD | BABY WEIGHING SCALE | 1 | - | - | - | 3000252279 | 0 | 0 | - | 0 | - | W
18157 | JANJGIR CHAMPA | PARTHA | PHC | OPD | MICROSCOPE | 1 | LABOMED | - | - | 3000252280 | 0 | 0 | - | 0 | - | W
18158 | JANJGIR CHAMPA | PARTHA | PHC | OPD | CENTRIFUGE MACHINE | 1 | - | - | - | 3000252281 | 0 | 0 | - | 0 | - | W
18159 | JANJGIR CHAMPA | PARTHA | PHC | OPD | NEEDLE DESTROYER | 1 | - | - | - | 3000252282 | 0 | 0 | - | 0 | - | W
18160 | JANJGIR CHAMPA | PARTHA | PHC | DELIVERY ROOM | ELECTRIC STERILIZER | 1 | ATLAS | - | - | 3000252295 | 0 | 0 | - | 0 | - | W
18161 | JANJGIR CHAMPA | PARTHA | PHC | DELIVERY ROOM | SUCTION APPARATUS | 1 | - | - | - | 3000252296 | 0 | 0 | - | 0 | - | W
18162 | JANJGIR CHAMPA | PARTHA | PHC | Store Room | ELECTRIC STERILIZER | 1 | - | - | - | 3000252289 | 0 | 0 | - | 0 | - | NW
18163 | JANJGIR CHAMPA | PARTHA | PHC | DELIVERY ROOM | RADIANT WARMER | 1 | - | - | - | 3000252290 | 0 | 0 | - | 0 | - | NW
18164 | JANJGIR CHAMPA | PARTHA | PHC | DELIVERY ROOM | BABY WEIGHING SCALE | 1 | CORAVNC | - | - | 3000252291 | 0 | 0 | - | 0 | - | NW
18165 | JANJGIR CHAMPA | PARTHA | PHC | DELIVERY ROOM | ELECTRIC STERILIZER | 1 | - | - | - | 3000252292 | 0 | 0 | - | 0 | - | NW
18166 | JANJGIR CHAMPA | PARTHA | PHC | DELIVERY ROOM | OT TABLE | 1 | - | - | - | 3000252293 | 0 | 0 | - | 0 | - | W
18167 | JANJGIR CHAMPA | PARTHA | PHC | DELIVERY ROOM | BP MACHINE | 1 | PRAIMER | - | - | 3000252294 | 0 | 0 | - | 0 | - | W
18168 | JASHPUR | DISTIC HOSPITAL | DH | Pathology Lab. | MICROSCOPE | 1 | OLYMUS C*21 | C*211FSI | 1205096 | 3000342689 | 0 | 0 | - | 0 | - | W
18169 | JASHPUR | DISTIC HOSPITAL | DH | Pathology Lab. | NEEDLE DESTROYER | 1 | 0 | NE-360 | 1708/03 | 3000342690 | 0 | 0 | - | 0 | - | W
18170 | JASHPUR | DISTIC HOSPITAL | DH | Pathology Lab. | CENTRIFUGE MACHINE | 1 | REMI | R.8C | 5766 | 3000342691 | 0 | 0 | - | 0 | - | W
18171 | JASHPUR | DISTIC HOSPITAL | DH | Pathology Lab. | ELECTRIC STERILIZER | 1 | GLSW | 0 | 0 | 3000342692 | 0 | 0 | - | 0 | - | W
18172 | JASHPUR | DISTIC HOSPITAL | DH | Pathology Lab. | AUTO ANALYZER | 1 | CHEM | 5* | 0 | 3000342693 | 0 | 0 | - | 0 | - | W
18173 | JASHPUR | DISTIC HOSPITAL | DH | Pathology Lab. | 5 PART HEAMATOLOGY ANALYGER | 1 | SYSMEX | K*21 | 0 | 3000342694 | 0 | 0 | - | 0 | - | NW
18174 | JASHPUR | DISTIC HOSPITAL | DH | Pathology Lab. | BLOOD BAG TUBE SEALER MACHINE | 1 | CARE | 0 | 0 | 3000342695 | 0 | 0 | - | 0 | - | W
18175 | JASHPUR | DISTIC HOSPITAL | DH | Blood Bank | BLOOD DONOR COACH | 1 | 0 | LDC-11 | 14034114 | 3000342696 | 0 | 0 | - | 0 | - | W
18176 | JASHPUR | DISTIC HOSPITAL | DH | Blood Bank | BLOOD DONOR COACH | 1 | LAB TOP | 0 |  | 3000342697 | 0 | 0 | - | 0 | - | W
18177 | JASHPUR | DISTIC HOSPITAL | DH | ICCU | VENTILATOR | 1 | TWISTER ADVENT | 0 | ADSOX1008028 | 3000342698 | 0 | 0 | - | 0 | - | W
18178 | JASHPUR | DISTIC HOSPITAL | DH | ICCU | VENTILATOR | 1 | TWISTER ADVENT | 0 | ADSOX1008037 | 3000342699 | 0 | 0 | - | 0 | - | W
18179 | JASHPUR | DISTIC HOSPITAL | DH | ICCU | CARDIAC MONITOR | 1 | EREA N1 | 0 | 0 | 3000342700 | 0 | 0 | - | 0 | - | W
18180 | JASHPUR | DISTIC HOSPITAL | DH | DELIVERY ROOM | SUCTION APPARATUS | 1 | SHIVA | 0 | 0 | 3000342701 | 0 | 0 | - | 0 | - | W
18181 | JASHPUR | DISTIC HOSPITAL | DH | OPD | SUCTION APPARATUS | 1 | 0 | 0 | 0 | 3000342702 | 0 | 0 | - | 0 | - | W
18182 | JASHPUR | DISTIC HOSPITAL | DH | DELIVERY ROOM | SUCTION APPARATUS | 1 | GEN-X | 0 | 0 | 3000342703 | 0 | 0 | - | 0 | - | W
18183 | JASHPUR | DISTIC HOSPITAL | DH | RADIOLOGY Dept. | Mobile X-RAY MACHINE | 1 | 0 | 0 | 0 | 3000342704 | 0 | 0 | - | 0 | - | W
18184 | JASHPUR | DISTIC HOSPITAL | DH | DELIVERY ROOM | SUCTION APPARATUS | 1 | SHIVA | 0 | 0 | 3000342705 | 0 | 0 | - | 0 | - | W
18185 | JASHPUR | DISTIC HOSPITAL | DH | ECG Room | SUCTION APPARATUS | 1 | 0 | 0 | 0 | 3000342706 | 0 | 0 | - | 0 | - | W
18186 | JASHPUR | DISTIC HOSPITAL | DH | ECG Room | ECG RECORDER | 1 | MLMDR | R3 | 0 | 3000342707 | 0 | 0 | - | 0 | - | W
18187 | JASHPUR | DISTIC HOSPITAL | DH | ECG Room | SUCTION APPARATUS | 1 | GEN-X | 0 | 0 | 3000342708 | 0 | 0 | - | 0 | - | W
18188 | JASHPUR | DISTIC HOSPITAL | DH | ENT DEPARTMENT | SHADOWLESS LAMP | 1 | 0 | 0 | 0 | 3000342709 | 0 | 0 | - | 0 | - | W
18189 | JASHPUR | DISTIC HOSPITAL | DH | ENT DEPARTMENT | AUTO REFRACTOMETER | 1 | 0 | 0 | 0 | 3000342710 | 0 | 0 | - | 0 | - | W
18190 | JASHPUR | DISTIC HOSPITAL | DH | ENT DEPARTMENT | BP MACHINE | 1 | 0 | 0 | 0 | 3000342711 | 0 | 0 | - | 0 | - | W
18191 | JASHPUR | DISTIC HOSPITAL | DH | Vaccination Room | ELECTRIC STERILIZER | 1 | 0 | 0 | 0 | 3000342712 | 0 | 0 | - | 0 | - | W
18192 | JASHPUR | DISTIC HOSPITAL | DH | Vaccination Room | NEEDLE DESTROYER | 1 | PIONEER | 0 | 0 | 3000342713 | 0 | 0 | - | 0 | - | W
18193 | JASHPUR | DISTIC HOSPITAL | DH | RADIOLOGY Dept. | X-RAY MACHINE | 1 | BHARAT ELECTRONICS 500MA | 0 | E02877 | 3000342714 | 0 | 0 | - | 0 | - | W
18194 | JASHPUR | DISTIC HOSPITAL | DH | RADIOLOGY Dept. | X-RAY MACHINE | 1 | ALTERNGERS 160MA | 0 | 0 | 3000342715 | 0 | 0 | - | 0 | - | NW
18195 | JASHPUR | DISTIC HOSPITAL | DH | RADIOLOGY Dept. | C-ARM IMAGE INTENSIFIER | 1 | SIEMENS | 4C 5601 | 3094 | 3000342716 | 0 | 0 | - | 0 | - | NW
18196 | JASHPUR | DISTIC HOSPITAL | DH | OT | BP MACHINE | 1 | ASHOKA | 0 | 98135641 | 3000342717 | 0 | 0 | - | 0 | - | W
18197 | JASHPUR | DISTIC HOSPITAL | DH | OT | NEEDLE DESTROYER | 1 | SAI LIFE | 0 | 0 | 3000342718 | 0 | 0 | - | 0 | - | W
18198 | JASHPUR | DISTIC HOSPITAL | DH | OT | SLIT LAMP | 1 | 0 | 0 | 0 | 3000342719 | 0 | 0 | - | 0 | - | W
18199 | JASHPUR | DISTIC HOSPITAL | DH | OT | AUTOCLAVE | 1 | 0 | 0 | 0 | 3000342720 | 0 | 0 | - | 0 | - | NW
18200 | JASHPUR | DISTIC HOSPITAL | DH | OT | AUTOCLAVE | 1 | 0 | 0 | 0 | 3000342721 | 0 | 0 | - | 0 | - | NW
18201 | JASHPUR | DISTIC HOSPITAL | DH | OT | NEEDLE DESTROYER | 1 | 0 | 0 | 0 | 3000342722 | 0 | 0 | - | 0 | - | W
18202 | JASHPUR | DISTIC HOSPITAL | DH | OT | ECG RECORDER | 1 | MINDREY | R-3 | 45003216 | 3000342723 | 0 | 0 | - | 0 | - | W
18203 | JASHPUR | DISTIC HOSPITAL | DH | OT | BABY WEIGHING SCALE | 1 | SHUVARNA | 0 | 0 | 3000342724 | 0 | 0 | - | 0 | - | W
18204 | JASHPUR | DISTIC HOSPITAL | DH | OT | NEEDLE DESTROYER | 1 | PIONEER | 0 | 0 | 3000342725 | 0 | 0 | - | 0 | - | W
18205 | JASHPUR | DISTIC HOSPITAL | DH | OT | RADIANT WARMER | 1 | PHONEX | 0 | 6354 | 3000342726 | 0 | 0 | - | 0 | - | W
18206 | JASHPUR | DISTIC HOSPITAL | DH | OT | SUCTION APPARATUS | 1 | YOGA MAX | 0 | 0 | 3000342727 | 0 | 0 | - | 0 | - | W
18207 | JASHPUR | DISTIC HOSPITAL | DH | OT | ANESTHESIA MACHINE | 1 | 0 | 0 | 0 | 3000342728 | 0 | 0 | - | 0 | - | W
18208 | JASHPUR | DISTIC HOSPITAL | DH | OT | EMERGENCY LIGHT | 1 | 0 | 0 | 0 | 3000342729 | 0 | 0 | - | 0 | - | W
18209 | JASHPUR | DISTIC HOSPITAL | DH | OT | SHADOWLESS LAMP | 1 | 0 | 0 | 0 | 3000342730 | 0 | 0 | - | 0 | - | W
18210 | JASHPUR | DISTIC HOSPITAL | DH | OT | SHADOWLESS LAMP | 1 | 0 | 0 | 0 | 3000342731 | 0 | 0 | - | 0 | - | W
18211 | JASHPUR | DISTIC HOSPITAL | DH | OT | OT TABLE | 1 | NARULA UDYOG | 520500 | 520500/2009/016 | 3000342732 | 0 | 0 | - | 0 | - | W
18212 | JASHPUR | DISTIC HOSPITAL | DH | OT | CAUTARY MACHINE | 1 | MEDILAP | 250MPP | 0 | 3000342733 | 0 | 0 | - | 0 | - | W
18213 | JASHPUR | DISTIC HOSPITAL | DH | OT | ANESTHESIA MACHINE | 1 | ALFD | 0 | 0 | 3000342734 | 0 | 0 | - | 0 | - | NI
18214 | JASHPUR | DISTIC HOSPITAL | DH | OT | NEEDLE DESTROYER | 1 | MANNAT | 0 | 0 | 3000342735 | 0 | 0 | - | 0 | - | W
18215 | JASHPUR | DISTIC HOSPITAL | DH | OT | NEBULIZER | 1 | DR TRUST | BR CN606 | 140408 | 3000342736 | 0 | 0 | - | 0 | - | W
18216 | JASHPUR | DISTIC HOSPITAL | DH | ICCU | PATIENT MONITOR | 1 | LIFE PLAS | LPM923 | 1120/043 | 3000342737 | 0 | 0 | - | 0 | - | NW
18217 | JASHPUR | DISTIC HOSPITAL | DH | ICCU | PATIENT MONITOR | 1 | LIEF PLUS | LPM903 | 1120/025 | 3000342738 | 0 | 0 | - | 0 | - | W
18218 | JASHPUR | DISTIC HOSPITAL | DH | ICCU | PATIENT MONITOR | 1 | LIEF PLUS | LPM903 | 1120/019 | 3000342739 | 0 | 0 | - | 0 | - | W
18219 | JASHPUR | DISTIC HOSPITAL | DH | ICCU | SUCTION APPARATUS | 1 | SIHA | 0 | 0 | 3000342740 | 0 | 0 | - | 0 | - | NW
18220 | JASHPUR | DISTIC HOSPITAL | DH | ICCU | OXYGEN CONCENTRATOR | 1 | SAEEIN | 0 | 0 | 3000342741 | 0 | 0 | - | 0 | - | W
18221 | JASHPUR | DISTIC HOSPITAL | DH | ICCU | OXYGEN CONCENTRATOR | 1 | EIFE PLUS | LPM203 | 0 | 3000342742 | 0 | 0 | - | 0 | - | W
18222 | JASHPUR | DISTIC HOSPITAL | DH | ICCU | VENTILATOR | 1 | MAX PROTON | 0 | 0 | 3000342743 | 0 | 0 | - | 0 | - | W
18223 | JASHPUR | DISTIC HOSPITAL | DH | ICCU | NEEDLE DESTROYER | 1 | PIONEER | 0 | 0 | 3000342744 | 0 | 0 | - | 0 | - | W
18224 | JASHPUR | DISTIC HOSPITAL | DH | ICCU | BP MACHINE | 1 | 0 | 0 | 98135765 | 3000342745 | 0 | 0 | - | 0 | - | W
18225 | JASHPUR | DISTIC HOSPITAL | DH | DELIVERY ROOM | BP MACHINE | 1 | GOLD | 0 | 98135180 | 3000342746 | 0 | 0 | - | 0 | - | W
18226 | JASHPUR | DISTIC HOSPITAL | DH | DELIVERY ROOM | NEEDLE DESTROYER | 1 | SAI LIFE | 0 | 0 | 3000342747 | 0 | 0 | - | 0 | - | W
18227 | JASHPUR | DISTIC HOSPITAL | DH | DELIVERY ROOM | BABY WEIGHING SCALE | 1 | EASSE | BS250 | 0 | 3000342748 | 0 | 0 | - | 0 | - | W
18228 | JASHPUR | DISTIC HOSPITAL | DH | DELIVERY ROOM | FOETAL DOPPLER | 1 | MEHAR | 0 | 12/2014FQ0880 | 3000342749 | 0 | 0 | - | 0 | - | W
18229 | JASHPUR | DISTIC HOSPITAL | DH | DELIVERY ROOM | SUCTION APPARATUS | 1 | SHIVA | 0 | 0 | 3000342750 | 0 | 0 | - | 0 | - | W
18230 | JASHPUR | DISTIC HOSPITAL | DH | DELIVERY ROOM | OXYGEN CONCENTRATOR | 1 | SAEIN | 0 | 0 | 3000342751 | 0 | 0 | - | 0 | - | W
18231 | JASHPUR | DISTIC HOSPITAL | DH | DELIVERY ROOM | SUCTION APPARATUS | 1 | SHIVA | 0 | 0 | 3000342752 | 0 | 0 | - | 0 | - | W
18232 | JASHPUR | DISTIC HOSPITAL | DH | DELIVERY ROOM | RADIANT WARMER | 1 | PHONEX | 0 | 6356 | 3000342753 | 0 | 0 | - | 0 | - | W
18233 | JASHPUR | DISTIC HOSPITAL | DH | DELIVERY ROOM | ELECTRIC STERILIZER | 1 | 0 | 0 | 0 | 3000342754 | 0 | 0 | - | 0 | - | W
18234 | JASHPUR | DISTIC HOSPITAL | DH | DELIVERY ROOM | AUTOCLAVE | 1 | 0 | 0 | 0 | 3000342755 | 0 | 0 | - | 0 | - | W
18235 | JASHPUR | DISTIC HOSPITAL | DH | DELIVERY ROOM | DELIVERY TABLE | 1 | 0 | 0 | 0 | 3000342756 | 0 | 0 | - | 0 | - | W
18236 | JASHPUR | DISTIC HOSPITAL | DH | DELIVERY ROOM | DELIVERY TABLE | 1 | 0 | 0 | 0 | 3000342757 | 0 | 0 | - | 0 | - | W
18237 | JASHPUR | DISTIC HOSPITAL | DH | DELIVERY ROOM | DELIVERY TABLE | 1 | 0 | 0 | 0 | 3000342758 | 0 | 0 | - | 0 | - | W
18238 | JASHPUR | DISTIC HOSPITAL | DH | DELIVERY ROOM | SHADOWLESS LAMP | 1 | 0 | 0 | 0 | 3000342759 | 0 | 0 | - | 0 | - | W
18239 | JASHPUR | DISTIC HOSPITAL | DH | DELIVERY ROOM | NEEDLE DESTROYER | 1 | 0 | 0 | 0 | 3000342760 | 0 | 0 | - | 0 | - | W
18240 | JASHPUR | DISTIC HOSPITAL | DH | DELIVERY ROOM | RADIANT WARMER | 1 | PHONEX | 0 | 3216 | 3000342761 | 0 | 0 | - | 0 | - | W
18241 | JASHPUR | DISTIC HOSPITAL | DH | Store Room | SUCTION APPARATUS | 1 | 0 | 0 | 0 | 3000342762 | 0 | 0 | - | 0 | - | NI
18242 | JASHPUR | DISTIC HOSPITAL | DH | Store Room | SUCTION APPARATUS | 1 | 0 | 0 | 0 | 3000342763 | 0 | 0 | - | 0 | - | NI
18243 | JASHPUR | DISTIC HOSPITAL | DH | Store Room | SUCTION APPARATUS | 1 | 0 | 0 | 0 | 3000342764 | 0 | 0 | - | 0 | - | NI
18244 | JASHPUR | DISTIC HOSPITAL | DH | Store Room | ULTRASOUND MACHINE | 1 | 0 | 0 | 0 | 3000342765 | 0 | 0 | - | 0 | - | NW
18245 | JASHPUR | DISTIC HOSPITAL | DH | Store Room | RADIANT WARMER | 1 | MADIVEWERMER | 0 | 0 | 3000342766 | 0 | 0 | - | 0 | - | NW
18246 | JASHPUR | DISTIC HOSPITAL | DH | Store Room | ANESTHESIA MACHINE | 1 | TESTED O | 0 | 0 | 3000342767 | 0 | 0 | - | 0 | - | NW
18247 | JASHPUR | DISTIC HOSPITAL | DH | Store Room | VENTILATOR | 1 | VIP BIRD | 0 | 0 | 3000342768 | 0 | 0 | - | 0 | - | NW
18248 | JASHPUR | DISTIC HOSPITAL | DH | Store Room | ANESTHESIA MACHINE | 1 | 0 | 0 | 0 | 3000342769 | 0 | 0 | - | 0 | - | NW
18249 | JASHPUR | DISTIC HOSPITAL | DH | Store Room | PET MACHINE COMPUTERSET | 1 | 0 | 0 | 0 | 3000342770 | 0 | 0 | - | 0 | - | NW
18250 | JASHPUR | DISTIC HOSPITAL | DH | Store Room | ULTRASONIC CLEANER | 1 | 0 | 0 | 0 | 3000342771 | 0 | 0 | - | 0 | - | NW
18251 | JASHPUR | DISTIC HOSPITAL | DH | Store Room | SHADOWLESS LAMP | 1 | 0 | 0 | 0 | 3000342772 | 0 | 0 | - | 0 | - | NW
18252 | JASHPUR | DISTIC HOSPITAL | DH | Store Room | SHADOWLESS LAMP | 1 | 0 | 0 | 0 | 3000342773 | 0 | 0 | - | 0 | - | NW
18253 | JASHPUR | DISTIC HOSPITAL | DH | Store Room | ELECTRIC STERILIZER | 1 | 0 | 0 | 0 | 3000342774 | 0 | 0 | - | 0 | - | NW
18254 | JASHPUR | DISTIC HOSPITAL | DH | Store Room | AUTOCLAVE | 1 | 0 | 0 | 0 | 3000342775 | 0 | 0 | - | 0 | - | NW
18255 | JASHPUR | DISTIC HOSPITAL | DH | Store Room | DENTAL CHAIR | 1 | 0 | 0 | 0 | 3000342776 | 0 | 0 | - | 0 | - | NW
18256 | JASHPUR | DISTIC HOSPITAL | DH | Store Room | SUCTION APPARATUS | 1 | 0 | 0 | 0 | 3000342777 | 0 | 0 | - | 0 | - | NW
18257 | JASHPUR | DISTIC HOSPITAL | DH | Store Room | SUCTION APPARATUS | 1 | 0 | 0 | 0 | 3000342778 | 0 | 0 | - | 0 | - | NW
18258 | JASHPUR | DISTIC HOSPITAL | DH | Store Room | SUCTION APPARATUS | 1 | 0 | 0 | 0 | 3000342779 | 0 | 0 | - | 0 | - | NW
18259 | JASHPUR | DISTIC HOSPITAL | DH | Store Room | PATIENT MONITOR | 1 | 0 | 0 | 0 | 3000342780 | 0 | 0 | - | 0 | - | NW
18260 | JASHPUR | DISTIC HOSPITAL | DH | Store Room | DEFIBRILLATOR | 1 | 0 | 0 | 0 | 3000342781 | 0 | 0 | - | 0 | - | NW
18261 | JASHPUR | DISTIC HOSPITAL | DH | Store Room | FOETAL MONITOR | 1 | 0 | 0 | 0 | 3000342782 | 0 | 0 | - | 0 | - | NW
18262 | JASHPUR | DISTIC HOSPITAL | DH | Store Room | ANESTHESIA MACHINE | 1 | 0 | 0 | 0 | 3000342783 | 0 | 0 | - | 0 | - | NW
18263 | JASHPUR | DISTIC HOSPITAL | DH | Store Room | ANESTHESIA MACHINE | 1 | 0 | 0 | 0 | 3000342784 | 0 | 0 | - | 0 | - | NW
18264 | JASHPUR | Pathalganv | Civil Hospital | Other Dept.
18265 | JASHPUR | BAGECHA | CHC | RADIOLOGY Dept. | X-RAY MACHINE | 1 | 0 | 0 | 09(109)C | 3000342641 | 8/09 | 0 | - | 0 | - | W
18266 | JASHPUR | BAGECHA | CHC | RADIOLOGY Dept. | X-RAY MACHINE | 1 | HORIZON | 0 | 0 | 3000342642 | 0 | 0 | - | 0 | - | NW
18267 | JASHPUR | BAGECHA | CHC | Pathology Lab. | CENTRIFUGE MACHINE | 1 | 0 | 0 | 0 | 3000342643 | 7/2007 | 0 | - | 0 | - | W
18268 | JASHPUR | BAGECHA | CHC | Pathology Lab. | MICROSCOPE | 1 | ZEISS | PIRIMO STAR | 3116013046 | 3000342644 | 7/09 | 0 | - | 0 | - | W
18269 | JASHPUR | BAGECHA | CHC | Pathology Lab. | MICROSCOPE | 1 | ZEISS | 0 | 3116013043 | 3000342645 | 7/09 | 0 | - | 0 | - | W
18270 | JASHPUR | BAGECHA | CHC | Pathology Lab. | ELECTRIC STERILIZER | 1 |  |  |  | 3000342646 | 7/07 | 0 | - | 0 | - | NW
18271 | JASHPUR | BAGECHA | CHC | Pathology Lab. | CENTRIFUGE MACHINE | 1 | ATLAS | 0 | 91F9431 | 3000342647 | 2009 | 0 | - | 0 | - | W
18272 | JASHPUR | BAGECHA | CHC | Pathology Lab. | ELECTRIC STERILIZER | 1 | ESSAE | 135/250 | 25014131874 | 3000342648 | 4/12 | 0 | - | 0 | - | W
18273 | JASHPUR | BAGECHA | CHC | DELIVERY ROOM | BABY WEIGHING SCALE | 1 | LIEEONTS | LPM203 | 0 | 3000342649 | 2014 | 0 | - | 0 | - | W
18274 | JASHPUR | BAGECHA | CHC | DELIVERY ROOM | BABY WEIGHING SCALE | 1 | 0 | EL-3W | 0 | 3000342650 | 11/11 | 0 | - | 0 | - | W
18275 | JASHPUR | BAGECHA | CHC | DELIVERY ROOM | BP MACHINE | 1 | DIAMOND | 0 | 0 | 3000342651 | 2015 | 0 | - | 0 | - | W
18276 | JASHPUR | BAGECHA | CHC | DELIVERY ROOM | BP MACHINE | 1 | DIAMOND | 0 | 0 | 3000342652 | 2015 | 0 | - | 0 | - | W
18277 | JASHPUR | BAGECHA | CHC | DELIVERY ROOM | ELECTRIC STERILIZER | 1 | 0 | 0 | 0 | 3000342653 | 2013 | 0 | - | 0 | - | W
18278 | JASHPUR | BAGECHA | CHC | DELIVERY ROOM | SUCTION APPARATUS | 1 | SHIVA | 0 | 0 | 3000342654 | 2013 | 0 | - | 0 | - | W
18279 | JASHPUR | BAGECHA | CHC | Dental Dept. | DENTAL CHAIR | 1 | AKASH | 0 | 10219 | 3000342655 | 12/14 | 0 | - | 0 | - | W
18280 | JASHPUR | BAGECHA | CHC | OT | HOT AIR OVEN | 1 | 0 | 0 | 0 | 3000342656 | 0 | 0 | - | 0 | - | W
18281 | JASHPUR | BAGECHA | CHC | OT | OT TABLE | 1 | 0 | 0 | 0 | 3000342657 | 0 | 0 | - | 0 | - | W
18282 | JASHPUR | BAGECHA | CHC | OT | SHADOWLESS LAMP | 1 | 0 | 0 | 0 | 3000342658 | 0 | 0 | - | 0 | - | W
18283 | JASHPUR | BAGECHA | CHC | OT | AUTOCLAVE | 1 | 0 | 0 | 0 | 3000342659 | 6/09 | 0 | - | 0 | - | W
18284 | JASHPUR | BAGECHA | CHC | ENT DEPARTMENT | SHADOWLESS LAMP | 1 | 0 | 0 | 0 | 3000342660 | 0 | 0 | - | 0 | - | W
18285 | JASHPUR | BAGECHA | CHC | GENERAL WARD | NEEDLE DESTROYER | 1 | MICROSIL | ND/35 | 3203 | 3000342661 | 0 | 0 | - | 0 | - | W
18286 | JASHPUR | BAGECHA | CHC | GENERAL WARD | BP MACHINE | 1 | EXTRA CARE | 0 | 0 | 3000342662 | 0 | 0 | - | 0 | - | W
18287 | JASHPUR | BAGECHA | CHC | GENERAL WARD | BP MACHINE | 1 | MCP | 0 | 4NO0281 | 3000342663 | 0 | 0 | - | 0 | - | W
18288 | JASHPUR | BAGECHA | CHC | GENERAL WARD | ECG RECORDER | 1 | 0 | 0 | 0 | 3000342664 | 9/2009 | 0 | - | 0 | - | W
18289 | JASHPUR | BAGECHA | CHC | Store Room | AUTOCLAVE | 1 | 0 | 0 | 0 | 3000342665 | 6/09 | 0 | - | 0 | - | W
18290 | JASHPUR | BAGECHA | CHC | Store Room | AUTOCLAVE | 1 | 0 | 0 | 0 | 3000342666 | 6/09 | 0 | - | 0 | - | W
18291 | JASHPUR | BAGECHA | CHC | Store Room | ELECTRIC STERILIZER | 1 | STERI | 0 | 0 | 3000342667 | 8/09 | 0 | - | 0 | - | NW
18292 | JASHPUR | BAGECHA | CHC | Store Room | CENTRIFUGE MACHINE | 1 | 0 | 0 | 0 | 3000342668 | 0 | 0 | - | 0 | - | NW
18293 | JASHPUR | BAGECHA | CHC | Store Room | CENTRIFUGE MACHINE | 1 | 0 | 0 | 0 | 3000342669 | 0 | 0 | - | 0 | - | NW
18294 | JASHPUR | BAGECHA | CHC | Store Room | AUTOCLAVE | 1 | 0 | 0 | 0 | 3000342670 | 6/09 | 0 | - | 0 | - | NW
18295 | JASHPUR | BAGECHA | CHC | Store Room | AUTOCLAVE | 1 | 0 | 0 | 0 | 3000342671 | 6/09 | 0 | - | 0 | - | NW
18296 | JASHPUR | BAGECHA | CHC | Store Room | AUTOCLAVE | 1 | 0 | 0 | 0 | 3000342672 | 6/09 | 0 | - | 0 | - | NW
18297 | JASHPUR | BAGECHA | CHC | Store Room | AUTOCLAVE | 1 | 0 | 0 | 0 | 3000342673 | 6/09 | 0 | - | 0 | - | NW
18298 | JASHPUR | BAGECHA | CHC | Store Room | MICROSCOPE | 1 | LEBONED | 0 | 0 | 3000342674 | 0 | 0 | - | 0 | - | W
18299 | JASHPUR | BAGECHA | CHC | Store Room | MICROSCOPE | 1 | 0 | 0 | 0 | 3000342675 | 0 | 0 | - | 0 | - | NW
18300 | JASHPUR | BAGECHA | CHC | Store Room | MICROSCOPE | 1 | 0 | 0 | 0 | 3000342676 | 0 | 0 | - | 0 | - | NW
18301 | JASHPUR | BAGECHA | CHC | Store Room | MICROSCOPE | 1 | 0 | 0 | 0 | 3000342677 | 0 | 0 | - | 0 | - | NW
18302 | JASHPUR | BAGECHA | CHC | Store Room | MICROSCOPE | 1 | 0 | 0 | 0 | 3000342678 |  | 0 | - | 0 | - | NW
18303 | JASHPUR | BAGECHA | CHC | Store Room | MICROSCOPE | 1 | 0 | 0 | 0 | 3000342679 |  | 0 | - | 0 | - | NW
18304 | JASHPUR | BAGECHA | CHC | Store Room | MICROSCOPE | 1 | 0 | 0 | 0 | 3000342680 | 0 | 0 | - | 0 | - | NW
18305 | JASHPUR | BAGECHA | CHC | Store Room | MICROSCOPE | 1 | 0 | 0 | 0 | 3000342681 | 0 | 0 | - | 0 | - | NW
18306 | JASHPUR | BAGECHA | CHC | Store Room | MICROSCOPE | 1 | 0 | 0 | 0 | 3000342682 | 0 | 0 | - | 0 | - | NW
18307 | JASHPUR | BAGECHA | CHC | Store Room | CENTRIFUGE MACHINE | 1 | 0 | 0 | 0 | 3000342683 | 0 | 0 | - | 0 | - | NW
18308 | JASHPUR | BAGECHA | CHC | Store Room | BABY WEIGHING SCALE | 1 | 0 | 0 | 0 | 3000342684 | 3/14 | 0 | - | 0 | - | W
18309 | JASHPUR | BAGECHA | CHC | Store Room | BABY WEIGHING SCALE | 1 | 0 | 0 | 0 | 3000342685 | 3/14 | 0 | - | 0 | - | W
18310 | JASHPUR | BAGECHA | CHC | Store Room | BABY WEIGHING SCALE | 1 | 0 | 0 | 98110806 | 3000342686 | 3/14 | 0 | - | 0 | - | W
18311 | JASHPUR | BAGECHA | CHC | Store Room | BP MACHINE | 1 | 0 | 0 | 0 | 3000342687 | 0 | 0 | - | 0 | - | W
18312 | JASHPUR | BAGECHA | CHC | Store Room | BP MACHINE | 1 | EXTRA CARE | 0 | 0 | 3000342688 | 0 | 0 | - | 0 | - | W
18313 | JASHPUR | CHAMPA | PHC | GENERAL WARD | BP MACHINE | 1 | DIAMOND DELUXE | 0 | 56107 | 3000342361 | 0 | 0 | - | 0 | - | W
18314 | JASHPUR | CHAMPA | PHC | Pathology Lab. | CENTRIFUGE MACHINE | 1 | ALPINE | 0 | 0 | 3000342362 | 0 | 0 | - | 0 | - | W
18315 | JASHPUR | CHAMPA | PHC | Pathology Lab. | NEEDLE DESTROYER | 1 | MICROSIX | ND360 | 11065/03 | 3000342363 | 0 | 0 | - | 0 | - | W
18316 | JASHPUR | CHAMPA | PHC | DELIVERY ROOM | RADIANT WARMER | 1 | RADIANT | 0 | 0 | 3000342364 | 0 | 0 | - | 0 | - | W
18317 | JASHPUR | CHAMPA | PHC | DELIVERY ROOM | BABY WEIGHING SCALE | 1 | 0 | 0 | 0 | 3000342365 | 0 | 0 | - | 0 | - | W
18318 | JASHPUR | CHAMPA | PHC | DELIVERY ROOM | ELECTRIC STERILIZER | 1 | CROWN | 0 | 0 | 3000342366 | 0 | 0 | - | 0 | - | W
18319 | JASHPUR | CHAMPA | PHC | Store Room | MICROSCOPE | 1 | 0 | 0 | 0 | 3000342367 | 0 | 0 | - | 0 | - | NW
18320 | JASHPUR | CHAMPA | PHC | Store Room | ELECTRIC STERILIZER | 1 | 0 | 0 | 0 | 3000342368 | 0 | 0 | - | 0 | - | NW
18321 | JASHPUR | CHAMPA | PHC | Store Room | ELECTRIC STERILIZER | 1 | 0 | ND 360 | 1799/03 | 3000342369 | 0 | 0 | - | 0 | - | NW
18322 | JASHPUR | CHAMPA | PHC | Store Room | NEEDLE DESTROYER | 1 | 0 | 0 | 0 | 3000342370 | 0 | 0 | - | 0 | - | NW
18323 | JASHPUR | CHAMPA | PHC | Pathology Lab. | MICROSCOPE | 1 | 0 | 0 | 0 | 3000342371 | 0 | 0 | - | 0 | - | W
18324 | JASHPUR | CHHICHHALI | PHC | DELIVERY ROOM | BP MACHINE | 1 | HICKS | N710 | 0 | 3000342635 | 0 | 0 | - | 0 | - | W
18325 | JASHPUR | CHHICHHALI | PHC | DELIVERY ROOM | NEEDLE DESTROYER | 1 | MICROSIL | 0 | 4825/03 | 3000342634 | 0 | 0 | - | 0 | - | W
18326 | JASHPUR | CHHICHHALI | PHC | DELIVERY ROOM | BP MACHINE | 1 | NAMATT | 0 | 54273 | 3000342633 | 0 | 0 | - | 0 | - | W
18327 | JASHPUR | CHHICHHALI | PHC | DELIVERY ROOM | BABY WEIGHING SCALE | 1 | SHUVARNA | 0 | 0 | 3000342632 | 0 | 0 | - | 0 | - | W
18328 | JASHPUR | CHHICHHALI | PHC | DELIVERY ROOM | BABY WEIGHING SCALE | 1 | SHUVARNA | 0 | 0 | 3000342631 | 0 | 0 | - | 0 | - | W
18329 | JASHPUR | CHHICHHALI | PHC | DELIVERY ROOM | NEEDLE DESTROYER | 1 | 0 | 0 | 0 | 3000342630 | 0 | 0 | - | 0 | - | W
18330 | JASHPUR | Jhikki | PHC | DELIVERY ROOM | NEEDLE DESTROYER | 1 | MICROSIL | ND 350 | 2809 | 3000342608 | 0 | 0 | - | 0 | - | W
18331 | JASHPUR | Jhikki | PHC | DELIVERY ROOM | BABY WEIGHING SCALE | 1 | 0 | 0 | 0 | 3000342607 | 0 | 0 | - | 0 | - | W
18332 | JASHPUR | Jhikki | PHC | DELIVERY ROOM | BP MACHINE | 1 | HICKS | N710 | 1406625-1 | 3000342606 | 0 | 0 | - | 0 | - | W
18333 | JASHPUR | Jhikki | PHC | DELIVERY ROOM | BP MACHINE | 1 | INFI | 0 | 0 | 3000342605 | 0 | 0 | - | 0 | - | NI
18334 | JASHPUR | Jhikki | PHC | DELIVERY ROOM | BP MACHINE | 1 | ASHOKA | 0 | 1834540 | 3000342604 | 0 | 0 | - | 0 | - | W
18335 | JASHPUR | Jhikki | PHC | DELIVERY ROOM | SUCTION APPARATUS | 1 | 0 | 0 | 0 | 3000342603 | 0 | 0 | - | 0 | - | W
18336 | JASHPUR | Jhikki | PHC | Store Room | RADIANT WARMER | 1 | BRITE | 0 | 0 | 3000342602 | 0 | 0 | - | 0 | - | W
18337 | JASHPUR | Jhikki | PHC | Store Room | ELECTRIC STERILIZER | 1 | 0 | 0 | 0 | 3000342601 | 0 | 0 | - | 0 | - | NW
18338 | JASHPUR | Jhikki | PHC | Store Room | ELECTRIC STERILIZER | 1 | 0 | 0 | 0 | 3000342600 | 0 | 0 | - | 0 | - | NW
18339 | JASHPUR | Jhikki | PHC | Store Room | ELECTRIC STERILIZER | 1 | 0 | 0 | 0 | 3000342599 | 0 | 0 | - | 0 | - | NW
18340 | JASHPUR | Jhikki | PHC | Store Room | NEBULIZER | 1 | MA | 0 | 0 | 3000342598 | 0 | 0 | - | 0 | - | NW
18341 | JASHPUR | KALIA | PHC | DELIVERY ROOM | BP MACHINE | 1 | DIAMOND |  | 112FE814 | 3000342629 | 0 | 0 | - | 0 | - | W
18342 | JASHPUR | KALIA | PHC | DELIVERY ROOM | BABY WEIGHING SCALE | 1 | 0 | 0 | 0 | 3000342628 | 0 | 0 | - | 0 | - | W
18343 | JASHPUR | KALIA | PHC | DELIVERY ROOM | ELECTRIC STERILIZER | 1 | 0 | 0 | 0 | 3000342627 | 0 | 0 | - | 0 | - | W
18344 | JASHPUR | KALIA | PHC | DELIVERY ROOM | RADIANT WARMER | 1 | 0 | 0 | 0 | 3000342626 | 0 | 0 | - | 0 | - | W
18345 | JASHPUR | KALIA | PHC | DELIVERY ROOM | NEEDLE DESTROYER | 1 | MICROSIL | ND350 | 3134 | 3000342625 | 0 | 0 | - | 0 | - | W
18346 | JASHPUR | Kurrog | PHC | DELIVERY ROOM | SUCTION APPARATUS | 1 | VAGUUM | 0 | 0 | 3000342585 | 0 | 0 | - | 0 | - | NW
18347 | JASHPUR | Kurrog | PHC | DELIVERY ROOM | SUCTION APPARATUS | 1 | VAGUUM | 0 | 0 | 3000342584 | 0 | 0 | - | 0 | - | NW
18348 | JASHPUR | Kurrog | PHC | DELIVERY ROOM | NEBULIZER | 1 | 0 | 0 | 0 | 3000342583 | 0 | 0 | - | 0 | - | W
18349 | JASHPUR | Kurrog | PHC | DELIVERY ROOM | ELECTRIC STERILIZER | 1 | 0 | 0 | 0 | 3000342582 | 0 | 0 | - | 0 | - | W
18350 | JASHPUR | Kurrog | PHC | DELIVERY ROOM | ELECTRIC STERILIZER | 1 | 0 | 0 | 0 | 3000342581 | 0 | 0 | - | 0 | - | W
18351 | JASHPUR | Kurrog | PHC | DELIVERY ROOM | ELECTRIC STERILIZER | 1 | 0 | 0 | 0 | 3000342580 | 0 | 0 | - | 0 | - | W
18352 | JASHPUR | Kurrog | PHC | DELIVERY ROOM | ELECTRIC STERILIZER | 1 | 0 | 0 | 0 | 3000342573 | 0 | 0 | - | 0 | - | NW
18353 | JASHPUR | Kurrog | PHC | DELIVERY ROOM | ELECTRIC STERILIZER | 1 | ATLAS | 0 | 09F9264 | 3000342572 | 0 | 0 | - | 0 | - | W
18354 | JASHPUR | Kurrog | PHC | DELIVERY ROOM | BP MACHINE | 1 | HICKS | N710 | 1403046-2 | 3000342571 | 0 | 0 | - | 0 | - | W
18355 | JASHPUR | Kurrog | PHC | DELIVERY ROOM | BABY WEIGHING SCALE | 1 | SURAMA | 0 | 0 | 3000342570 | 0 | 0 | - | 0 | - | W
18356 | JASHPUR | Kurrog | PHC | DELIVERY ROOM | SUCTION APPARATUS | 1 | DYNAMIC | TM9 | 0 | 3000342569 | 0 | 0 | - | 0 | - | W
18357 | JASHPUR | Kurrog | PHC | DELIVERY ROOM | ELECTRIC STERILIZER | 1 | 0 | 0 | 0 | 3000342579 | 0 | 0 | - | 0 | - | W
18358 | JASHPUR | Kurrog | PHC | DELIVERY ROOM | ELECTRIC STERILIZER | 1 | 0 | 0 | 0 | 3000342578 | 0 | 0 | - | 0 | - | W
18359 | JASHPUR | Kurrog | PHC | DELIVERY ROOM | ELECTRIC STERILIZER | 1 | 0 | 0 | 0 | 3000342577 | 0 | 0 | - | 0 | - | W
18360 | JASHPUR | Kurrog | PHC | DELIVERY ROOM | NEEDLE DESTROYER | 1 | 0 | ND 350 | 1172 | 3000342576 | 0 | 0 | - | 0 | - | W
18361 | JASHPUR | Kurrog | PHC | DELIVERY ROOM | BP MACHINE | 1 | ASHOKA MAX | 0 | 98134517 | 3000342575 | 0 | 0 | - | 0 | - | W
18362 | JASHPUR | Kurrog | PHC | DELIVERY ROOM | ELECTRIC STERILIZER | 1 | 0 | 0 | 0 | 3000342574 | 0 | 0 | - | 0 | - | W
18363 | JASHPUR | Kurrog | PHC | Store Room | BABY WEIGHING SCALE | 1 | CROWN | 0 | 0 | 3000342591 | 0 | 0 | - | 0 | - | NI
18364 | JASHPUR | Kurrog | PHC | Store Room | BABY WEIGHING SCALE | 1 | CROWN | 0 | 0 | 3000342590 | 0 | 0 | - | 0 | - | NI
18365 | JASHPUR | Kurrog | PHC | Store Room | MICROSCOPE | 1 | 0 | 0 | 0 | 3000342589 | 0 | 0 | - | 0 | - | NW
18366 | JASHPUR | Kurrog | PHC | Store Room | SUCTION APPARATUS | 1 | 0 | 0 | 0 | 3000342588 | 0 | 0 | - | 0 | - | NW
18367 | JASHPUR | Kurrog | PHC | Store Room | NEBULIZER | 1 | MA | 0 | 0 | 3000342587 | 0 | 0 | - | 0 | - | NW
18368 | JASHPUR | Kurrog | PHC | Store Room | SUCTION APPARATUS | 1 | VACCUM | 0 | 0 | 3000342586 | 0 | 0 | - | 0 | - | NW
18369 | JASHPUR | Kurrog | PHC | Store Room | BP MACHINE | 1 | ASHOKA MAX | 0 | 98135553 | 3000342597 | 0 | 0 | - | 0 | - | W
18370 | JASHPUR | Kurrog | PHC | Store Room | BP MACHINE | 1 | HICKS | N710 | 14066251 | 3000342596 | 0 | 0 | - | 0 | - | W
18371 | JASHPUR | Kurrog | PHC | Pathology Lab. | CENTRIFUGE MACHINE | 1 | ALANERO | 0 | 0 | 3000342595 | 0 | 0 | - | 0 | - | W
18372 | JASHPUR | Kurrog | PHC | Pathology Lab. | MICROSCOPE | 1 | MICRON | 0 | 0 | 3000342594 | 0 | 0 | - | 0 | - | W
18373 | JASHPUR | Kurrog | PHC | Pathology Lab. | BABY WEIGHING SCALE | 1 | PHONIX | 0 | 0 | 3000342593 | 0 | 0 | - | 0 | - | W
18374 | JASHPUR | Kurrog | PHC | Pathology Lab. | BABY WEIGHING SCALE | 1 | 0 | 0 | 0 | 3000342592 | 0 | 0 | - | 0 | - | NI
18375 | JASHPUR | Maini | PHC | Pathology Lab. | ELECTRIC STERILIZER | 1 | 0 | 0 | 0 | 3000342618 | 0 | 0 | - | 0 | - | W
18376 | JASHPUR | Maini | PHC | Pathology Lab. | RADIANT WARMER | 1 | 0 | 0 | 0 | 3000342617 | 0 | 0 | - | 0 | - | W
18377 | JASHPUR | Maini | PHC | Pathology Lab. | BP MACHINE | 1 | PREMIER | 0 | 81345077 | 3000342616 | 0 | 0 | - | 0 | - | W
18378 | JASHPUR | Maini | PHC | Pathology Lab. | ELECTRIC STERILIZER | 1 | 0 | 0 | 0 | 3000342615 | 0 | 0 | - | 0 | - | W
18379 | JASHPUR | Maini | PHC | Pathology Lab. | SUCTION APPARATUS | 1 | 0 | 0 | 0 | 3000342614 | 0 | 0 | - | 0 | - | W
18380 | JASHPUR | Maini | PHC | Pathology Lab. | SUCTION APPARATUS | 1 | 0 | 0 | 0 | 3000342613 | 0 | 0 | - | 0 | - | W
18381 | JASHPUR | Maini | PHC | Pathology Lab. | BABY WEIGHING SCALE | 1 | CROWN | 0 | 0 | 3000342612 | 0 | 0 | - | 0 | - | W
18382 | JASHPUR | Maini | PHC | Pathology Lab. | BP MACHINE | 1 | NAMATT | 0 | 281 | 3000342609 | 0 | 0 | - | 0 | - | NW
18383 | JASHPUR | Maini | PHC | Pathology Lab. | BP MACHINE | 1 | NAMATT | 0 | 57313 | 3000342611 | 0 | 0 | - | 0 | - | NW
18384 | JASHPUR | Maini | PHC | Pathology Lab. | BP MACHINE | 1 | NAMATT | 0 | 57337 | 3000342610 | 0 | 0 | - | 0 | - | NW
18385 | JASHPUR | Maini | PHC | GENERAL WARD | BP MACHINE | 1 | JVM | 0 | 0 | 3000342624 | 0 | 0 | - | 0 | - | W
18386 | JASHPUR | Maini | PHC | GENERAL WARD | BABY WEIGHING SCALE | 1 | 0 | 0 | 0 | 3000342623 | 0 | 0 | - | 0 | - | W
18387 | JASHPUR | Maini | PHC | GENERAL WARD | ELECTRIC STERILIZER | 1 | 0 | 0 | 0 | 3000342622 | 0 | 0 | - | 0 | - | W
18388 | JASHPUR | Maini | PHC | GENERAL WARD | BP MACHINE | 1 | OMRON | 0 | 20130802405 | 3000342621 | 0 | 0 | - | 0 | - | W
18389 | JASHPUR | Maini | PHC | GENERAL WARD | BP MACHINE | 1 | ASHOKA MAX | 0 | 0 | 3000342620 | 0 | 0 | - | 0 | - | NW
18390 | JASHPUR | Maini | PHC | GENERAL WARD | NEEDLE DESTROYER | 1 | HOMOSOPE | 0 | 984 | 3000342619 | 0 | 0 | - | 0 | - | W
18391 | JASHPUR | Pandrapath | PHC | DELIVERY ROOM | RADIANT WARMER | 1 | RADINT | 0 | 0 | 3000342352 | 0 | 0 | - | 0 | - | W
18392 | JASHPUR | Pandrapath | PHC | DELIVERY ROOM | BABY WEIGHING SCALE | 1 | BRAWN | 0 | 0 | 3000342353 | 0 | 0 | - | 0 | - | W
18393 | JASHPUR | Pandrapath | PHC | DELIVERY ROOM | ELECTRIC STERILIZER | 1 | 0 | 0 | 0 | 3000342354 | 0 | 0 | - | 0 | - | W
18394 | JASHPUR | Pandrapath | PHC | DELIVERY ROOM | NEEDLE DESTROYER | 1 | MICROSIX | ND 360 | 4891/03 | 3000342355 | 0 | 0 | - | 0 | - | W
18395 | JASHPUR | Pandrapath | PHC | DELIVERY ROOM | ELECTRIC STERILIZER | 1 | 0 | 0 | 0 | 3000342356 | 0 | 0 | - | 0 | - | NW
18396 | JASHPUR | Pandrapath | PHC | DELIVERY ROOM | ELECTRIC STERILIZER | 1 | 0 | 0 | 0 | 3000342357 | 0 | 0 | - | 0 | - | W
18397 | JASHPUR | Pandrapath | PHC | DELIVERY ROOM | NEEDLE DESTROYER | 1 | MICRO SIX | ND360 | 4890/03 | 3000342358 | 0 | 0 | - | 0 | - | W
18398 | JASHPUR | Pandrapath | PHC | DELIVERY ROOM | BP MACHINE | 1 | GOLD SUPREME | 0 | 98121806 | 3000342359 | 0 | 0 | - | 0 | - | W
18399 | JASHPUR | Pandrapath | PHC | DELIVERY ROOM | MICROSCOPE | 1 | 0 | 0 | 0 | 3000342360 | 0 | 0 | - | 0 | - | W
18400 | JASHPUR | SANNA | PHC | Store Room | BP MACHINE | 1 | NAMATT | 0 | 38372 | 3000342372 | 0 | 0 | - | 0 | - | W
18401 | JASHPUR | SANNA | PHC | Store Room | BABY WEIGHING SCALE | 1 | 0 | 0 | 0 | 3000342373 | 0 | 0 | - | 0 | - | W
18402 | JASHPUR | SANNA | PHC | Store Room | BABY WEIGHING SCALE | 1 | 0 | 0 | 0 | 3000342374 | 0 | 0 | - | 0 | - | W
18403 | JASHPUR | SANNA | PHC | Store Room | BP MACHINE | 1 | 0 | 0 | 0 | 3000342375 | 0 | 0 | - | 0 | - | NW
18404 | JASHPUR | SANNA | PHC | Store Room | SUCTION APPARATUS | 1 | 0 | 0 | 0 | 3000342376 | 0 | 0 | - | 0 | - | W
18405 | JASHPUR | SANNA | PHC | Store Room | BABY WEIGHING SCALE | 1 | 0 | 0 | 0 | 3000342377 | 0 | 0 | - | 0 | - | W
18406 | JASHPUR | SANNA | PHC | DELIVERY ROOM | BP MACHINE | 1 | PREMIER | 0 | 9813441 | 3000342378 | 0 | 0 | - | 0 | - | W
18407 | JASHPUR | SANNA | PHC | DELIVERY ROOM | RADIANT WARMER | 1 | 0 | 0 | 0 | 3000342379 | 0 | 0 | - | 0 | - | W
18408 | JASHPUR | SANNA | PHC | DELIVERY ROOM | ELECTRIC STERILIZER | 1 | 0 | 0 | 0 | 3000342380 | 0 | 0 | - | 0 | - | NW
18409 | JASHPUR | SANNA | PHC | DELIVERY ROOM | ELECTRIC STERILIZER | 1 | 0 | 0 | 0 | 3000342381 | 0 | 0 | - | 0 | - | NW
18410 | JASHPUR | SANNA | PHC | DELIVERY ROOM | ELECTRIC STERILIZER | 1 | ATLAS | 0 | 09A8770 | 3000342382 | 0 | 0 | - | 0 | - | W
18411 | JASHPUR | SANNA | PHC | Pathology Lab. | MICROSCOPE | 1 | 0 | 0 | 0 | 3000342383 | 0 | 0 | - | 0 | - | W
18412 | JASHPUR | SANNA | PHC | Pathology Lab. | CENTRIFUGE MACHINE | 1 | 0 | 0 | 0 | 3000342384 | 0 | 0 | - | 0 | - | W
18413 | JASHPUR | SANNA | PHC | Pathology Lab. | NEEDLE DESTROYER | 1 | MICROSIL | ND 360 | 4878/03 | 3000342640 | 0 | 0 | - | 0 | - | W
18414 | JASHPUR | SANNA | PHC | Pathology Lab. | NEEDLE DESTROYER | 1 | MICROSIL | ND 360 | 4818/03 | 3000342639 | 0 | 0 | - | 0 | - | W
18415 | JASHPUR | SANNA | PHC | GENERAL WARD | BP MACHINE | 1 | NAMATT | 0 | 38365 | 3000342638 | 0 | 0 | - | 0 | - | NW
18416 | JASHPUR | SANNA | PHC | GENERAL WARD | BP MACHINE | 1 | 0 | 0 | 0 | 3000342637 | 0 | 0 | - | 0 | - | W
18417 | JASHPUR | SANNA | PHC | GENERAL WARD | NEEDLE DESTROYER | 1 | 0 | 0 | 0 | 3000342636 | 0 | 0 | - | 0 | - | W
18418 | JASHPUR | Sulesa | PHC | DELIVERY ROOM | BP MACHINE | 1 | INFI | 0 | 15F0126 | 3000342342 | 0 | 0 | - | 0 | - | W
18419 | JASHPUR | Sulesa | PHC | DELIVERY ROOM | BABY WEIGHING SCALE | 1 | CROWN | 0 | 0 | 3000342343 | 0 | 0 | - | 0 | - | NW
18420 | JASHPUR | Sulesa | PHC | DELIVERY ROOM | ELECTRIC STERILIZER | 1 | 0 | 0 | 0 | 3000342345 | 0 | 0 | - | 0 | - | NW
18421 | JASHPUR | Sulesa | PHC | DELIVERY ROOM | NEBULIZER | 1 | SARATECH | SIRTOOVA | 7687 | 3000342346 | 0 | 0 | - | 0 | - | W
18422 | JASHPUR | Sulesa | PHC | DELIVERY ROOM | SUCTION APPARATUS | 1 | 0 | 0 | 0 | 3000342347 | 0 | 0 | - | 0 | - | NW
18423 | JASHPUR | Sulesa | PHC | DELIVERY ROOM | SUCTION APPARATUS | 1 | 0 | 0 | 0 | 3000342348 | 0 | 0 | - | 0 | - | NW
18424 | JASHPUR | Sulesa | PHC | DELIVERY ROOM | BABY WEIGHING SCALE | 1 | 0 | 0 | 0 | 3000342349 | 0 | 0 | - | 0 | - | NW
18425 | JASHPUR | Sulesa | PHC | DELIVERY ROOM | NEBULIZER | 1 | LIFE LINE | MINI | 0 | 3000342350 | 0 | 0 | - | 0 | - | W
18426 | JASHPUR | Sulesa | PHC | DELIVERY ROOM | BABY PHOTOTHERAPY UNIT | 1 | BRITE | 0 | 0 | 3000342351 | 0 | 0 | - | 0 | - | NW
18427 | JASHPUR | DULDULA | CHC | OPD | BP MACHINE | 1 | PREMIER | 0 | 34550 | 3000268457 | 0 | 0 | - | 0 | - | W
18428 | JASHPUR | DULDULA | CHC | Vaccination Room | NEBULIZER | 1 | NUNEBIPRO | 0 | NGM37492 | 3000268458 | 0 | 0 | - | 0 | - | W
18429 | JASHPUR | DULDULA | CHC | Vaccination Room | BP MACHINE | 1 | DIAMOND | 0 | 0 | 3000268459 | 0 | 0 | - | 0 | - | W
18430 | JASHPUR | DULDULA | CHC | Vaccination Room | BP MACHINE | 1 | 0 | 0 | 0 | 3000268460 | 0 | 0 | - | 0 | - | W
18431 | JASHPUR | DULDULA | CHC | OPD | ELECTRIC STERILIZER | 1 | 0 | 0 | 0 | 3000268461 | 0 | 0 | - | 0 | - | W
18432 | JASHPUR | DULDULA | CHC | OPD | ELECTRIC STERILIZER | 1 | 0 | 0 | 0 | 3000268462 | 0 | 0 | - | 0 | - | NI
18433 | JASHPUR | DULDULA | CHC | OPD | ELECTRIC STERILIZER | 1 | ATLES | 0 | 09F9398 | 3000268463 | 0 | 0 | - | 0 | - | NW
18434 | JASHPUR | DULDULA | CHC | OPD | ELECTRIC STERILIZER | 1 | 0 | 0 | 0 | 3000268464 | 0 | 0 | - | 0 | - | NW
18435 | JASHPUR | DULDULA | CHC | OPD | ELECTRIC STERILIZER | 1 | 0 | 0 | 0 | 3000268465 | 0 | 0 | - | 0 | - | NW
18436 | JASHPUR | DULDULA | CHC | OPD | HYDRAULIC TABLE | 1 | 0 | 0 | 0 | 3000268466 | 0 | 0 | - | 0 | - | NW
18437 | JASHPUR | DULDULA | CHC | OPD | HYDRAULIC TABLE | 1 | 0 | 0 | 0 | 3000268467 | 0 | 0 | - | 0 | - | NW
18438 | JASHPUR | DULDULA | CHC | OPD | HYDRAULIC TABLE | 1 | 0 | 0 | 0 | 3000268468 | 0 | 0 | - | 0 | - | NW
18439 | JASHPUR | DULDULA | CHC | OPD | SUCTION APPARATUS | 1 | 0 | 0 | 0 | 3000268469 | 0 | 0 | - | 0 | - | NW
18440 | JASHPUR | DULDULA | CHC | OPD | SUCTION APPARATUS | 1 | 0 | 7B | 184 | 3000268470 | 0 | 0 | - | 0 | - | NW
18441 | JASHPUR | DULDULA | CHC | OPD | BABY WEIGHING SCALE | 1 | 0 | 0 | 0 | 3000268471 | 0 | 0 | - | 0 | - | NW
18442 | JASHPUR | DULDULA | CHC | OPD | BABY WEIGHING SCALE | 1 | 0 | 0 | 0 | 3000268472 | 0 | 0 | - | 0 | - | NW
18443 | JASHPUR | DULDULA | CHC | RADIOLOGY Dept. | X-RAY MACHINE | 1 | 0 | 5304 | 13054 | 3000268473 | 0 | 0 | - | 0 | - | W
18444 | JASHPUR | DULDULA | CHC | Pathology Lab. | CENTRIFUGE MACHINE | 1 | 0 | 0 | 0 | 3000268474 | 0 | 0 | - | 0 | - | NI
18445 | JASHPUR | DULDULA | CHC | Pathology Lab. | MICROSCOPE | 1 | LABOMED | VISION 2000 | 3111 | 3000268475 | 0 | 0 | - | 0 | - | W
18446 | JASHPUR | DULDULA | CHC | Pathology Lab. | MICROSCOPE | 1 | MLW | 0 | 0 | 3000268476 | 0 | 0 | - | 0 | - | W
18447 | JASHPUR | DULDULA | CHC | Dental Dept. | DENTAL CHAIR | 1 | AIRCOM PROCESSOR | 0 | 0 | 3000268477 | 0 | 0 | - | 0 | - | W
18448 | JASHPUR | DULDULA | CHC | Dental Dept. | BABY WEIGHING SCALE | 1 | ESSAE | 0 | 0 | 3000268478 | 0 | 0 | - | 0 | - | W
18449 | JASHPUR | DULDULA | CHC | Dental Dept. | RADIANT WARMER | 1 | 0 | 0 | 0 | 3000268479 | 0 | 0 | - | 0 | - | W
18450 | JASHPUR | Kastura | PHC | GENERAL WARD | BP MACHINE | 1 | (EC)EXTRA CARE | 0 | 0 | 3000268480 | 0 | 0 | - | 0 | - | W
18451 | JASHPUR | Kastura | PHC | GENERAL WARD | BP MACHINE | 1 | (EC)EXTRA CARE | 0 | 0 | 3000268493 | 0 | 0 | - | 0 | - | W
18452 | JASHPUR | Kastura | PHC | GENERAL WARD | WEIGHING MACHINE | 1 | 0 | 0 | 0 | 3000268494 | 0 | 0 | - | 0 | - | W
18453 | JASHPUR | Kastura | PHC | GENERAL WARD | NEEDLE DESTROYER | 1 | MICRO SIL | ND 350 | 1307 | 3000268492 | 0 | 0 | - | 0 | - | W
18454 | JASHPUR | Kastura | PHC | GENERAL WARD | NEEDLE DESTROYER | 1 | MICRO SIL | ND 350 | 1309 | 3000268481 | 0 | 0 | - | 0 | - | W
18455 | JASHPUR | Kastura | PHC | GENERAL WARD | NEBULIZER | 1 | 0 | 0 | 0 | 3000268482 | 0 | 0 | - | 0 | - | W
18456 | JASHPUR | Kastura | PHC | GENERAL WARD | NEBULIZER | 1 | 0 | 0 | 0 | 3000268483 | 0 | 0 | - | 0 | - | W
18457 | JASHPUR | Kastura | PHC | GENERAL WARD | HUB CUTTER | 1 | 0 | ND 350 | 1999 | 3000268484 | 0 | 0 | - | 0 | - | W
18458 | JASHPUR | Kastura | PHC | CHILD WARD | RADIANT WARMER | 1 | 0 | 0 | 0 | 3000268485 | 0 | 0 | - | 0 | - | W
18459 | JASHPUR | Kastura | PHC | CHILD WARD | SUCTION APPARATUS | 1 | 0 | 7B | 65 | 3000268486 | 0 | 0 | - | 0 | - | W
18460 | JASHPUR | Kastura | PHC | CHILD WARD | BABY WEIGHING SCALE | 1 | 0 | 0 | 0 | 3000268487 | 0 | 0 | - | 0 | - | W
18461 | JASHPUR | Kastura | PHC | CHILD WARD | BP MACHINE | 1 | MCP | 0 | 0 | 3000268488 | 0 | 0 | - | 0 | - | W
18462 | JASHPUR | Kastura | PHC | CHILD WARD | NEEDLE DESTROYER | 1 | MICRO SIL | ND 360 | 11010/03 | 3000268489 | 0 | 0 | - | 0 | - | W
18463 | JASHPUR | Kastura | PHC | CHILD WARD | BABY WEIGHING SCALE | 1 | 0 | 0 | 0 | 3000268490 | 0 | 0 | - | 0 | - | W
18464 | JASHPUR | Kastura | PHC | CHILD WARD | NEEDLE DESTROYER | 1 | 0 | 0 | 0 | 3000268491 | 0 | 0 | - | 0 | - | W
18465 | JASHPUR | Lodam | CHC | Pathology Lab. | MICROSCOPE | 1 | 0 | 0 | 0 | 3000247631 | 0 | 0 | - | 0 | - | W
18466 | JASHPUR | Lodam | CHC | Pathology Lab. | CENTRIFUGE MACHINE | 1 | 0 | 0 | 0 | 3000247632 | 0 | 0 | - | 0 | - | W
18467 | JASHPUR | Lodam | CHC | Pathology Lab. | MICROSCOPE | 1 | LABOMED | 0 | 0 | 3000247633 | 0 | 0 | - | 0 | - | W
18468 | JASHPUR | Lodam | CHC | Vaccination Room | NEEDLE DESTROYER | 1 | 0 | ND100 | 1728/05.06 | 3000247634 | 0 | 0 | - | 0 | - | W
18469 | JASHPUR | Lodam | CHC | Vaccination Room | NEEDLE DESTROYER | 1 | 0 | 0 | 0 | 3000247635 | 0 | 0 | - | 0 | - | W
18470 | JASHPUR | Lodam | CHC | Vaccination Room | BP MACHINE | 1 | 0 | 0 | 0 | 3000247636 | 0 | 0 | - | 0 | - | W
18471 | JASHPUR | Lodam | CHC | DELIVERY ROOM | OXYGEN CONCENTRATOR | 1 | LIFE PLUS | LPM203 | 0 | 3000247637 | 0 | 0 | - | 0 | - | W
18472 | JASHPUR | Lodam | CHC | DELIVERY ROOM | RADIANT WARMER | 1 | 0 | EL-3W | 0 | 3000247638 | 0 | 0 | - | 0 | - | W
18473 | JASHPUR | Lodam | CHC | DELIVERY ROOM | FOOT OPERATED SUCTION APPARATUS | 1 | 0 | 7B | 174 | 3000247639 | 0 | 0 | - | 0 | - | W
18474 | JASHPUR | Lodam | CHC | DELIVERY ROOM | BABY WEIGHING SCALE | 1 | 0 | 0 | 0 | 3000247640 | 0 | 0 | - | 0 | - | W
18475 | JASHPUR | Lodam | CHC | DELIVERY ROOM | AUTOCLAVE | 1 | 0 | 0 | 0 | 3000247641 | 0 | 0 | - | 0 | - | W
18476 | JASHPUR | Lodam | CHC | DELIVERY ROOM | SUCTION APPARATUS | 1 | 0 | 0 | 0 | 3000247642 | 0 | 0 | - | 0 | - | W
18477 | JASHPUR | Lodam | CHC | Store Room | SHADOWLESS LAMP | 1 | 0 | 0 | 0 | 3000247644 | 0 | 0 | - | 0 | - | NW
18478 | JASHPUR | Lodam | CHC | Store Room | SHADOWLESS OT LIGHT | 1 | 0 | 0 | 0 | 3000247643 | 0 | 0 | - | 0 | - | NW
18479 | JASHPUR | Lodam | CHC | Store Room | BABY WEIGHING SCALE | 1 | 0 | 0 | 0 | 3000247645 | 0 | 0 | - | 0 | - | W
18480 | JASHPUR | Lodam | CHC | Store Room | CAUTARY MACHINE | 1 | DUKE | 0 | 0 | 3000247646 | 0 | 0 | - | 0 | - | W
18481 | JASHPUR | Lodam | CHC | RADIOLOGY Dept. | X-RAY MACHINE | 1 | VERTIX | 5201 | 17661 | 3000247647 | 0 | 0 | - | 0 | - | W
18482 | JASHPUR | Lodam | CHC | RADIOLOGY Dept. | NEEDLE DESTROYER | 1 | 0 | 0 | 0 | 3000247648 | 0 | 0 | - | 0 | - | W
18483 | JASHPUR | Lodam | CHC | RADIOLOGY Dept. | NEBULIZER | 1 | LIFE LINE | MINI | 0 | 3000247655 | 0 | 0 | - | 0 | - | W
18484 | JASHPUR | Lodam | CHC | RADIOLOGY Dept. | FOETAL DOPPLER | 1 | MEHAR | READY DOPP MARK 2 | 0 | 3000247656 | 0 | 0 | - | 0 | - | W
18485 | JASHPUR | Lodam | CHC | RADIOLOGY Dept. | BP MACHINE | 1 | 0 | 0 | 0 | 3000247657 | 0 | 0 | - | 0 | - | W
18486 | JASHPUR | Lodam | CHC | ENT DEPARTMENT | ALPHABETIC VISION CHART | 1 | 0 | 0 | 0 | 3000247658 | 0 | 0 | - | 0 | - | W
18487 | JASHPUR | Lodam | CHC | ENT DEPARTMENT | OPTHALMOSCOPE | 1 | WETCH ALLYN(CE) | 0 | 0 | 3000247659 | 0 | 0 | - | 0 | - | W
18488 | JASHPUR | Lodam | CHC | ENT DEPARTMENT | OPTHALMOSCOPE | 1 | HEINE | 0 | 0 | 3000247660 | 0 | 0 | - | 0 | - | W
18489 | JASHPUR | Lodam | CHC | ENT DEPARTMENT | NEEDLE DESTROYER | 1 | 0 | 0 | 0 | 3000247649 | 0 | 0 | - | 0 | - | W
18490 | JASHPUR | Lodam | CHC | ENT DEPARTMENT | NEEDLE DESTROYER | 1 | 0 | 0 | 0 | 3000247650 | 0 | 0 | - | 0 | - | W
18491 | JASHPUR | Lodam | CHC | Pathology Lab. | AUTO ANALYZER | 1 | 0 | 0 | 0 | 3000247651 | 0 | 0 | - | 0 | - | NW
18492 | JASHPUR | Lodam | CHC | Pathology Lab. | GLUCO METER | 1 | ACCU-CHEK EXTRA CARE | GU | GUO2965989 | 3000247652 | 0 | 0 | - | 0 | - | W
18493 | JASHPUR | Lodam | CHC | Pathology Lab. | BP MACHINE | 1 | EXTRA CARE | 0 | 0 | 3000247653 | 0 | 0 | - | 0 | - | W
18494 | JASHPUR | Lodam | CHC | Pathology Lab. | BP MACHINE | 1 | 0 | 0 | 0 | 3000247654 | 0 | 0 | - | 0 | - | W
18495 | JASHPUR | Lodam | CHC | Pathology Lab. | ECG RECORDER | 1 | BPL LIMITED | 0 | CHMF7H541 | 3000247661 | 0 | 0 | - | 0 | - | W
18496 | JASHPUR | Lodam | CHC | Pathology Lab. | BP MACHINE | 1 | NAMATT | 0 | 138455 | 3000247662 | 0 | 0 | - | 0 | - | NW
18497 | JASHPUR | Lodam | CHC | Store Room | AUTOCLAVE | 1 | 0 | 0 | 0 | 3000247663 | 0 | 0 | - | 0 | - | NW
18498 | JASHPUR | Lodam | CHC | Store Room | BABY WEIGHING SCALE | 1 | ESSAE | B5-250 | 0 | 3000247664 | 0 | 0 | - | 0 | - | NW
18499 | JASHPUR | Lodam | CHC | Store Room | BABY WEIGHING SCALE | 1 | 0 | 0 | 0 | 3000247665 | 0 | 0 | - | 0 | - | W
18500 | JASHPUR | Lodam | CHC | Store Room | ELECTRIC STERILIZER | 1 | ATLAS | 0 | 09F8842 | 3000247666 | 0 | 0 | - | 0 | - | NW
18501 | JASHPUR | ARRA | PHC | GENERAL WARD | BP MACHINE | 1 | 0 | 0 | 0 | 3000247667 | 0 | 0 | - | 0 | - | W
18502 | JASHPUR | ARRA | PHC | GENERAL WARD | BP MACHINE | 1 | 0 | 0 | 0 | 3000247668 | 0 | 0 | - | 0 | - | W
18503 | JASHPUR | ARRA | PHC | Dressing Room | NEEDLE DESTROYER | 1 | 0 | ND 10360 | 4772/03 | 3000247669 | 0 | 0 | - | 0 | - | W
18504 | JASHPUR | ARRA | PHC | Dressing Room | ELECTRIC STERILIZER | 1 | 0 | 0 | 0 | 3000247670 | 0 | 0 | - | 0 | - | W
18505 | JASHPUR | ARRA | PHC | ENT DEPARTMENT | SLIT LAMP | 1 | 0 | 0 | 0 | 3000247671 | 0 | 0 | - | 0 | - | W
18506 | JASHPUR | ARRA | PHC | ENT DEPARTMENT | SUCTION APPARATUS | 1 | 0 | 0 | 0 | 3000247672 | 0 | 0 | - | 0 | - | W
18507 | JASHPUR | ARRA | PHC | ENT DEPARTMENT | ALPHABETIC VISION CHART | 1 | 0 | 0 | 0 | 3000247673 | 0 | 0 | - | 0 | - | W
18508 | JASHPUR | ARRA | PHC | DELIVERY ROOM | ELECTRIC STERILIZER | 1 | ATLES | 0 | 09E8960 | 3000247674 | 0 | 0 | - | 0 | - | W
18509 | JASHPUR | ARRA | PHC | DELIVERY ROOM | RADIANT WARMER | 1 | 0 | 0 | 0 | 3000247675 | 0 | 0 | - | 0 | - | W
18510 | JASHPUR | ARRA | PHC | DELIVERY ROOM | NEEDLE DESTROYER | 1 | 0 | ND-360 | 4827/03 | 3000247676 | 0 | 0 | - | 0 | - | W
18511 | JASHPUR | ARRA | PHC | DELIVERY ROOM | BABY WEIGHING SCALE | 1 | 0 | 0 | 0 | 3000247677 | 0 | 0 | - | 0 | - | W
18512 | JASHPUR | ARRA | PHC | GENERAL WARD | NEEDLE DESTROYER | 1 | 0 | ND-360 | 4762/03 | 3000247678 | 0 | 0 | - | 0 | - | W
18513 | JASHPUR | ARRA | PHC | Pathology Lab. | MICROSCOPE | 1 | LABOSCOPE | 0 | 0 | 3000247679 | 0 | 0 | - | 0 | - | W
18514 | JASHPUR | ARRA | PHC | Pathology Lab. | CENTRIFUGE MACHINE | 1 | 0 | 0 | 0 | 3000247680 | 0 | 0 | - | 0 | - | W
18515 | JASHPUR | ARRA | PHC | Pathology Lab. | NEEDLE DESTROYER | 1 | SARATECH | SIR(100VA) | 7398 | 3000247681 | 0 | 0 | - | 0 | - | W
18516 | JASHPUR | ARRA | PHC | Other Dept. | BP MACHINE | 1 | NAMATT | 0 | 54274 | 3000247682 | 0 | 0 | - | 0 | - | NW
18517 | JASHPUR | ARRA | PHC | Pathology Lab. | GLUCO METER | 1 | ACCUCHECK | 0 | 0 | 3000247683 | 0 | 0 | - | 0 | - | W
18518 | JASHPUR | GHOLANG | PHC | Pathology Lab. | BP MACHINE | 1 | EXTRACARE | 0 | 0 | 3000247621 | 0 | 0 | - | 0 | - | W
18519 | JASHPUR | GHOLANG | PHC | Pathology Lab. | MICROSCOPE | 1 | SOLODSTET | 0 | 0 | 3000247622 | 0 | 0 | - | 0 | - | W
18520 | JASHPUR | GHOLANG | PHC | ENT DEPARTMENT | ALPHABETIC VISION CHART | 1 | 0 | 0 | 0 | 3000247623 | 0 | 0 | - | 0 | - | W
18521 | JASHPUR | GHOLANG | PHC | ENT DEPARTMENT | ELECTRIC STERILIZER | 1 | MEDIKIT | AC-DC230/5 | 0 | 3000247624 | 0 | 0 | - | 0 | - | W
18522 | JASHPUR | GHOLANG | PHC | ENT DEPARTMENT | AUTOCLAVE | 1 | 0 | 0 | 0 | 3000247625 | 0 | 0 | - | 0 | - | W
18523 | JASHPUR | GHOLANG | PHC | ENT DEPARTMENT | ELECTRIC STERILIZER | 1 | 0 | 0 | 0 | 3000247626 | 0 | 0 | - | 0 | - | W
18524 | JASHPUR | GHOLANG | PHC | ENT DEPARTMENT | BABY WEIGHING SCALE | 1 | CROWN | 0 | 0 | 3000247627 | 0 | 0 | - | 0 | - | W
18525 | JASHPUR | GHOLANG | PHC | ENT DEPARTMENT | SUCTION APPARATUS | 1 | DYNAMIL | TN9 | 0 | 3000247628 | 0 | 0 | - | 0 | - | NW
18526 | JASHPUR | GHOLANG | PHC | ENT DEPARTMENT | ELECTRIC STERILIZER | 1 | 0 | 0 | 0 | 3000247629 | 0 | 0 | - | 0 | - | NW
18527 | JASHPUR | GHOLANG | PHC | ENT DEPARTMENT | NEBULIZER | 1 | 0 | 0 | LLSH002M | 3000247630 | 0 | 0 | - | 0 | - | W
18528 | JASHPUR | PAIKU | PHC | DELIVERY ROOM | BP MACHINE | 1 | DIAMOND | 0 | 0 | 3000247684 | 0 | 0 | - | 0 | - | W
18529 | JASHPUR | PAIKU | PHC | DELIVERY ROOM | BABY WEIGHING SCALE | 1 | 0 | 0 | 0 | 3000247685 | 0 | 0 | - | 0 | - | W
18530 | JASHPUR | PAIKU | PHC | DELIVERY ROOM | RADIANT WARMER | 1 | 0 | 0 | 0 | 3000247686 | 0 | 0 | - | 0 | - | W
18531 | JASHPUR | PAIKU | PHC | DELIVERY ROOM | ELECTRIC STERILIZER | 1 | ATLAS | 0 | 09E9154 | 3000247687 | 0 | 0 | - | 0 | - | W
18532 | JASHPUR | PAIKU | PHC | DELIVERY ROOM | ELECTRIC STERILIZER | 1 | ATLAS | 0 | 09E8973 | 3000268448 | 0 | 0 | - | 0 | - | W
18533 | JASHPUR | PAIKU | PHC | Vaccination Room | NEEDLE DESTROYER | 1 | MICROSIL | ND 360 | 4887/03 | 3000268449 | 0 | 0 | - | 0 | - | W
18534 | JASHPUR | PAIKU | PHC | Vaccination Room | CENTRIFUGE MACHINE | 1 | 0 | 0 | 0 | 3000268450 | 0 | 0 | - | 0 | - | W
18535 | JASHPUR | PAIKU | PHC | GENERAL WARD | BP MACHINE | 1 | JAINCO | 0 | 33515 | 3000268451 | 0 | 0 | - | 0 | - | W
18536 | JASHPUR | PAIKU | PHC | Physiotherapy dept. | BP MACHINE | 1 | 0 | 0 | 0 | 3000268452 | 0 | 0 | - | 0 | - | W
18537 | JASHPUR | PAIKU | PHC | OT | AUTOCLAVE | 1 | 0 | 0 | 0 | 3000268453 | 0 | 0 | - | 0 | - | W
18538 | JASHPUR | PAIKU | PHC | Physiotherapy dept. | RED LAMP(USE OF PAIN) | 1 | 0 | 0 | 0 | 3000268454 | 0 | 0 | - | 0 | - | W
18539 | JASHPUR | PAIKU | PHC | Store Room | MICROSCOPE | 1 | FOCUS | 0 | 0 | 3000268455 | 0 | 0 | - | 0 | - | NI
18540 | JASHPUR | PAIKU | PHC | Store Room | BABY WEIGHING SCALE | 1 | SAVENA | 0 | 0 | 3000268456 | 0 | 0 | - | 0 | - | NI
18541 | JASHPUR | KANSABEL | CHC | DELIVERY ROOM | BP MACHINE | 1 | PREMIER | 0 | 9813456 | 3000342063 | 0 | 0 | - | 0 | - | W
18542 | JASHPUR | KANSABEL | CHC | DELIVERY ROOM | BP MACHINE | 1 | CITIZEN | 0 | 12045 | 3000342064 | 0 | 0 | - | 0 | - | W
18543 | JASHPUR | KANSABEL | CHC | RADIOLOGY Dept. | X-RAY MACHINE | 1 | SIEMENS | 0 | 3312 | 3000342065 | 0 | 0 | - | 0 | - | W
18544 | JASHPUR | KANSABEL | CHC | Store Room | SUCTION APPARATUS | 1 | 0 | 0 | 0 | 3000342066 | 0 | 0 | - | 0 | - | NW
18545 | JASHPUR | KANSABEL | CHC | DELIVERY ROOM | AUTOCLAVE | 1 | 0 | 0 | 0 | 3000342067 | 0 | 0 | - | 0 | - | NW
18546 | JASHPUR | KANSABEL | CHC | DELIVERY ROOM | BABY WEIGHING SCALE | 1 | CIBRA | 0 | 0 | 3000342068 | 0 | 0 | - | 0 | - | NW
18547 | JASHPUR | KANSABEL | CHC | Store Room | BP MACHINE | 1 | NAMATT | 0 | 33354 | 3000342069 | 0 | 0 | - | 0 | - | W
18548 | JASHPUR | KANSABEL | CHC | Store Room | BP MACHINE | 1 | NAMATT | 0 | 43515 | 3000342070 | 0 | 0 | - | 0 | - | W
18549 | JASHPUR | KANSABEL | CHC | Store Room | BP MACHINE | 1 | NAMATT | 0 | 38335 | 3000342071 | 0 | 0 | - | 0 | - | W
18550 | JASHPUR | KANSABEL | CHC | Store Room | BP MACHINE | 1 | ASHOKA | 0 | 0 | 3000342072 | 0 | 0 | - | 0 | - | W
18551 | JASHPUR | KANSABEL | CHC | Store Room | BP MACHINE | 1 | NAMATT | 0 | 43486 | 3000342073 | 0 | 0 | - | 0 | - | W
18552 | JASHPUR | KANSABEL | CHC | Store Room | BP MACHINE | 1 | NAMATT | 0 | 57649 | 3000342074 | 0 | 0 | - | 0 | - | W
18553 | JASHPUR | KANSABEL | CHC | Store Room | BP MACHINE | 1 | NAMATT | 0 | 0 | 3000342075 | 0 | 0 | - | 0 | - | W
18554 | JASHPUR | KANSABEL | CHC | Store Room | BP MACHINE | 1 | NAMATT | 0 | 38485 | 3000342076 | 0 | 0 | - | 0 | - | W
18555 | JASHPUR | KANSABEL | CHC | Store Room | BP MACHINE | 1 | DROT | 0 | 87100917 | 3000342077 | 0 | 0 | - | 0 | - | W
18556 | JASHPUR | KANSABEL | CHC | Store Room | BP MACHINE | 1 | NAMATT | 0 | 38512 | 3000342078 | 0 | 0 | - | 0 | - | W
18557 | JASHPUR | KANSABEL | CHC | Store Room | BP MACHINE | 1 | NAMATT | 0 | 0 | 3000342079 | 0 | 0 | - | 0 | - | W
18558 | JASHPUR | KANSABEL | CHC | Store Room | BP MACHINE | 1 | NAMATT | 0 | 43853 | 3000342080 | 0 | 0 | - | 0 | - | W
18559 | JASHPUR | KANSABEL | CHC | Store Room | BP MACHINE | 1 | NAMATT | 0 | 0 | 3000342081 | 0 | 0 | - | 0 | - | NW
18560 | JASHPUR | KANSABEL | CHC | Store Room | BP MACHINE | 1 | NAMATT | 0 | 57710 | 3000342082 | 0 | 0 | - | 0 | - | NW
18561 | JASHPUR | KANSABEL | CHC | Store Room | BP MACHINE | 1 | ELKO | 0 | 0 | 3000342083 | 0 | 0 | - | 0 | - | NW
18562 | JASHPUR | KANSABEL | CHC | Store Room | MICROSCOPE | 1 | RADICAL | 0 | 0 | 3000342084 | 0 | 0 | - | 0 | - | NW
18563 | JASHPUR | KANSABEL | CHC | Store Room | MICROSCOPE | 1 | FOCUS | 0 | 0 | 3000342085 | 0 | 0 | - | 0 | - | NW
18564 | JASHPUR | KANSABEL | CHC | Store Room | MICROSCOPE | 1 | 0 | 0 | 0 | 3000342086 | 0 | 0 | - | 0 | - | NW
18565 | JASHPUR | KANSABEL | CHC | Store Room | MICROSCOPE | 1 | 0 | 0 | 0 | 3000342087 | 0 | 0 | - | 0 | - | NW
18566 | JASHPUR | KANSABEL | CHC | Store Room | MICROSCOPE | 1 | 0 | 0 | 0 | 3000342088 | 0 | 0 | - | 0 | - | NW
18567 | JASHPUR | KANSABEL | CHC | Store Room | MICROSCOPE | 1 | QUSMO | 0 | 0 | 3000342089 | 0 | 0 | - | 0 | - | NW
18568 | JASHPUR | KANSABEL | CHC | Store Room | MICROSCOPE | 1 | 0 | 0 | 0 | 3000342090 | 0 | 0 | - | 0 | - | NW
18569 | JASHPUR | KANSABEL | CHC | Store Room | BP MACHINE | 1 | NAMATT | 0 | 38284 | 3000342091 | 0 | 0 | - | 0 | - | NW
18570 | JASHPUR | KANSABEL | CHC | Store Room | BP MACHINE | 1 | NAMATT | 0 | 0 | 3000342092 | 0 | 0 | - | 0 | - | NW
18571 | JASHPUR | KANSABEL | CHC | Store Room | BP MACHINE | 1 | 0 | 0 | 0 | 3000342093 | 0 | 0 | - | 0 | - | NW
18572 | JASHPUR | KANSABEL | CHC | Store Room | BP MACHINE | 1 | EXTRA CARE | 0 | 0 | 3000342094 | 0 | 0 | - | 0 | - | NW
18573 | JASHPUR | KANSABEL | CHC | Store Room | BP MACHINE | 1 | FLKO METER | 0 | 0 | 3000342095 | 0 | 0 | - | 0 | - | NW
18574 | JASHPUR | KANSABEL | CHC | Store Room | BP MACHINE | 1 | NAMATT | 0 | 0 | 3000342096 | 0 | 0 | - | 0 | - | NW
18575 | JASHPUR | KANSABEL | CHC | Store Room | BP MACHINE | 1 | FINE CEF | 0 | 0 | 3000342097 | 0 | 0 | - | 0 | - | NW
18576 | JASHPUR | KANSABEL | CHC | Store Room | BP MACHINE | 1 | NAMATT | 0 | 0 | 3000342098 | 0 | 0 | - | 0 | - | NW
18577 | JASHPUR | KANSABEL | CHC | Store Room | FOOT OPERATED SUCTION APPARATUS | 1 | 0 | 0 | 0 | 3000342099 | 0 | 0 | - | 0 | - | NW
18578 | JASHPUR | KANSABEL | CHC | Store Room | NEEDLE DESTROYER | 1 | SARUTESAN | 100VA/60A | 0 | 3000342100 | 0 | 0 | - | 0 | - | NW
18579 | JASHPUR | KANSABEL | CHC | Store Room | NEEDLE DESTROYER | 1 | MICROSIL | ND 100 | 1932/05.06 | 3000342101 | 0 | 0 | - | 0 | - | NW
18580 | JASHPUR | KANSABEL | CHC | Store Room | ELECTRIC STERILIZER | 1 | 0 | 0 | 0 | 3000342102 | 0 | 0 | - | 0 | - | NW
18581 | JASHPUR | KANSABEL | CHC | Store Room | BP MACHINE | 1 | EXTRA CARE | 0 | 0 | 3000342103 | 0 | 0 | - | 0 | - | NW
18582 | JASHPUR | KANSABEL | CHC | Store Room | BP MACHINE | 1 | PAGODA | 0 | 19906 | 3000342104 | 0 | 0 | - | 0 | - | NW
18583 | JASHPUR | KANSABEL | CHC | Store Room | BP MACHINE | 1 | NAMATT | 0 | 38 | 3000342105 | 0 | 0 | - | 0 | - | NW
18584 | JASHPUR | KANSABEL | CHC | Store Room | BP MACHINE | 1 | NAMATT | 0 | 38297 | 3000342106 | 0 | 0 | - | 0 | - | NW
18585 | JASHPUR | KANSABEL | CHC | Store Room | AUTOCLAVE | 1 | 0 | 0 | 0 | 3000342107 | 0 | 0 | - | 0 | - | NW
18586 | JASHPUR | KANSABEL | CHC | Store Room | AUTOCLAVE | 1 | 0 | 0 | 0 | 3000342108 | 0 | 0 | - | 0 | - | NW
18587 | JASHPUR | KANSABEL | CHC | Store Room | AUTOCLAVE | 1 | 0 | 0 | 0 | 3000342109 | 0 | 0 | - | 0 | - | NW
18588 | JASHPUR | KANSABEL | CHC | Store Room | AUTOCLAVE | 1 | SARATECH | 0 | 0 | 3000342110 | 0 | 0 | - | 0 | - | NI
18589 | JASHPUR | KANSABEL | CHC | Store Room | NEEDLE DESTROYER | 1 | SARATECH | 0 | 0 | 3000342111 | 0 | 0 | - | 0 | - | NI
18590 | JASHPUR | KANSABEL | CHC | Store Room | HUB CUTTER | 1 | SARATECH | 0 | 0 | 3000342112 | 0 | 0 | - | 0 | - | NI
18591 | JASHPUR | KANSABEL | CHC | Store Room | HUB CUTTER | 1 | SARATECH | 0 | 0 | 3000342113 | 0 | 0 | - | 0 | - | NI
18592 | JASHPUR | KANSABEL | CHC | Store Room | DENTAL CHAIR | 1 | CLAESA AKASH | 0 | 101200 | 3000342114 | 0 | 0 | - | 0 | - | W
18593 | JASHPUR | KANSABEL | CHC | Store Room | HUB CUTTER | 1 | SARATECH | SIR1000A | 7196 | 3000342115 | 0 | 0 | - | 0 | - | NW
18594 | JASHPUR | KANSABEL | CHC | Store Room | Examination Light | 1 | 0 | 0 | 0 | 3000342116 | 0 | 0 | - | 0 | - | NW
18595 | JASHPUR | KANSABEL | CHC | Store Room | SUCTION APPARATUS | 1 | 0 | 0 | 0 | 3000342117 | 0 | 0 | - | 0 | - | NW
18596 | JASHPUR | KANSABEL | CHC | ENT DEPARTMENT | ALPHABETIC VISION CHART | 1 | 0 | 0 | 0 | 3000243787 | 0 | 0 | - | 0 | - | W
18597 | JASHPUR | KANSABEL | CHC | ENT DEPARTMENT | SLIT LAMP | 1 | ADARSH ENTERPRISE | 0 | 0 | 3000243788 | 0 | 0 | - | 0 | - | W
18598 | JASHPUR | KANSABEL | CHC | ENT DEPARTMENT | TONO METER | 1 | 0 | 0 | 0 | 3000243789 | 0 | 0 | - | 0 | - | W
18599 | JASHPUR | KANSABEL | CHC | ENT DEPARTMENT | OPTHALMOSCOPE | 1 | 0 | 0 | 0 | 3000243790 | 0 | 0 | - | 0 | - | NI
18600 | JASHPUR | KANSABEL | CHC | ENT DEPARTMENT | RETINOSCOPE | 1 | RISTEN | 0 | 0 | 3000243791 | 0 | 0 | - | 0 | - | NI
18601 | JASHPUR | KANSABEL | CHC | ENT DEPARTMENT | MICROSCOPE | 1 | LABOMED | 0 | 0 | 3000243792 | 0 | 0 | - | 0 | - | W
18602 | JASHPUR | KANSABEL | CHC | ENT DEPARTMENT | CENTRIFUGE MACHINE | 1 | LABOTECH | 0 | 0 | 3000243793 | 0 | 0 | - | 0 | - | W
18603 | JASHPUR | KANSABEL | CHC | ENT DEPARTMENT | BP MACHINE | 1 | CITIZEN | 0 | 5012777 | 3000243794 | 0 | 0 | - | 0 | - | W
18604 | JASHPUR | KANSABEL | CHC | ENT DEPARTMENT | NEBULIZER | 1 | NUNZEB PRO | 0 | NGM3739 | 3000243795 | 0 | 0 | - | 0 | - | W
18605 | JASHPUR | KANSABEL | CHC | ENT DEPARTMENT | NEEDLE DESTROYER | 1 | MICROSIL | 0 | 0 | 3000243796 | 0 | 0 | - | 0 | - | NW
18606 | JASHPUR | KANSABEL | CHC | ENT DEPARTMENT | BP MACHINE | 1 | EXTRA CARE | 0 | 0 | 3000243797 | 0 | 0 | - | 0 | - | W
18607 | JASHPUR | KANSABEL | CHC | ENT DEPARTMENT | BP MACHINE | 1 | CITIZEN | 0 | 9149 | 3000243798 | 0 | 0 | - | 0 | - | W
18608 | JASHPUR | KANSABEL | CHC | DELIVERY ROOM | OXYGEN CONCENTRATOR | 1 | LIFE PLUS | LPM-203 | 0 | 3000243799 | 0 | 0 | - | 0 | - | NW
18609 | JASHPUR | KANSABEL | CHC | DELIVERY ROOM | BP MACHINE | 1 | PREMIER | 0 | 0 | 3000243800 | 0 | 0 | - | 0 | - | W
18610 | JASHPUR | KANSABEL | CHC | DELIVERY ROOM | BP MACHINE | 1 | DIAMOND | 0 | 0 | 3000243801 | 0 | 0 | - | 0 | - | W
18611 | JASHPUR | KANSABEL | CHC | DELIVERY ROOM | SUCTION APPARATUS | 1 | 0 | 0 | 0 | 3000243802 | 0 | 0 | - | 0 | - | W
18612 | JASHPUR | KANSABEL | CHC | Vaccination Room | NEEDLE DESTROYER | 1 | MICROSIL | ND 100 | 2016/05-06 | 3000243803 | 0 | 0 | - | 0 | - | W
18613 | JASHPUR | KANSABEL | CHC | Vaccination Room | NEEDLE DESTROYER | 1 | SARATECH | SIR100VA | 7195 | 3000243804 | 0 | 0 | - | 0 | - | NW
18614 | JASHPUR | KANSABEL | CHC | Vaccination Room | NEEDLE DESTROYER | 1 | 0 | 0 | 0 | 3000243805 | 0 | 0 | - | 0 | - | NW
18615 | JASHPUR | KANSABEL | CHC | DELIVERY ROOM | BABY WEIGHING SCALE | 1 | ESSAE | BS-250 | 25014131875 | 3000243806 | 0 | 0 | - | 0 | - | W
18616 | JASHPUR | KANSABEL | CHC | DELIVERY ROOM | AUTOCLAVE | 1 | 0 | 0 | 0 | 3000243807 | 0 | 0 | - | 0 | - | W
18617 | JASHPUR | KANSABEL | CHC | DELIVERY ROOM | RADIANT WARMER | 1 | 0 | EL-3W | 0 | 3000243808 | 0 | 0 | - | 0 | - | W
18618 | JASHPUR | KANSABEL | CHC | DELIVERY ROOM | ELECTRIC STERILIZER | 1 | ATLAS | 0 | 9E8769 | 3000243809 | 0 | 0 | - | 0 | - | W
18619 | JASHPUR | KANSABEL | CHC | DELIVERY ROOM | SUCTION APPARATUS | 1 | BIOPLUS | 0 | 0 | 3000243810 | 0 | 0 | - | 0 | - | W
18620 | JASHPUR | Bagia | PHC | OPD | NEEDLE DESTROYER | 1 | MICROSIL | ND100 | 2681/05-06 | 3000342118 | 0 | 0 | - | 0 | - | W
18621 | JASHPUR | Bagia | PHC | OPD | ELECTRIC STERILIZER | 1 | 0 | 0 | 0 | 3000342119 | 0 | 0 | - | 0 | - | W
18622 | JASHPUR | Bagia | PHC | OPD | BP MACHINE | 1 | INFI | 0 | 14F0667 | 3000342120 | 0 | 0 | - | 0 | - | W
18623 | JASHPUR | Bagia | PHC | OPD | BP MACHINE | 1 | NAMATT | 0 | 57797 | 3000342121 | 0 | 0 | - | 0 | - | NW
18624 | JASHPUR | Bagia | PHC | OPD | BP MACHINE | 1 | DIAMOND | 0 | 0 | 3000342122 | 0 | 0 | - | 0 | - | W
18625 | JASHPUR | Bagia | PHC | OPD | BABY WEIGHING SCALE | 1 | 0 | 0 | 0 | 3000342123 | 0 | 0 | - | 0 | - | W
18626 | JASHPUR | Bagia | PHC | OPD | NEBULIZER | 1 | SLJ | 0 | 0 | 3000342124 | 0 | 0 | - | 0 | - | W
18627 | JASHPUR | Bagia | PHC | OPD | FOOT OPERATED SUCTION APPARATUS | 1 | 0 | 0 | 0 | 3000342125 | 0 | 0 | - | 0 | - | W
18628 | JASHPUR | Bagia | PHC | OPD | ELECTRIC STERILIZER | 1 | ATLAS | 0 | 09FR8775 | 3000342126 | 0 | 0 | - | 0 | - | W
18629 | JASHPUR | Bagia | PHC | OPD | ULTRASOUND MACHINE | 1 | MCP | 0 | 0 | 3000342127 | 0 | 0 | - | 0 | - | W
18630 | JASHPUR | DOKDA | PHC | GENERAL WARD | BP MACHINE | 1 | OMRON | HEM 7113 | 20120700389VG | 3000342128 | 0 | 0 | - | 0 | - | W
18631 | JASHPUR | DOKDA | PHC | GENERAL WARD | BP MACHINE | 1 | PREMIER | 0 | 813458 | 3000342129 | 0 | 0 | - | 0 | - | W
18632 | JASHPUR | DOKDA | PHC | GENERAL WARD | NEBULIZER | 1 | LIFELINE | MINI | 0 | 3000342130 | 0 | 0 | - | 0 | - | W
18633 | JASHPUR | DOKDA | PHC | GENERAL WARD | BABY WEIGHING SCALE | 1 | RAMON SURGICAL | 0 | 0 | 3000342131 | 0 | 0 | - | 0 | - | W
18634 | JASHPUR | DOKDA | PHC | GENERAL WARD | BABY WEIGHING SCALE | 1 | HIC | 0 | 0 | 3000342132 | 0 | 0 | - | 0 | - | W
18635 | JASHPUR | DOKDA | PHC | GENERAL WARD | BABY WEIGHING SCALE | 1 | ATLAS | 0 | 09F8788 | 3000342133 | 0 | 0 | - | 0 | - | W
18636 | JASHPUR | DOKDA | PHC | Pathology Lab. | BP MACHINE | 1 | ASHOKA | 0 | 9012356 | 3000342134 | 0 | 0 | - | 0 | - | NW
18637 | JASHPUR | DOKDA | PHC | Pathology Lab. | MICROSCOPE | 1 | MICO | 0 | 0 | 3000342135 | 0 | 0 | - | 0 | - | W
18638 | JASHPUR | DOKDA | PHC | Pathology Lab. | CENTRIFUGE MACHINE | 1 | 0 | 0 | 0 | 3000342136 | 0 | 0 | - | 0 | - | W
18639 | JASHPUR | DOKDA | PHC | Pathology Lab. | NEEDLE DESTROYER | 1 | MICOSIL | ND 100 | 2489/0506 | 3000342137 | 0 | 0 | - | 0 | - | W
18640 | JASHPUR | DOKDA | PHC | Pathology Lab. | NEBULIZER | 1 | NUNEBPRO | 0 | NGM37385 | 3000342138 | 0 | 0 | - | 0 | - | NW
18641 | JASHPUR | DOKDA | PHC | Pathology Lab. | NEBULIZER | 1 | MA | 0 | 0 | 3000342139 | 0 | 0 | - | 0 | - | NW
18642 | JASHPUR | DOKDA | PHC | Store Room | INFRA RED | 1 | 0 | 0 | 0 | 3000342140 | 0 | 0 | - | 0 | - | NI
18643 | JASHPUR | DOKDA | PHC | Store Room | BP MACHINE | 1 | NAMATT | 0 | 338287 | 3000342141 | 0 | 0 | - | 0 | - | NW
18644 | JASHPUR | DOKDA | PHC | Store Room | BP MACHINE | 1 | NAMATT | 0 | 43884 | 3000342142 | 0 | 0 | - | 0 | - | NW
18645 | JASHPUR | DOKDA | PHC | Store Room | BP MACHINE | 1 | NAMATT | 0 | 57670 | 3000342143 | 0 | 0 | - | 0 | - | NW
18646 | JASHPUR | DOKDA | PHC | Store Room | BP MACHINE | 1 | NAMATT | 0 | 38312 | 3000342144 | 0 | 0 | - | 0 | - | NW
18647 | JASHPUR | DOKDA | PHC | Store Room | BP MACHINE | 1 | NAMATT | 0 | 57716 | 3000342145 | 0 | 0 | - | 0 | - | NW
18648 | JASHPUR | KUNKURI | CHC | Pathology Lab. | MICROSCOPE | 1 | LABOURED | 0 | 3163 | 3000243691 | 0 | 0 | - | 0 | - | W
18649 | JASHPUR | KUNKURI | CHC | Pathology Lab. | MICROSCOPE | 1 | BLISCO | 0 | 0 | 3000243692 | 0 | 0 | - | 0 | - | W
18650 | JASHPUR | KUNKURI | CHC | Pathology Lab. | CENTRIFUGE MACHINE | 1 | GSLAB | 0 | 0 | 3000243693 | 0 | 0 | - | 0 | - | W
18651 | JASHPUR | KUNKURI | CHC | Pathology Lab. | NEEDLE DESTROYER | 1 | MICROSIL | ND 100 | 3075/06-07 | 3000243694 | 0 | 0 | - | 0 | - | W
18652 | JASHPUR | KUNKURI | CHC | Pathology Lab. | GLUCO METER | 1 | 0 | 0 | 0 | 3000243695 | 0 | 0 | - | 0 | - | W
18653 | JASHPUR | KUNKURI | CHC | Pathology Lab. | COLORIMETER | 1 | 0 | 0 | 0 | 3000243696 | 0 | 0 | - | 0 | - | W
18654 | JASHPUR | KUNKURI | CHC | OPD | BP MACHINE | 1 | DIAMOND | 0 | 0 | 3000243697 | 0 | 0 | - | 0 | - | W
18655 | JASHPUR | KUNKURI | CHC | OPD | BP MACHINE | 1 | EXTRACARE | 0 | 0 | 3000243698 | 0 | 0 | - | 0 | - | W
18656 | JASHPUR | KUNKURI | CHC | OPD | BP MACHINE | 1 | DIAMOND | 0 | 0 | 3000243699 | 0 | 0 | - | 0 | - | W
18657 | JASHPUR | KUNKURI | CHC | OPD | BP MACHINE | 1 | EXTRACARE | 0 | 0 | 3000243700 | 0 | 0 | - | 0 | - | W
18658 | JASHPUR | KUNKURI | CHC | Sterilzation Room | AUTOCLAVE | 1 | 0 | 0 | 0 | 3000243701 | 0 | 0 | - | 0 | - | W
18659 | JASHPUR | KUNKURI | CHC | Sterilzation Room | ELECTRIC STERILIZER | 1 | 0 | 0 | 0 | 3000243702 | 0 | 0 | - | 0 | - | W
18660 | JASHPUR | KUNKURI | CHC | Sterilzation Room | AUTOCLAVE | 1 | 0 | 0 | 0 | 3000243703 | 0 | 0 | - | 0 | - | W
18661 | JASHPUR | KUNKURI | CHC | Dental Dept. | DENTAL CHAIR | 1 | AKASH | 0 | AIR COMPRESOR 101153 | 3000243704 | 0 | 0 | - | 0 | - | W
18662 | JASHPUR | KUNKURI | CHC | Dental Dept. | BP MACHINE | 1 | EXTRA CARE | 0 | 0 | 3000243705 | 0 | 0 | - | 0 | - | W
18663 | JASHPUR | KUNKURI | CHC | Dental Dept. | AUTOCLAVE | 1 | 0 | 0 | 0 | 3000243706 | 0 | 0 | - | 0 | - | W
18664 | JASHPUR | KUNKURI | CHC | Dental Dept. | ELECTRIC STERILIZER | 1 | 0 | 0 | 0 | 3000243707 | 0 | 0 | - | 0 | - | W
18665 | JASHPUR | KUNKURI | CHC | DELIVERY ROOM | RADIANT WARMER | 1 | 0 | 0 | 0 | 3000243708 | 0 | 0 | - | 0 | - | W
18666 | JASHPUR | KUNKURI | CHC | DELIVERY ROOM | OXYGEN CONCENTRATOR | 1 | 0 | LPM-203 | 0 | 3000243709 | 0 | 0 | - | 0 | - | W
18667 | JASHPUR | KUNKURI | CHC | DELIVERY ROOM | NEEDLE DESTROYER | 1 | MICROSIL | 0 | 0 | 3000243710 | 0 | 0 | - | 0 | - | W
18668 | JASHPUR | KUNKURI | CHC | DELIVERY ROOM | BABY WEIGHING SCALE | 1 | ESSAE | BS-250 | 25014131873 | 3000243711 | 0 | 0 | - | 0 | - | W
18669 | JASHPUR | KUNKURI | CHC | DELIVERY ROOM | SUCTION APPARATUS | 1 | 0 | 0 | 0 | 3000243712 | 0 | 0 | - | 0 | - | W
18670 | JASHPUR | KUNKURI | CHC | DELIVERY ROOM | NEBULIZER | 1 | MA | 0 | 0 | 3000243713 | 0 | 0 | - | 0 | - | W
18671 | JASHPUR | KUNKURI | CHC | Vaccination Room | NEEDLE DESTROYER | 1 | 0 | ND-100 | 2312/65-06 | 3000243714 | 0 | 0 | - | 0 | - | W
18672 | JASHPUR | KUNKURI | CHC | RADIOLOGY Dept. | X-RAY MACHINE | 1 | SIEMENS | 5352 | 1694 | 3000243715 | 0 | 0 | - | 0 | - | W
18673 | JASHPUR | KUNKURI | CHC | Store Room | BP MACHINE | 1 | NAMATT | 0 | 43590 | 3000243716 | 0 | 0 | - | 0 | - | NW
18674 | JASHPUR | KUNKURI | CHC | Store Room | BP MACHINE | 1 | NAMATT | 0 | 43588 | 3000243717 | 0 | 0 | - | 0 | - | NW
18675 | JASHPUR | KUNKURI | CHC | Store Room | BP MACHINE | 1 | EXTRA CARE | 0 | 0 | 3000243718 | 0 | 0 | - | 0 | - | NW
18676 | JASHPUR | KUNKURI | CHC | Store Room | BP MACHINE | 1 | EXTRA CARE | 0 | 0 | 3000243719 | 0 | 0 | - | 0 | - | NW
18677 | JASHPUR | KUNKURI | CHC | Store Room | NEBULIZER | 1 | MA | 0 | 0 | 3000243720 | 0 | 0 | - | 0 | - | NW
18678 | JASHPUR | KUNKURI | CHC | Store Room | NEBULIZER | 1 | MA | 0 | 0 | 3000243721 | 0 | 0 | - | 0 | - | NW
18679 | JASHPUR | KUNKURI | CHC | Store Room | NEBULIZER | 1 | NUMEBPRO | 0 | NGM37401 | 3000243722 | 0 | 0 | - | 0 | - | NW
18680 | JASHPUR | KUNKURI | CHC | Store Room | NEBULIZER | 1 | MA | 0 | 0 | 3000243723 | 0 | 0 | - | 0 | - | NW
18681 | JASHPUR | KUNKURI | CHC | Store Room | NEBULIZER | 1 | MA | 0 | 0 | 3000243724 | 0 | 0 | - | 0 | - | NW
18682 | JASHPUR | KUNKURI | CHC | Store Room | BP MACHINE | 1 | EXTRACARE | 0 | 0 | 3000243725 | 0 | 0 | - | 0 | - | NW
18683 | JASHPUR | KUNKURI | CHC | Store Room | BP MACHINE | 1 | MEDITOUCH | 0 | 0 | 3000243726 | 0 | 0 | - | 0 | - | NW
18684 | JASHPUR | KUNKURI | CHC | Store Room | NEEDLE DESTROYER | 1 | MICROSIL | ND100 | 3056/06-07 | 3000243727 | 0 | 0 | - | 0 | - | NW
18685 | JASHPUR | KUNKURI | CHC | Store Room | NEEDLE DESTROYER | 1 | MICROSIL | 0 | 0 | 3000243728 | 0 | 0 | - | 0 | - | NW
18686 | JASHPUR | KUNKURI | CHC | Store Room | NEEDLE DESTROYER | 1 | MICROSIL | ND100 | 3056/06-07 | 3000243729 | 0 | 0 | - | 0 | - | NW
18687 | JASHPUR | KUNKURI | CHC | Store Room | NEEDLE DESTROYER | 1 | 0 | ND100 | 2250/06-07 | 3000243730 | 0 | 0 | - | 0 | - | NW
18688 | JASHPUR | KUNKURI | CHC | Store Room | BP MACHINE | 1 | JAINCO | 0 | 33662 | 3000243731 | 0 | 0 | - | 0 | - | NW
18689 | JASHPUR | KUNKURI | CHC | Store Room | ELECTRIC STERILIZER | 1 | 0 | 0 | 0 | 3000243732 | 0 | 0 | - | 0 | - | NW
18690 | JASHPUR | KUNKURI | CHC | Store Room | BP MACHINE | 1 | ASHOKA MAX | 0 | 9812356 | 3000243733 | 0 | 0 | - | 0 | - | NW
18691 | JASHPUR | KUNKURI | CHC | Store Room | BP MACHINE | 1 | 0 | 0 | 0 | 3000243734 | 0 | 0 | - | 0 | - | NW
18692 | JASHPUR | KUNKURI | CHC | Store Room | BP MACHINE | 1 | ASHOKA MAX | 0 | 98123558 | 3000243735 | 0 | 0 | - | 0 | - | NW
18693 | JASHPUR | KUNKURI | CHC | Store Room | SUCTION APPARATUS | 1 | 0 | 0 | 0 | 3000243736 | 0 | 0 | - | 0 | - | NW
18694 | JASHPUR | KUNKURI | CHC | Store Room | SUCTION APPARATUS | 1 | 0 | 0 | 0 | 3000243737 | 0 | 0 | - | 0 | - | NW
18695 | JASHPUR | KUNKURI | CHC | Store Room | NEEDLE DESTROYER | 1 | MICROSIL | ND 100 | 1751/06-07 | 3000243738 | 0 | 0 | - | 0 | - | NW
18696 | JASHPUR | KUNKURI | CHC | Store Room | SHADOWLESS LAMP | 1 | 0 | 0 | 0 | 3000243739 | 0 | 0 | - | 0 | - | NW
18697 | JASHPUR | KUNKURI | CHC | Store Room | SHADOWLESS LAMP | 1 | 0 | 0 | 0 | 3000243740 | 0 | 0 | - | 0 | - | NW
18698 | JASHPUR | NARAYANPUR | PHC | DELIVERY ROOM | RADIANT WARMER | 1 | 0 | 0 | 0 | 3000243752 | 0 | 0 | - | 0 | - | W
18699 | JASHPUR | NARAYANPUR | PHC | DELIVERY ROOM | BABY WEIGHING SCALE | 1 | 0 | 0 | 0 | 3000243753 | 0 | 0 | - | 0 | - | W
18700 | JASHPUR | NARAYANPUR | PHC | DELIVERY ROOM | AUTOCLAVE | 1 | 0 | 0 | 0 | 3000243754 | 0 | 0 | - | 0 | - | W
18701 | JASHPUR | NARAYANPUR | PHC | DELIVERY ROOM | ELECTRIC STERILIZER | 1 | 0 | 0 | 0 | 3000243755 | 0 | 0 | - | 0 | - | W
18702 | JASHPUR | NARAYANPUR | PHC | OPD | BP MACHINE | 1 | MCP | 0 | 1437227 | 3000243756 | 0 | 0 | - | 0 | - | W
18703 | JASHPUR | NARAYANPUR | PHC | OPD | NEBULIZER | 1 | 0 | 0 | 0 | 3000243757 | 0 | 0 | - | 0 | - | W
18704 | JASHPUR | RANPUR | PHC | DELIVERY ROOM | RADIANT WARMER | 1 | 0 | 0 | 0 | 3000243741 | 0 | 0 | - | 0 | - | W
18705 | JASHPUR | RANPUR | PHC | DELIVERY ROOM | ELECTRIC STERILIZER | 1 | 0 | 0 | 0 | 3000243742 | 0 | 0 | - | 0 | - | W
18706 | JASHPUR | RANPUR | PHC | DELIVERY ROOM | BABY WEIGHING SCALE | 1 | 0 | 0 | 0 | 3000243743 | 0 | 0 | - | 0 | - | W
18707 | JASHPUR | RANPUR | PHC | DELIVERY ROOM | SUCTION APPARATUS | 1 | 0 | 0 | 0 | 3000243744 | 0 | 0 | - | 0 | - | W
18708 | JASHPUR | RANPUR | PHC | Pathology Lab. | CENTRIFUGE MACHINE | 1 | 0 | 0 | 0 | 3000243745 | 0 | 0 | - | 0 | - | W
18709 | JASHPUR | RANPUR | PHC | Pathology Lab. | MICROSCOPE | 1 | 0 | 0 | 0 | 3000243746 | 0 | 0 | - | 0 | - | W
18710 | JASHPUR | RANPUR | PHC | Pathology Lab. | MICROSCOPE | 1 | 0 | 0 | 0 | 3000243747 | 0 | 0 | - | 0 | - | NW
18711 | JASHPUR | RANPUR | PHC | Pathology Lab. | GLUCO METER | 1 | 0 | 0 | GC17167806 | 3000243748 | 0 | 0 | - | 0 | - | W
18712 | JASHPUR | RANPUR | PHC | Pathology Lab. | NEEDLE DESTROYER | 1 | MICROSIL | ND 350 | 3155 | 3000243749 | 0 | 0 | - | 0 | - | W
18713 | JASHPUR | RANPUR | PHC | OPD | NEBULIZER | 1 | 0 | 0 | 0 | 3000243750 | 0 | 0 | - | 0 | - | W
18714 | JASHPUR | RANPUR | PHC | OPD | BP MACHINE | 1 | EXTRA CARE | 0 | 0 | 3000243751 | 0 | 0 | - | 0 | - | W
18715 | JASHPUR | MANORA | CHC | Pathology Lab. | CENTRIFUGE MACHINE | 1 | 0 | 0 | 0 | 3000268504 | 0 | 0 | - | 0 | - | W
18716 | JASHPUR | MANORA | CHC | Pathology Lab. | MICROSCOPE | 1 | LABOMED | 0 | 3061 | 3000268505 | 0 | 0 | - | 0 | - | W
18717 | JASHPUR | MANORA | CHC | Dental Dept. | DENTAL CHAIR | 1 | AKASH | 0 | 101154(AIR COMPRESSOR) | 3000268506 | 0 | 0 | - | 0 | - | W
18718 | JASHPUR | MANORA | CHC | Dental Dept. | BP MACHINE | 1 | EXTRA CARE | 0 | 0 | 3000268507 | 0 | 0 | - | 0 | - | W
18719 | JASHPUR | MANORA | CHC | Dental Dept. | BP MACHINE | 1 | PREMIER | 0 | 9813453 | 3000268508 | 0 | 0 | - | 0 | - | W
18720 | JASHPUR | MANORA | CHC | Vaccination Room | NEEDLE DESTROYER | 1 | 0 | 0 | 0 | 3000268509 | 0 | 0 | - | 0 | - | W
18721 | JASHPUR | MANORA | CHC | Vaccination Room | NEBULIZER | 1 | 0 | 0 | 0 | 3000268510 | 0 | 0 | - | 0 | - | W
18722 | JASHPUR | MANORA | CHC | OPD | BP MACHINE | 1 | NAMATT | 0 | 57739 | 3000268511 | 0 | 0 | - | 0 | - | W
18723 | JASHPUR | MANORA | CHC | DELIVERY ROOM | ELECTRIC STERILIZER | 1 | ATLAS | 0 | 9E9179 | 3000268512 | 0 | 0 | - | 0 | - | W
18724 | JASHPUR | MANORA | CHC | DELIVERY ROOM | Examination Light | 1 | 0 | 0 | 0 | 3000268513 | 0 | 0 | - | 0 | - | W
18725 | JASHPUR | MANORA | CHC | DELIVERY ROOM | BABY WEIGHING SCALE | 1 | ESSAE | BS250 | 0 | 3000268514 | 0 | 0 | - | 0 | - | W
18726 | JASHPUR | MANORA | CHC | DELIVERY ROOM | RADIANT WARMER | 1 | 0 | EL-340 | 0 | 3000268515 | 0 | 0 | - | 0 | - | W
18727 | JASHPUR | MANORA | CHC | DELIVERY ROOM | SUCTION APPARATUS | 1 | 0 | 0 | 0 | 3000268517 | 0 | 0 | - | 0 | - | W
18728 | JASHPUR | MANORA | CHC | DELIVERY ROOM | OXYGEN CONCENTRATOR | 1 | LIFE PLUS | LPM 203 | 0 | 3000268518 | 0 | 0 | - | 0 | - | W
18729 | JASHPUR | MANORA | CHC | DELIVERY ROOM | BABY WEIGHING SCALE | 1 | 0 | 0 | 0 | 3000268519 | 0 | 0 | - | 0 | - | W
18730 | JASHPUR | MANORA | CHC | RADIOLOGY Dept. | X-RAY MACHINE | 1 | SIEMENS | S304 | 13062 | 3000268520 | 0 | 0 | - | 0 | - | NW
18731 | JASHPUR | MANORA | CHC | Store Room | BP MACHINE | 1 | EXTRA CARE | 0 | 0 | 3000268555 | 0 | 0 | - | 0 | - | NI
18732 | JASHPUR | MANORA | CHC | Store Room | SLIT LAMP | 1 | 0 | 0 | 0 | 3000268556 | 0 | 0 | - | 0 | - | NI
18733 | JASHPUR | Astha | PHC | OPD | BP MACHINE | 1 | PREMIER | 0 | 8134737 | 3000268521 | 0 | 0 | - | 0 | - | W
18734 | JASHPUR | Astha | PHC | DELIVERY ROOM | BP MACHINE | 1 | JAINCO | 0 | 33248 | 3000268522 | 0 | 0 | - | 0 | - | W
18735 | JASHPUR | Astha | PHC | DELIVERY ROOM | RADIANT WARMER | 1 | 0 | 0 | 0 | 3000268523 | 0 | 0 | - | 0 | - | W
18736 | JASHPUR | Astha | PHC | DELIVERY ROOM | BABY WEIGHING SCALE | 1 | 0 | 0 | 0 | 3000268524 | 0 | 0 | - | 0 | - | W
18737 | JASHPUR | Astha | PHC | DELIVERY ROOM | SUCTION APPARATUS | 1 | 0 | 0 | 0 | 3000268525 | 0 | 0 | - | 0 | - | NW
18738 | JASHPUR | Astha | PHC | Pathology Lab. | CENTRIFUGE MACHINE | 1 | 0 | 0 | 0 | 3000268526 | 0 | 0 | - | 0 | - | W
18739 | JASHPUR | Astha | PHC | Pathology Lab. | MICROSCOPE | 1 | LAMBOMED | 0 | 0 | 3000268527 | 0 | 0 | - | 0 | - | W
18740 | JASHPUR | Astha | PHC | Pathology Lab. | MICROSCOPE | 1 | MLW | 0 | 0 | 3000268528 | 0 | 0 | - | 0 | - | NW
18741 | JASHPUR | Astha | PHC | Pathology Lab. | MICROSCOPE | 1 | BUSCO | 0 | 0 | 3000268529 | 0 | 0 | - | 0 | - | NW
18742 | JASHPUR | Astha | PHC | GENERAL WARD | NEEDLE DESTROYER | 1 | 0 | 0 | 0 | 3000268530 | 0 | 0 | - | 0 | - | W
18743 | JASHPUR | Astha | PHC | Store Room | ELECTRIC STERILIZER | 1 | 0 | 0 | 0 | 3000268531 | 0 | 0 | - | 0 | - | NW
18744 | JASHPUR | Astha | PHC | Store Room | ELECTRIC STERILIZER | 1 | 0 | 0 | 0 | 3000268532 | 0 | 0 | - | 0 | - | W
18745 | JASHPUR | Astha | PHC | Store Room | SUCTION APPARATUS | 1 | 0 | 0 | 0 | 3000268533 | 0 | 0 | - | 0 | - | NW
18746 | JASHPUR | Astha | PHC | Store Room | AUTOCLAVE | 1 | 0 | 0 | 0 | 3000268534 | 0 | 0 | - | 0 | - | NW
18747 | JASHPUR | Ghaghra | PHC | OPD | NEEDLE DESTROYER | 1 | MICROSIL | 0 | 0 | 3000268549 | 0 | 0 | - | 0 | - | W
18748 | JASHPUR | Ghaghra | PHC | OPD | BP MACHINE | 1 | EXTRA CARE | 0 | 0 | 3000268550 | 0 | 0 | - | 0 | - | W
18749 | JASHPUR | Ghaghra | PHC | DELIVERY ROOM | BABY WEIGHING SCALE | 1 | 0 | 0 | 0 | 3000268551 | 0 | 0 | - | 0 | - | W
18750 | JASHPUR | Ghaghra | PHC | DELIVERY ROOM | SUCTION APPARATUS | 1 | 0 | 0 | 0 | 3000268552 | 0 | 0 | - | 0 | - | W
18751 | JASHPUR | Ghaghra | PHC | DELIVERY ROOM | RADIANT WARMER | 1 | 0 | 0 | 0 | 3000268553 | 0 | 0 | - | 0 | - | W
18752 | JASHPUR | Ghaghra | PHC | DELIVERY ROOM | ELECTRIC STERILIZER | 1 | ATLAS | 0 | 9.8e+258 | 3000268554 | 0 | 0 | - | 0 | - | NW
18753 | JASHPUR | SONKYARI | PHC | OPD | BABY WEIGHING SCALE | 1 | 0 | 0 | 0 | 3000268535 | 0 | 0 | - | 0 | - | NI
18754 | JASHPUR | SONKYARI | PHC | OPD | BABY WEIGHING SCALE | 1 | 0 | 0 | 0 | 3000268536 | 0 | 0 | - | 0 | - | NW
18755 | JASHPUR | SONKYARI | PHC | OPD | SUCTION APPARATUS | 1 | 0 | 0 | 0 | 3000268537 | 0 | 0 | - | 0 | - | NI
18756 | JASHPUR | SONKYARI | PHC | DELIVERY ROOM | BABY WEIGHING SCALE | 1 | 0 | 0 | 0 | 3000268538 | 0 | 0 | - | 0 | - | W
18757 | JASHPUR | SONKYARI | PHC | DELIVERY ROOM | SUCTION APPARATUS | 1 | 0 | 0 | 0 | 3000268539 | 0 | 0 | - | 0 | - | W
18758 | JASHPUR | SONKYARI | PHC | DELIVERY ROOM | RADIANT WARMER | 1 | 0 | 0 | 0 | 3000268540 | 0 | 0 | - | 0 | - | W
18759 | JASHPUR | SONKYARI | PHC | OPD | BP MACHINE | 1 | 0 | 0 | 0 | 3000268541 | 0 | 0 | - | 0 | - | NW
18760 | JASHPUR | SONKYARI | PHC | OPD | BP MACHINE | 1 | 0 | 0 | 98109714 | 3000268542 | 0 | 0 | - | 0 | - | NW
18761 | JASHPUR | SONKYARI | PHC | OPD | BP MACHINE | 1 | 0 | 0 | 57724 | 3000268543 | 0 | 0 | - | 0 | - | NW
18762 | JASHPUR | SONKYARI | PHC | OPD | BP MACHINE | 1 | 0 | 0 | 0 | 3000268544 | 0 | 0 | - | 0 | - | W
18763 | JASHPUR | SONKYARI | PHC | OPD | NEEDLE DESTROYER | 1 | 0 | SIR(100VA) | 0 | 3000268545 | 0 | 0 | - | 0 | - | W
18764 | JASHPUR | SONKYARI | PHC | Pathology Lab. | MICROSCOPE | 1 | 0 | 0 | 0 | 3000268546 | 0 | 0 | - | 0 | - | NW
18765 | JASHPUR | SONKYARI | PHC | Pathology Lab. | MICROSCOPE | 1 | FOCUS | 0 | 92978 | 3000268547 | 0 | 0 | - | 0 | - | NI
18766 | JASHPUR | SONKYARI | PHC | Pathology Lab. | ELECTRIC STERILIZER | 1 | 0 | 0 | 0 | 3000268548 | 0 | 0 | - | 0 | - | NW
18767 | JASHPUR | PATTHALGAON | CHC | DELIVERY ROOM | BABY WEIGHING SCALE | 1 | ESSAE | BS250 | 25014131847 | 3000266506 | 0 | 0 | - | 0 | - | W
18768 | JASHPUR | PATTHALGAON | CHC | DELIVERY ROOM | HUB CUTTER | 1 | MICO | 0 | 0 | 3000266505 | 0 | 0 | - | 0 | - | W
18769 | JASHPUR | PATTHALGAON | CHC | DELIVERY ROOM | BP MACHINE | 1 | ASHOKA | 0 | 98134533 | 3000266504 | 0 | 0 | - | 0 | - | W
18770 | JASHPUR | PATTHALGAON | CHC | DELIVERY ROOM | DELIVERY TABLE | 1 | VMS | 0 | 0 | 3000266503 | 0 | 0 | - | 0 | - | W
18771 | JASHPUR | PATTHALGAON | CHC | Pathology Lab. | NEEDLE DESTROYER | 1 | SARATECH | 100VA | 0 | 3000266502 | 0 | 0 | - | 0 | - | W
18772 | JASHPUR | PATTHALGAON | CHC | Pathology Lab. | CENTRIFUGE MACHINE | 1 | LAROS | 0 | 0 | 3000266501 | 0 | 0 | - | 0 | - | W
18773 | JASHPUR | PATTHALGAON | CHC | DELIVERY ROOM | ELECTRIC STERILIZER | 1 | ATLAS | 0 | 919 | 3000266512 | 0 | 0 | - | 0 | - | W
18774 | JASHPUR | PATTHALGAON | CHC | DELIVERY ROOM | SHADOWLESS LAMP | 1 | 0 | 0 | 0 | 3000266511 | 0 | 0 | - | 0 | - | W
18775 | JASHPUR | PATTHALGAON | CHC | DELIVERY ROOM | RADIANT WARMER | 1 | HIC | 0 | 0 | 3000266510 | 0 | 0 | - | 0 | - | W
18776 | JASHPUR | PATTHALGAON | CHC | DELIVERY ROOM | BABY PHOTOTHERAPY UNIT | 1 | PHOENIX | 0 | 1886 | 3000266509 | 0 | 0 | - | 0 | - | W
18777 | JASHPUR | PATTHALGAON | CHC | DELIVERY ROOM | RADIANT WARMER | 1 | PHOENIX | OCW100 | 6359 | 3000266508 | 0 | 0 | - | 0 | - | W
18778 | JASHPUR | PATTHALGAON | CHC | DELIVERY ROOM | SUCTION APPARATUS | 1 | 0 | 0 | 0 | 3000266507 | 0 | 0 | - | 0 | - | W
18779 | JASHPUR | PATTHALGAON | CHC | Pathology Lab. | MICROSCOPE | 1 | OLYMPUS | CHS | 0 | 3000266500 | 0 | 0 | - | 0 | - | W
18780 | JASHPUR | PATTHALGAON | CHC | Pathology Lab. | MICROSCOPE | 1 | ZEISS | 0 | 0 | 3000266499 | 0 | 0 | - | 0 | - | W
18781 | JASHPUR | PATTHALGAON | CHC | Pathology Lab. | MICROSCOPE | 1 | LABORMED | VISION 2004 | 3155 | 3000266498 | 0 | 0 | - | 0 | - | W
18782 | JASHPUR | PATTHALGAON | CHC | Pathology Lab. | AUTO ANALYZER | 1 | ERBA | CHEN5X | N1405143 | 3000266497 | 0 | 0 | - | 0 | - | W
18783 | JASHPUR | PATTHALGAON | CHC | Pathology Lab. | ELECTRIC STERILIZER | 1 | 0 | 0 | 0 | 3000266496 | 0 | 0 | - | 0 | - | W
18784 | JASHPUR | PATTHALGAON | CHC | RADIOLOGY Dept. | X-RAY MACHINE | 1 | SIMENS | 0 | 0 | 3000266495 | 0 | 0 | - | 0 | - | W
18785 | JASHPUR | PATTHALGAON | CHC | ENT DEPARTMENT | SLIT LAMP | 1 | 0 | 0 | 0 | 3000266494 | 0 | 0 | - | 0 | - | W
18786 | JASHPUR | PATTHALGAON | CHC | ENT DEPARTMENT | ALPHABETIC VISION CHART | 1 | 0 | 0 | 0 | 3000266493 | 0 | 0 | - | 0 | - | W
18787 | JASHPUR | PATTHALGAON | CHC | ENT DEPARTMENT | TONO METER | 1 | RIESTEN | 0 | 0 | 3000266491 | 0 | 0 | - | 0 | - | W
18788 | JASHPUR | PATTHALGAON | CHC | ENT DEPARTMENT | OPTHALMOSCOPE | 1 | 0 | 0 | 0 | 3000266492 | 0 | 0 | - | 0 | - | W
18789 | JASHPUR | PATTHALGAON | CHC | ENT DEPARTMENT | ELECTRIC STERILIZER | 1 | 0 | 0 | 0 | 3000266490 | 0 | 0 | - | 0 | - | W
18790 | JASHPUR | PATTHALGAON | CHC | ENT DEPARTMENT | SLIT LAMP | 1 | 0 | AIA1155 | 15300200 | 3000266489 | 0 | 0 | - | 0 | - | W
18791 | JASHPUR | PATTHALGAON | CHC | ENT DEPARTMENT | FUMIGERATOR | 1 | 0 | 0 | 0 | 3000266488 | 0 | 0 | - | 0 | - | W
18792 | JASHPUR | PATTHALGAON | CHC | ENT DEPARTMENT | AUTO REFRACTOMETER | 1 | APPASAMY | 0 | 610304018 | 3000266487 | 0 | 0 | - | 0 | - | W
18793 | JASHPUR | PATTHALGAON | CHC | ENT DEPARTMENT | MICROSCOPE | 1 | ZEISS | 0 | 6635322779 | 3000266486 | 0 | 0 | - | 0 | - | W
18794 | JASHPUR | PATTHALGAON | CHC | ENT DEPARTMENT | MICROSCOPE | 1 | HS | 0 | 726 | 3000266485 | 0 | 0 | - | 0 | - | W
18795 | JASHPUR | PATTHALGAON | CHC | ENT DEPARTMENT | OT TABLE | 1 | NARULA UDYOG | 52-0500 | 520500/2009/015 | 3000266484 | 0 | 0 | - | 0 | - | W
18796 | JASHPUR | PATTHALGAON | CHC | GENERAL WARD | SUCTION APPARATUS | 1 | 0 | 0 | 0 | 3000266483 | 0 | 0 | - | 0 | - | W
18797 | JASHPUR | PATTHALGAON | CHC | GENERAL WARD | NEEDLE DESTROYER | 1 | SARATECH | 100VA/60VA | 0 | 3000266482 | 0 | 0 | - | 0 | - | W
18798 | JASHPUR | PATTHALGAON | CHC | GENERAL WARD | BP MACHINE | 1 | PREMIER | 0 | 8134/19 | 3000266481 | 0 | 0 | - | 0 | - | W
18799 | JASHPUR | PATTHALGAON | CHC | GENERAL WARD | SUCTION APPARATUS | 1 | 0 | 0 | 0 | 3000266480 | 0 | 0 | - | 0 | - | W
18800 | JASHPUR | PATTHALGAON | CHC | GENERAL WARD | SHADOWLESS OT LIGHT | 1 | SURGICONIC | 0 | 0 | 3000266479 | 0 | 0 | - | 0 | - | W
18801 | JASHPUR | PATTHALGAON | CHC | GENERAL WARD | OT TABLE | 1 | 0 | 0 | 0 | 3000266478 | 0 | 0 | - | 0 | - | W
18802 | JASHPUR | PATTHALGAON | CHC | GENERAL WARD | ANESTHESIA MACHINE | 1 | DATEX OHMEDA | 0 | 1611/A1/0603 | 3000266477 | 0 | 0 | - | 0 | - | W
18803 | JASHPUR | PATTHALGAON | CHC | OT | C-ARM IMAGE INTENSIFIER | 1 | SIEMENS | S601 | 3105 | 3000266476 | 0 | 0 | - | 0 | - | W
18804 | JASHPUR | PATTHALGAON | CHC | OT | CAUTARY MACHINE | 1 | XCELLANCE | SHAIYA EASY | EP09E03E | 3000266475 | 0 | 0 | - | 0 | - | W
18805 | JASHPUR | PATTHALGAON | CHC | OT | ELECTRIC STERILIZER | 1 | ATLAS | 0 | 9F9877 | 3000266474 | 0 | 0 | - | 0 | - | W
18806 | JASHPUR | PATTHALGAON | CHC | OPD | BP MACHINE | 1 | PREMIER | 0 | 88102433 | 3000266473 | 0 | 0 | - | 0 | - | W
18807 | JASHPUR | PATTHALGAON | CHC | Blood Bank | BLOOD STORAGE REFRIGERATOR | 1 | YORK | YSI572 | 950419 | 3000266472 | 0 | 0 | - | 0 | - | W
18808 | JASHPUR | PATTHALGAON | CHC | Blood Bank | BABY WEIGHING SCALE | 1 | 0 | 0 | 0 | 3000266471 | 0 | 0 | - | 0 | - | W
18809 | JASHPUR | PATTHALGAON | CHC | Pathology Lab. | CENTRIFUGE MACHINE | 1 | LABOTECH | 0 | 0 | 3000266470 | 0 | 0 | - | 0 | - | W
18810 | JASHPUR | PATTHALGAON | CHC | Pathology Lab. | NEEDLE DESTROYER | 1 | SARATECH | 100VA/60VA | 0 | 3000266469 | 0 | 0 | - | 0 | - | W
18811 | JASHPUR | PATTHALGAON | CHC | OPD | BP MACHINE | 1 | NOVAPHON | 0 | 0 | 3000266468 | 0 | 0 | - | 0 | - | W
18812 | JASHPUR | PATTHALGAON | CHC | OPD | BP MACHINE | 1 | 0 | 0 | 0 | 3000266467 | 0 | 0 | - | 0 | - | W
18813 | JASHPUR | PATTHALGAON | CHC | OPD | X-RAY FILM VIEWER | 1 | 0 | 0 | 0 | 3000266466 | 0 | 0 | - | 0 | - | W
18814 | JASHPUR | PATTHALGAON | CHC | Other Dept. | ELECTRIC STERILIZER | 1 | 0 | 0 | 0 | 3000266465 | 0 | 0 | - | 0 | - | W
18815 | JASHPUR | PATTHALGAON | CHC | Other Dept. | BP MACHINE | 1 | EXTRA CARE | 0 | 0 | 3000266464 | 0 | 0 | - | 0 | - | W
18816 | JASHPUR | PATTHALGAON | CHC | Dental Dept. | BP MACHINE | 1 | MCP | 0 | 14H55505 | 3000342001 | 0 | 0 | - | 0 | - | W
18817 | JASHPUR | PATTHALGAON | CHC | Dental Dept. | DENTAL CHAIR | 1 | CHESA | AKASH | 101261 | 3000342002 | 0 | 0 | - | 0 | - | W
18818 | JASHPUR | PATTHALGAON | CHC | Dental Dept. | ELECTRIC STERILIZER | 1 | ATLAS | 0 | 99423 | 3000342003 | 0 | 0 | - | 0 | - | W
18819 | JASHPUR | PATTHALGAON | CHC | Nursing Duty Room | BABY WEIGHING SCALE | 1 | PHOENIX | CHMS-20 | 26974 | 3000342004 | 0 | 0 | - | 0 | - | W
18820 | JASHPUR | PATTHALGAON | CHC | Nursing Duty Room | BABY WEIGHING SCALE | 1 | SECA | 33413200008 | 5334058139601 | 3000342005 | 0 | 0 | - | 0 | - | W
18821 | JASHPUR | PATTHALGAON | CHC | Store Room | BP MACHINE | 1 | NAMATT | 0 | 38268 | 3000342006 | 0 | 0 | - | 0 | - | NW
18822 | JASHPUR | PATTHALGAON | CHC | Store Room | SUCTION APPARATUS | 1 | 0 | 0 | 0 | 3000342007 | 0 | 0 | - | 0 | - | NW
18823 | JASHPUR | PATTHALGAON | CHC | Store Room | SUCTION APPARATUS | 1 | 0 | 0 | 0 | 3000342008 | 0 | 0 | - | 0 | - | NW
18824 | JASHPUR | PATTHALGAON | CHC | Store Room | ELECTRIC STERILIZER | 1 | 0 | 0 | 0 | 3000342009 | 0 | 0 | - | 0 | - | NI
18825 | JASHPUR | PATTHALGAON | CHC | Store Room | OT TABLE | 1 | 0 | 0 | 0 | 3000342010 | 0 | 0 | - | 0 | - | W
18826 | JASHPUR | PATTHALGAON | CHC | Store Room | RADIANT WARMER | 1 | PHOENIX | 0 | 6357 | 3000342011 | 0 | 0 | - | 0 | - | NI
18827 | JASHPUR | PATTHALGAON | CHC | Store Room | TMT MACHINE | 1 | TRED MILL | 0 | 0 | 3000342012 | 0 | 0 | - | 0 | - | NW
18828 | JASHPUR | PATTHALGAON | CHC | Store Room | ULTRASOUND MACHINE | 1 | 0 | 0 | 0 | 3000342013 | 0 | 0 | - | 0 | - | NW
18829 | JASHPUR | PATTHALGAON | CHC | Store Room | VENTILATOR | 1 | FISHEN | 0 | 20325004542 | 3000342014 | 0 | 0 | - | 0 | - | NI
18830 | JASHPUR | PATTHALGAON | CHC | Store Room | SHADOWLESS LAMP | 1 | 0 | 0 | 0 | 3000342015 | 0 | 0 | - | 0 | - | NI
18831 | JASHPUR | PATTHALGAON | CHC | Store Room | ELECTRIC STERILIZER | 1 | 0 | 0 | 0 | 3000342016 | 0 | 0 | - | 0 | - | NW
18832 | JASHPUR | PATTHALGAON | CHC | Store Room | ELECTRIC STERILIZER | 1 | 0 | 0 | 0 | 3000342017 | 0 | 0 | - | 0 | - | NW
18833 | JASHPUR | PATTHALGAON | CHC | Store Room | ELECTRIC STERILIZER | 1 | ATLAS | 0 | 0 | 3000342018 | 0 | 0 | - | 0 | - | NW
18834 | JASHPUR | PATTHALGAON | CHC | Store Room | BABY WEIGHING SCALE | 1 | 0 | 0 | 0 | 3000342019 | 0 | 0 | - | 0 | - | W
18835 | JASHPUR | BAGBAHAN | PHC | ENT DEPARTMENT | BP MACHINE | 1 | PREMIER | 0 | 88102405 | 3000268626 | 0 | 0 | - | 0 | - | W
18836 | JASHPUR | BAGBAHAN | PHC | ENT DEPARTMENT | BP MACHINE | 1 | OMRON | HEM7120 | 20140809093VGI | 3000268627 | 0 | 0 | - | 0 | - | W
18837 | JASHPUR | BAGBAHAN | PHC | ENT DEPARTMENT | SLIT LAMP | 1 | 0 | 0 | 0 | 3000268628 | 0 | 0 | - | 0 | - | W
18838 | JASHPUR | BAGBAHAN | PHC | Pathology Lab. | MICROSCOPE | 1 | LABOMED | VISION2000 | 3185 | 3000268641 | 0 | 0 | - | 0 | - | W
18839 | JASHPUR | BAGBAHAN | PHC | Pathology Lab. | NEEDLE DESTROYER | 1 | MICROSIL | ND 300 | 4779/03 | 3000268629 | 0 | 0 | - | 0 | - | W
18840 | JASHPUR | BAGBAHAN | PHC | Pathology Lab. | CENTRIFUGE MACHINE | 1 | 0 | 0 | 0 | 3000268630 | 0 | 0 | - | 0 | - | W
18841 | JASHPUR | BAGBAHAN | PHC | Store Room | BP MACHINE | 1 | GOLD SUPREME | 0 | 98120804 | 3000268644 | 0 | 0 | - | 0 | - | NW
18842 | JASHPUR | BAGBAHAN | PHC | Store Room | BP MACHINE | 1 | ASHOKA DELUXE | 0 | 0 | 3000268645 | 0 | 0 | - | 0 | - | NW
18843 | JASHPUR | BAGBAHAN | PHC | Store Room | BABY WEIGHING SCALE | 1 | DOCJET BRAWN | 0 | 0 | 3000268646 | 0 | 0 | - | 0 | - | NI
18844 | JASHPUR | BAGBAHAN | PHC | Store Room | BABY WEIGHING SCALE | 1 | DOCTOR BRAWN | 0 | 0 | 3000268647 | 0 | 0 | - | 0 | - | NI
18845 | JASHPUR | BAGBAHAN | PHC | Store Room | SUCTION APPARATUS | 1 | 0 | 0 | 0 | 3000268648 | 0 | 0 | - | 0 | - | NW
18846 | JASHPUR | BAGBAHAN | PHC | Store Room | SUCTION APPARATUS | 1 | 0 | 0 | 0 | 3000268649 | 0 | 0 | - | 0 | - | NW
18847 | JASHPUR | BAGBAHAN | PHC | Store Room | SUCTION APPARATUS | 1 | 0 | 0 | 0 | 3000268650 | 0 | 0 | - | 0 | - | NW
18848 | JASHPUR | BAGBAHAN | PHC | Store Room | SUCTION APPARATUS | 1 | 0 | 0 | 0 | 3000268651 | 0 | 0 | - | 0 | - | W
18849 | JASHPUR | BAGBAHAN | PHC | Store Room | HUB CUTTER | 1 | MICROSIL | ND 360 | 4780/03 | 3000268652 | 0 | 0 | - | 0 | - | W
18850 | JASHPUR | BAGBAHAN | PHC | Store Room | BP MACHINE | 1 | HICKS | N710 | 0 | 3000268637 | 0 | 0 | - | 0 | - | W
18851 | JASHPUR | BAGBAHAN | PHC | Store Room | ELECTRIC STERILIZER | 1 | ATLAS | 0 | 9F8789 | 3000268638 | 0 | 0 | - | 0 | - | W
18852 | JASHPUR | BAGBAHAN | PHC | Store Room | BP MACHINE | 1 | LIFELINE | 0 | 42235 | 3000268639 | 0 | 0 | - | 0 | - | NW
18853 | JASHPUR | BAGBAHAN | PHC | Store Room | BP MACHINE | 1 | JAINCO | 0 | 33336 | 3000268640 | 0 | 0 | - | 0 | - | NW
18854 | JASHPUR | BAGBAHAN | PHC | Store Room | BP MACHINE | 1 | PIONEER | 0 | 305545 | 3000268642 | 0 | 0 | - | 0 | - | NW
18855 | JASHPUR | BAGBAHAN | PHC | Store Room | BP MACHINE | 1 | PREMIER | 0 | 8810243 | 3000268643 | 0 | 0 | - | 0 | - | NW
18856 | JASHPUR | BAGBAHAN | PHC | DELIVERY ROOM | COLORIMETER | 1 | 0 | 0 | 0 | 3000268631 | 0 | 0 | - | 0 | - | W
18857 | JASHPUR | BAGBAHAN | PHC | DELIVERY ROOM | RADIANT WARMER | 1 | RABINT | 0 | 0 | 3000268632 | 0 | 0 | - | 0 | - | W
18858 | JASHPUR | BAGBAHAN | PHC | DELIVERY ROOM | SUCTION APPARATUS | 1 | 0 | 0 | 0 | 3000268633 | 0 | 0 | - | 0 | - | W
18859 | JASHPUR | BAGBAHAN | PHC | DELIVERY ROOM | BABY WEIGHING SCALE | 1 | ESSAE | 0 | 0 | 3000268634 | 0 | 0 | - | 0 | - | W
18860 | JASHPUR | BAGBAHAN | PHC | DELIVERY ROOM | BABY WEIGHING SCALE | 1 | 0 | 0 | 0 | 3000268635 | 0 | 0 | - | 0 | - | W
18861 | JASHPUR | BAGBAHAN | PHC | DELIVERY ROOM | NEBULIZER | 1 | 0 | 0 | NM 37397 | 3000268636 | 0 | 0 | - | 0 | - | W
18862 | JASHPUR | KILKILA | PHC | DELIVERY ROOM | BP MACHINE | 1 | DIAMOND | 0 | 0 | 3000342020 | 0 | 0 | - | 0 | - | W
18863 | JASHPUR | KILKILA | PHC | DELIVERY ROOM | BP MACHINE | 1 | DIAMOND | 0 | 24230 | 3000342033 | 0 | 0 | - | 0 | - | W
18864 | JASHPUR | KILKILA | PHC | DELIVERY ROOM | FOETAL DOPPLER | 1 | COMIN | FD 200D | FD2D140913386 | 3000342021 | 0 | 0 | - | 0 | - | W
18865 | JASHPUR | KILKILA | PHC | DELIVERY ROOM | RADIANT WARMER | 1 | HIC | 0 | 0 | 3000342022 | 0 | 0 | - | 0 | - | W
18866 | JASHPUR | KILKILA | PHC | DELIVERY ROOM | SUCTION APPARATUS | 1 | 0 | 0 | 0 | 3000342023 | 0 | 0 | - | 0 | - | W
18867 | JASHPUR | KILKILA | PHC | DELIVERY ROOM | BABY WEIGHING SCALE | 1 | 0 | 0 | 0 | 3000342024 | 0 | 0 | - | 0 | - | W
18868 | JASHPUR | KILKILA | PHC | DELIVERY ROOM | SUCTION APPARATUS | 1 | SANTUSHTI | 0 | 03/108 | 3000342025 | 0 | 0 | - | 0 | - | W
18869 | JASHPUR | KILKILA | PHC | DELIVERY ROOM | ELECTRIC STERILIZER | 1 | ATLAS | 0 | 09F88/4 | 3000342026 | 0 | 0 | - | 0 | - | W
18870 | JASHPUR | KILKILA | PHC | DELIVERY ROOM | NEEDLE DESTROYER | 1 | SARATECH | 100VA/60VA | 0 | 3000342027 | 0 | 0 | - | 0 | - | W
18871 | JASHPUR | KILKILA | PHC | Pathology Lab. | MICROSCOPE | 1 | RADICAL | 0 | 0 | 3000342028 | 0 | 0 | - | 0 | - | W
18872 | JASHPUR | KILKILA | PHC | Pathology Lab. | CENTRIFUGE MACHINE | 1 | 0 | 0 | 0 | 3000342029 | 0 | 0 | - | 0 | - | W
18873 | JASHPUR | KILKILA | PHC | Pathology Lab. | NEEDLE DESTROYER | 1 | SARATECH | 100VA/60VA | 0 | 3000342030 | 0 | 0 | - | 0 | - | W
18874 | JASHPUR | KILKILA | PHC | Store Room | AUTOCLAVE | 1 | 0 | 0 | 0 | 3000342031 | 0 | 0 | - | 0 | - | NW
18875 | JASHPUR | KILKILA | PHC | Store Room | AUTOCLAVE | 1 | 0 | 0 | 0 | 3000342032 | 0 | 0 | - | 0 | - | NW
18876 | JASHPUR | KILKILA | PHC | Store Room | NEBULIZER | 1 | LIFE LINE | MINI | 0 | 3000342034 | 0 | 0 | - | 0 | - | W
18877 | JASHPUR | KILKILA | PHC | Store Room | NEBULIZER | 1 | OMRON | 0 | 553229 | 3000342035 | 0 | 0 | - | 0 | - | W
18878 | JASHPUR | KOTBA | PHC | ENT DEPARTMENT | SLIT LAMP | 1 | 0 | 0 | 0 | 3000266430 | 0 | 0 | - | 0 | - | W
18879 | JASHPUR | KOTBA | PHC | ENT DEPARTMENT | Examination Light | 1 | 0 | 0 | 0 | 3000266429 | 0 | 0 | - | 0 | - | W
18880 | JASHPUR | KOTBA | PHC | ENT DEPARTMENT | OPTHALMOSCOPE | 1 | WEKHALLYN | 0 | 0 | 3000266428 | 0 | 0 | - | 0 | - | W
18881 | JASHPUR | KOTBA | PHC | ENT DEPARTMENT | THERMOMETER | 1 | 0 | 0 | 0 | 3000266427 | 0 | 0 | - | 0 | - | W
18882 | JASHPUR | KOTBA | PHC | OPD | BP MACHINE | 1 | DIAMOND | 0 | 0 | 3000266426 | 0 | 0 | - | 0 | - | W
18883 | JASHPUR | KOTBA | PHC | OPD | NEEDLE DESTROYER | 1 | 0 | 0 | 0 | 3000266425 | 0 | 0 | - | 0 | - | W
18884 | JASHPUR | KOTBA | PHC | Store Room | ELECTRIC STERILIZER | 1 | 0 | 0 | 0 | 3000266424 | 0 | 0 | - | 0 | - | NW
18885 | JASHPUR | KOTBA | PHC | Store Room | AUTOCLAVE | 1 | 0 | 0 | 0 | 3000266423 | 0 | 0 | - | 0 | - | W
18886 | JASHPUR | KOTBA | PHC | Pathology Lab. | MICROSCOPE | 1 | MICO | 0 | 0 | 3000266422 | 0 | 0 | - | 0 | - | W
18887 | JASHPUR | KOTBA | PHC | Pathology Lab. | CENTRIFUGE MACHINE | 1 | 0 | 0 | 0 | 3000266421 | 0 | 0 | - | 0 | - | W
18888 | JASHPUR | KOTBA | PHC | DELIVERY ROOM | ELECTRIC STERILIZER | 1 | 0 | 0 | 0 | 3000266420 | 0 | 0 | - | 0 | - | W
18889 | JASHPUR | KOTBA | PHC | DELIVERY ROOM | RADIANT WARMER | 1 | PHOENIX | 0 | 6358 | 3000266419 | 0 | 0 | - | 0 | - | W
18890 | JASHPUR | KOTBA | PHC | DELIVERY ROOM | RADIANT WARMER | 1 | 0 | 0 | 0 | 3000266418 | 0 | 0 | - | 0 | - | W
18891 | JASHPUR | KOTBA | PHC | DELIVERY ROOM | BP MACHINE | 1 | INFI | 0 | 12D0151 | 3000266417 | 0 | 0 | - | 0 | - | W
18892 | JASHPUR | KOTBA | PHC | DELIVERY ROOM | BABY WEIGHING SCALE | 1 | ESSAE | BS-250 | 2501411881 | 3000266416 | 0 | 0 | - | 0 | - | W
18893 | JASHPUR | KOTBA | PHC | DELIVERY ROOM | FOOT OPERATED SUCTION APPARATUS | 1 | 0 | 0 | 0 | 3000266415 | 0 | 0 | - | 0 | - | W
18894 | JASHPUR | KOTBA | PHC | DELIVERY ROOM | OXYGEN CONCENTRATOR | 1 | LIFE PLUS | LMP203 | 0 | 3000266414 | 0 | 0 | - | 0 | - | W
18895 | JASHPUR | KOTBA | PHC | DELIVERY ROOM | BABY WEIGHING SCALE | 1 | 0 | 0 | 0 | 3000266413 | 0 | 0 | - | 0 | - | W
18896 | JASHPUR | KOTBA | PHC | ENT DEPARTMENT | BP MACHINE | 1 | EXTRA CARE | 0 | 0 | 3000266435 | 0 | 0 | - | 0 | - | W
18897 | JASHPUR | KOTBA | PHC | ENT DEPARTMENT | BABY WEIGHING SCALE | 1 | ESSAE | BS-250 | 25014131886 | 3000266434 | 0 | 0 | - | 0 | - | W
18898 | JASHPUR | KOTBA | PHC | ENT DEPARTMENT | NEBULIZER | 1 | MA | 0 | 0 | 3000266433 | 0 | 0 | - | 0 | - | W
18899 | JASHPUR | KOTBA | PHC | ENT DEPARTMENT | BP MACHINE | 1 | LIFE LINE | 0 | 40273 | 3000266432 | 0 | 0 | - | 0 | - | W
18900 | JASHPUR | KOTBA | PHC | ENT DEPARTMENT | ALPHABETIC VISION CHART | 1 | 0 | 0 | 0 | 3000266431 | 0 | 0 | - | 0 | - | W
18901 | JASHPUR | KOTBA | PHC | DELIVERY ROOM | SUCTION APPARATUS | 1 | 0 | 0 | 03/105 | 3000266412 | 0 | 0 | - | 0 | - | W
18902 | JASHPUR | KOTBA | PHC | DELIVERY ROOM | NEEDLE DESTROYER | 1 | 0 | 0 | 0 | 3000266411 | 0 | 0 | - | 0 | - | W
18903 | JASHPUR | KOTBA | PHC | Other Dept. | BP MACHINE | 1 | HICKS | N710 | 0 | 3000266410 | 0 | 0 | - | 0 | - | W
18904 | JASHPUR | KUKARGAON | PHC | Pathology Lab. | MICROSCOPE | 1 | MLW | 0 | 0 | 3000266452 | 0 | 0 | - | 0 | - | W
18905 | JASHPUR | KUKARGAON | PHC | Pathology Lab. | CENTRIFUGE MACHINE | 1 | 0 | 0 | 0 | 3000266451 | 0 | 0 | - | 0 | - | W
18906 | JASHPUR | KUKARGAON | PHC | Pathology Lab. | INFRA RED | 1 | 0 | 0 | 0 | 3000266450 | 0 | 0 | - | 0 | - | W
18907 | JASHPUR | KUKARGAON | PHC | DELIVERY ROOM | NEEDLE DESTROYER | 1 | SARATECH | SIR(100VA) | 0 | 3000266449 | 0 | 0 | - | 0 | - | W
18908 | JASHPUR | KUKARGAON | PHC | DELIVERY ROOM | INFRA RED | 1 | 0 | 0 | 0 | 3000266448 | 0 | 0 | - | 0 | - | W
18909 | JASHPUR | KUKARGAON | PHC | DELIVERY ROOM | BABY WEIGHING SCALE | 1 | 0 | 0 | 0 | 3000266447 | 0 | 0 | - | 0 | - | W
18910 | JASHPUR | KUKARGAON | PHC | Store Room | BP MACHINE | 1 | HICKS | N710 | 0 | 3000266446 | 0 | 0 | - | 0 | - | W
18911 | JASHPUR | KUKARGAON | PHC | Store Room | BP MACHINE | 1 | 0 | 0 | 0 | 3000266445 | 0 | 0 | - | 0 | - | W
18912 | JASHPUR | KUKARGAON | PHC | Store Room | FOOT OPERATED SUCTION APPARATUS | 1 | 0 | 0 | 0 | 3000266444 | 0 | 0 | - | 0 | - | NW
18913 | JASHPUR | LUDEG | PHC | Pathology Lab. | CENTRIFUGE MACHINE | 1 | COSLAB | 0 | 0 | 3000266457 | 0 | 0 | - | 0 | - | W
18914 | JASHPUR | LUDEG | PHC | Store Room | SUCTION APPARATUS | 1 | 0 | 0 | 0 | 3000266456 | 0 | 0 | - | 0 | - | NW
18915 | JASHPUR | LUDEG | PHC | Store Room | BP MACHINE | 1 | NAMATT | 0 | 0 | 3000266455 | 0 | 0 | - | 0 | - | NW
18916 | JASHPUR | LUDEG | PHC | Store Room | BP MACHINE | 1 | JAINCO | 0 | 33300 | 3000266454 | 0 | 0 | - | 0 | - | NW
18917 | JASHPUR | LUDEG | PHC | Pathology Lab. | MICROSCOPE | 1 | RADICAL | 0 | 0 | 3000266453 | 0 | 0 | - | 0 | - | NW
18918 | JASHPUR | LUDEG | PHC | DELIVERY ROOM | BP MACHINE | 1 | NAMATT | 0 | 54742 | 3000266463 | 0 | 0 | - | 0 | - | W
18919 | JASHPUR | LUDEG | PHC | DELIVERY ROOM | NEEDLE DESTROYER | 1 | MICROSIL | 0 | 0 | 3000266462 | 0 | 0 | - | 0 | - | W
18920 | JASHPUR | LUDEG | PHC | DELIVERY ROOM | RADIANT WARMER | 1 | 0 | 0 | 0 | 3000266461 | 0 | 0 | - | 0 | - | W
18921 | JASHPUR | LUDEG | PHC | DELIVERY ROOM | BABY WEIGHING SCALE | 1 | 0 | 0 | 0 | 3000266460 | 0 | 0 | - | 0 | - | W
18922 | JASHPUR | LUDEG | PHC | DELIVERY ROOM | BP MACHINE | 1 | 0 | 0 | 0 | 3000266459 | 0 | 0 | - | 0 | - | W
18923 | JASHPUR | LUDEG | PHC | Pathology Lab. | MICROSCOPE | 1 | LABOMED | VISION 2000 | 0 | 3000266458 | 0 | 0 | - | 0 | - | W
18924 | JASHPUR | SHEKHARPUR | PHC | Other Dept. | BP MACHINE | 1 | DIAMOND | 0 | 0 | 3000342036 | 0 | 0 | - | 0 | - | W
18925 | JASHPUR | SHEKHARPUR | PHC | OPD | BP MACHINE | 1 | NAMATT | 0 | 38304 | 3000342037 | 0 | 0 | - | 0 | - | NW
18926 | JASHPUR | SHEKHARPUR | PHC | OPD | BP MACHINE | 1 | HICKS | N710 | 0 | 3000342038 | 0 | 0 | - | 0 | - | W
18927 | JASHPUR | SHEKHARPUR | PHC | OPD | BP MACHINE | 1 | 0 | 0 | 0 | 3000342039 | 0 | 0 | - | 0 | - | W
18928 | JASHPUR | SHEKHARPUR | PHC | OPD | BP MACHINE | 1 | ASHOKA | 0 | 98130577 | 3000342040 | 0 | 0 | - | 0 | - | NW
18929 | JASHPUR | SHEKHARPUR | PHC | Pathology Lab. | MICROSCOPE | 1 | BLISCO | 0 | 5940 | 3000342041 | 0 | 0 | - | 0 | - | W
18930 | JASHPUR | SHEKHARPUR | PHC | Pathology Lab. | MICROSCOPE | 1 | RADICAL | 22667 | 0 | 3000342042 | 0 | 0 | - | 0 | - | NW
18931 | JASHPUR | SHEKHARPUR | PHC | Pathology Lab. | CENTRIFUGE MACHINE | 1 | 0 | 0 | 0 | 3000342043 | 0 | 0 | - | 0 | - | W
18932 | JASHPUR | SHEKHARPUR | PHC | Pathology Lab. | INFRA RED | 1 | 0 | 0 | 0 | 3000342044 | 0 | 0 | - | 0 | - | W
18933 | JASHPUR | SHEKHARPUR | PHC | Store Room | SLIT LAMP | 1 | 0 | 0 | 0 | 3000342045 | 0 | 0 | - | 0 | - | NW
18934 | JASHPUR | SHEKHARPUR | PHC | Store Room | NEEDLE DESTROYER | 1 | MICROSIL | ND 360 | 458/03 | 3000342046 | 0 | 0 | - | 0 | - | NW
18935 | JASHPUR | SHEKHARPUR | PHC | DELIVERY ROOM | ELECTRIC STERILIZER | 1 | 0 | 0 | 0 | 3000342047 | 0 | 0 | - | 0 | - | NW
18936 | JASHPUR | SHEKHARPUR | PHC | DELIVERY ROOM | BABY WEIGHING SCALE | 1 | CROWN | 0 | 0 | 3000342048 | 0 | 0 | - | 0 | - | W
18937 | JASHPUR | SHEKHARPUR | PHC | DELIVERY ROOM | RADIANT WARMER | 1 | HLC | 0 | 0 | 3000342049 | 0 | 0 | - | 0 | - | W
18938 | JASHPUR | SHEKHARPUR | PHC | DELIVERY ROOM | NEEDLE DESTROYER | 1 | MICROSIL | 0 | 0 | 3000342050 | 0 | 0 | - | 0 | - | W
18939 | JASHPUR | SHEKHARPUR | PHC | DELIVERY ROOM | BP MACHINE | 1 | NAMATT | 0 | 43875 | 3000342051 | 0 | 0 | - | 0 | - | W
18940 | JASHPUR | SURANGPANI | PHC | DELIVERY ROOM | BP MACHINE | 1 | DIAMOND | 0 | 0 | 3000266443 | 0 | 0 | - | 0 | - | W
18941 | JASHPUR | SURANGPANI | PHC | DELIVERY ROOM | BP MACHINE | 1 | DIAMOND | 0 | 0 | 3000266442 | 0 | 0 | - | 0 | - | W
18942 | JASHPUR | SURANGPANI | PHC | DELIVERY ROOM | BP MACHINE | 1 | NAMATT | 0 | 54746 | 3000266441 | 0 | 0 | - | 0 | - | NW
18943 | JASHPUR | SURANGPANI | PHC | DELIVERY ROOM | BP MACHINE | 1 | SHANHICO | 0 | 7102070 | 3000266440 | 0 | 0 | - | 0 | - | NW
18944 | JASHPUR | SURANGPANI | PHC | DELIVERY ROOM | ELECTRIC STERILIZER | 1 | 0 | 0 | 0 | 3000266439 | 0 | 0 | - | 0 | - | NW
18945 | JASHPUR | SURANGPANI | PHC | DELIVERY ROOM | SUCTION APPARATUS | 1 | 0 | 0 | 0 | 3000266438 | 0 | 0 | - | 0 | - | NW
18946 | JASHPUR | SURANGPANI | PHC | DELIVERY ROOM | RADIANT WARMER | 1 | 0 | 0 | 0 | 3000266437 | 0 | 0 | - | 0 | - | W
18947 | JASHPUR | SURANGPANI | PHC | DELIVERY ROOM | BABY WEIGHING SCALE | 1 | ESSAE | BS-250 | 25014131884 | 3000266436 | 0 | 0 | - | 0 | - | W
18948 | JASHPUR | TAMTA | PHC | DELIVERY ROOM | BP MACHINE | 1 | 0 | 0 | 0 | 3000342052 | 0 | 0 | - | 0 | - | W
18949 | JASHPUR | TAMTA | PHC | DELIVERY ROOM | BP MACHINE | 1 | HICKS | N710 | 0 | 3000342053 | 0 | 0 | - | 0 | - | W
18950 | JASHPUR | TAMTA | PHC | DELIVERY ROOM | BABY WEIGHING SCALE | 1 | 0 | 0 | 0 | 3000342054 | 0 | 0 | - | 0 | - | W
18951 | JASHPUR | TAMTA | PHC | DELIVERY ROOM | RADIANT WARMER | 1 | HIC | 0 | 0 | 3000342055 | 0 | 0 | - | 0 | - | W
18952 | JASHPUR | TAMTA | PHC | DELIVERY ROOM | NEBULIZER | 1 | LIFELINE | MINI | 0 | 3000342056 | 0 | 0 | - | 0 | - | W
18953 | JASHPUR | TAMTA | PHC | DELIVERY ROOM | INFRA RED | 1 | 0 | 0 | 0 | 3000342057 | 0 | 0 | - | 0 | - | W
18954 | JASHPUR | TAMTA | PHC | DELIVERY ROOM | ELECTRIC STERILIZER | 1 | 0 | 0 | 0 | 3000342059 | 0 | 0 | - | 0 | - | W
18955 | JASHPUR | TAMTA | PHC | DELIVERY ROOM | NEEDLE DESTROYER | 1 | 0 | 0 | 0 | 3000342058 | 0 | 0 | - | 0 | - | W
18956 | JASHPUR | TAMTA | PHC | DELIVERY ROOM | NEEDLE DESTROYER | 1 | SAI LIFE | 0 | 0 | 3000342060 | 0 | 0 | - | 0 | - | W
18957 | JASHPUR | TAMTA | PHC | DELIVERY ROOM | NEEDLE DESTROYER | 1 | SAI LIFE | 0 | 0 | 3000342061 | 0 | 0 | - | 0 | - | W
18958 | JASHPUR | TAMTA | PHC | DELIVERY ROOM | MICROSCOPE | 1 | 0 | 0 | 0 | 3000342062 | 0 | 0 | - | 0 | - | W
18959 | JASHPUR | Pharsabahar | CHC | RADIOLOGY Dept. | X-RAY MACHINE | 1 | SIEMENS | 5304 | 13060 | 3000342146 | 0 | 0 | - | 0 | - | W
18960 | JASHPUR | Pharsabahar | CHC | Pathology Lab. | CENTRIFUGE MACHINE | 1 | 0 | 0 | 0 | 3000342147 | 0 | 0 | - | 0 | - | W
18961 | JASHPUR | Pharsabahar | CHC | Pathology Lab. | MICROSCOPE | 1 | LABOMED | VISION 200 | 0 | 3000342148 | 0 | 0 | - | 0 | - | W
18962 | JASHPUR | Pharsabahar | CHC | Pathology Lab. | AUTO ANALYZER | 1 | 0 | DSI 903B | 6940212 | 3000342149 | 0 | 0 | - | 0 | - | W
18963 | JASHPUR | Pharsabahar | CHC | Pathology Lab. | MICROSCOPE | 1 | LABOMED | 0 | 0 | 3000342150 | 0 | 0 | - | 0 | - | NW
18964 | JASHPUR | Pharsabahar | CHC | Pathology Lab. | MICROSCOPE | 1 | MLW | 0 | 0 | 3000342151 | 0 | 0 | - | 0 | - | NW
18965 | JASHPUR | Pharsabahar | CHC | Pathology Lab. | MICROSCOPE | 1 | LABOSCOPE | 0 | 0 | 3000342152 | 0 | 0 | - | 0 | - | NI
18966 | JASHPUR | Pharsabahar | CHC | Pathology Lab. | MICROSCOPE | 1 | OLYMPUS | 0 | 0 | 3000342153 | 0 | 0 | - | 0 | - | NW
18967 | JASHPUR | Pharsabahar | CHC | Pathology Lab. | MICROSCOPE | 1 | MAGNUS | 0 | 0 | 3000342154 | 0 | 0 | - | 0 | - | NW
18968 | JASHPUR | Pharsabahar | CHC | Pathology Lab. | MICROSCOPE | 1 | FIRE VISION | 0 | 50498 | 3000342155 | 0 | 0 | - | 0 | - | NW
18969 | JASHPUR | Pharsabahar | CHC | Pathology Lab. | MICROSCOPE | 1 | PZO | 0 | 0 | 3000342156 | 0 | 0 | - | 0 | - | NW
18970 | JASHPUR | Pharsabahar | CHC | Pathology Lab. | MICROSCOPE | 1 | RADICAL | 0 | 0 | 3000342157 | 0 | 0 | - | 0 | - | NW
18971 | JASHPUR | Pharsabahar | CHC | Pathology Lab. | GLUCO METER | 1 | ACCU CHECK | GU | GUO4211666 | 3000342158 | 0 | 0 | - | 0 | - | NW
18972 | JASHPUR | Pharsabahar | CHC | Pathology Lab. | GLUCO METER | 1 | ONE TOUCH ULTRA | 0 | 0 | 3000342159 | 0 | 0 | - | 0 | - | NW
18973 | JASHPUR | Pharsabahar | CHC | Pathology Lab. | GLUCO METER | 1 | ONE TOUCH ULTRA | 0 | 0 | 3000342160 | 0 | 0 | - | 0 | - | NW
18974 | JASHPUR | Pharsabahar | CHC | Pathology Lab. | GLUCO METER | 1 | ONE TOUCH ULTRA | 0 | 0 | 3000342161 | 0 | 0 | - | 0 | - | NW
18975 | JASHPUR | Pharsabahar | CHC | Pathology Lab. | GLUCO METER | 1 | ONE TOUCH ULTRA | 0 | 0 | 3000342162 | 0 | 0 | - | 0 | - | NW
18976 | JASHPUR | Pharsabahar | CHC | Pathology Lab. | GLUCO METER | 1 | ACCU CHECK | 0 | 0 | 3000342163 | 0 | 0 | - | 0 | - | NW
18977 | JASHPUR | Pharsabahar | CHC | Pathology Lab. | GLUCO METER | 1 | ON CELL NOW | 0 | 102A00183DF | 3000342164 | 0 | 0 | - | 0 | - | NW
18978 | JASHPUR | Pharsabahar | CHC | Pathology Lab. | CENTRIFUGE MACHINE | 1 | 0 | 0 | 0 | 3000342165 | 0 | 0 | - | 0 | - | NW
18979 | JASHPUR | Pharsabahar | CHC | Pathology Lab. | CENTRIFUGE MACHINE | 1 | 0 | 0 | 0 | 3000342166 | 0 | 0 | - | 0 | - | NI
18980 | JASHPUR | Pharsabahar | CHC | Blood Bank | CENTRIFUGE MACHINE | 1 | CF REMI | 0 | 5250 | 3000342167 | 0 | 0 | - | 0 | - | NI
18981 | JASHPUR | Pharsabahar | CHC | Blood Bank | BLOOD COLLECTION MONITOR | 1 | 0 | MTPF01 | M786525336 | 3000342168 | 0 | 0 | - | 0 | - | W
18982 | JASHPUR | Pharsabahar | CHC | Blood Bank | MICROSCOPE | 1 | PHOTO PLAN | HL-55 | 0 | 3000342169 | 0 | 0 | - | 0 | - | NI
18983 | JASHPUR | Pharsabahar | CHC | OT | NEBULIZER | 1 | MA | 0 | 0 | 3000342170 | 0 | 0 | - | 0 | - | W
18984 | JASHPUR | Pharsabahar | CHC | OT | SUCTION APPARATUS | 1 | SUC VAN | 0 | C-3C006 | 3000342244 | 0 | 0 | - | 0 | - | NW
18985 | JASHPUR | Pharsabahar | CHC | OT | BP MACHINE | 1 | EXTRA CARE | 0 | 0 | 3000342245 | 0 | 0 | - | 0 | - | NW
18986 | JASHPUR | Pharsabahar | CHC | OT | BP MACHINE | 1 | EXTRA CARE | 0 | 0 | 3000342246 | 0 | 0 | - | 0 | - | NW
18987 | JASHPUR | Pharsabahar | CHC | OT | SHADOWLESS LAMP | 1 | 0 | 0 | 0 | 3000342247 | 0 | 0 | - | 0 | - | W
18988 | JASHPUR | Pharsabahar | CHC | OT | OT TABLE | 1 | 0 | 0 | 0 | 3000342248 | 0 | 0 | - | 0 | - | W
18989 | JASHPUR | Pharsabahar | CHC | DELIVERY ROOM | ELECTRIC STERILIZER | 1 | ATLAS | 0 | 9F9413 | 3000342249 | 0 | 0 | - | 0 | - | W
18990 | JASHPUR | Pharsabahar | CHC | DELIVERY ROOM | SUCTION APPARATUS | 1 | 0 | SU/CN/26 | S1 | 3000342250 | 0 | 0 | - | 0 | - | W
18991 | JASHPUR | Pharsabahar | CHC | DELIVERY ROOM | RADIANT WARMER | 1 | 0 | EL-3W | 0 | 3000342251 | 0 | 0 | - | 0 | - | NW
18992 | JASHPUR | Pharsabahar | CHC | DELIVERY ROOM | BABY WEIGHING SCALE | 1 | ESSAE | B.S-250 | 25014131877 | 3000342252 | 0 | 0 | - | 0 | - | W
18993 | JASHPUR | Pharsabahar | CHC | DELIVERY ROOM | SHADOWLESS LAMP | 1 | 0 | 0 | 0 | 3000342253 | 0 | 0 | - | 0 | - | W
18994 | JASHPUR | Pharsabahar | CHC | DELIVERY ROOM | FOETAL DOPPLER | 1 | LIFELINE | 0 | 0 | 3000342254 | 0 | 0 | - | 0 | - | NW
18995 | JASHPUR | Pharsabahar | CHC | DELIVERY ROOM | INFRA RED | 1 | 0 | 0 | 0 | 3000342255 | 0 | 0 | - | 0 | - | W
18996 | JASHPUR | Pharsabahar | CHC | DELIVERY ROOM | NEEDLE DESTROYER | 1 | MICO | 0 | 0 | 3000342256 | 0 | 0 | - | 0 | - | W
18997 | JASHPUR | Pharsabahar | CHC | DELIVERY ROOM | BP MACHINE | 1 | PREMIER | 0 | 9813441 | 3000342257 | 0 | 0 | - | 0 | - | W
18998 | JASHPUR | Pharsabahar | CHC | DELIVERY ROOM | NEEDLE DESTROYER | 1 | SARATECH | SIR(100VA) | 3023 | 3000342258 | 0 | 0 | - | 0 | - | W
18999 | JASHPUR | Pharsabahar | CHC | Store Room | SUCTION APPARATUS | 1 | 0 | 0 | 0 | 3000342259 | 0 | 0 | - | 0 | - | W
19000 | JASHPUR | Pharsabahar | CHC | Store Room | BP MACHINE | 1 | EXTRA CARE | 0 | 0 | 3000342260 | 0 | 0 | - | 0 | - | NW
19001 | JASHPUR | Pharsabahar | CHC | Store Room | BP MACHINE | 1 | EXTRA CARE | 0 | 0 | 3000342261 | 0 | 0 | - | 0 | - | NW
19002 | JASHPUR | Pharsabahar | CHC | Store Room | BP MACHINE | 1 | JAINCO | 0 | 0 | 3000342262 | 0 | 0 | - | 0 | - | NW
19003 | JASHPUR | Pharsabahar | CHC | Store Room | BP MACHINE | 1 | SASHICO | 0 | 87190929 | 3000342263 | 0 | 0 | - | 0 | - | NW
19004 | JASHPUR | Pharsabahar | CHC | Store Room | BP MACHINE | 1 | EXTRA CARE | 0 | 0 | 3000342264 | 0 | 0 | - | 0 | - | NW
19005 | JASHPUR | Pharsabahar | CHC | Store Room | BP MACHINE | 1 | NAMATT | 0 | 38269 | 3000342265 | 0 | 0 | - | 0 | - | NW
19006 | JASHPUR | Pharsabahar | CHC | Store Room | BP MACHINE | 1 | PREMIER | 0 | 0 | 3000342266 | 0 | 0 | - | 0 | - | NI
19007 | JASHPUR | Pharsabahar | CHC | Store Room | BP MACHINE | 1 | PREMIER | 0 | 0 | 3000342267 | 0 | 0 | - | 0 | - | NI
19008 | JASHPUR | Pharsabahar | CHC | Store Room | BP MACHINE | 1 | PREMIER | 0 | 0 | 3000342268 | 0 | 0 | - | 0 | - | NI
19009 | JASHPUR | Pharsabahar | CHC | Store Room | NEBULIZER | 1 | MA | 0 | 0 | 3000342269 | 0 | 0 | - | 0 | - | NW
19010 | JASHPUR | Pharsabahar | CHC | Store Room | SUCTION APPARATUS | 1 | 0 | 0 | 0 | 3000342270 | 0 | 0 | - | 0 | - | W
19011 | JASHPUR | Pharsabahar | CHC | Store Room | SUCTION APPARATUS | 1 | 0 | 0 | 0 | 3000342271 | 0 | 0 | - | 0 | - | W
19012 | JASHPUR | Pharsabahar | CHC | Store Room | BP MACHINE | 1 | ASHOKA | 0 | 9812355 | 3000342272 | 0 | 0 | - | 0 | - | NW
19013 | JASHPUR | Pharsabahar | CHC | Dental Dept. | BP MACHINE | 1 | ASHOKA | 0 | 98123571 | 3000342273 | 0 | 0 | - | 0 | - | NW
19014 | JASHPUR | Pharsabahar | CHC | Dental Dept. | AUTOCLAVE | 1 | 0 | 0 | 0 | 3000342274 | 0 | 0 | - | 0 | - | W
19015 | JASHPUR | Pharsabahar | CHC | Dental Dept. | AUTOCLAVE | 1 | 0 | 0 | 0 | 3000342275 | 0 | 0 | - | 0 | - | NW
19016 | JASHPUR | Pharsabahar | CHC | Dental Dept. | DENTAL CHAIR | 1 | CHESA AKASH | 0 | 0 | 3000342276 | 0 | 0 | - | 0 | - | NI
19017 | JASHPUR | BHAGORA | PHC | GENERAL WARD | CENTRIFUGE MACHINE | 1 | 0 | 0 | 0 | 3000342277 | 0 | 0 | - | 0 | - | NW
19018 | JASHPUR | BHAGORA | PHC | OPD | BP MACHINE | 1 | NOVAPHON | 0 | 302817713 | 3000342278 | 0 | 0 | - | 0 | - | W
19019 | JASHPUR | BHAGORA | PHC | OPD | ELECTRIC STERILIZER | 1 | ATLAS | 0 | 09F/2YB | 3000342279 | 0 | 0 | - | 0 | - | W
19020 | JASHPUR | BHAGORA | PHC | OPD | RADIANT WARMER | 1 | 0 | 0 | 0 | 3000342280 | 0 | 0 | - | 0 | - | NI
19021 | JASHPUR | BHAGORA | PHC | OPD | RADIANT WARMER | 1 | 0 | 0 | 0 | 3000342281 | 0 | 0 | - | 0 | - | W
19022 | JASHPUR | BHAGORA | PHC | OPD | BABY WEIGHING SCALE | 1 | 0 | 0 | 0 | 3000342282 | 0 | 0 | - | 0 | - | W
19023 | JASHPUR | BHAGORA | PHC | OPD | NEBULIZER | 1 | LIFELINE | MINI | 0 | 3000342283 | 0 | 0 | - | 0 | - | W
19024 | JASHPUR | BHAGORA | PHC | OPD | MICROSCOPE | 1 | QUASMO | 0 | 50498 | 3000342284 | 0 | 0 | - | 0 | - | NI
19025 | JASHPUR | BHAGORA | PHC | OPD | GLUCO METER | 1 | 0 | SC-101CE0197 | MGO8010129 | 3000342285 | 0 | 0 | - | 0 | - | W
19026 | JASHPUR | BHAGORA | PHC | OPD | MICROSCOPE | 1 | FOCUS | 0 | 92980 | 3000342286 | 0 | 0 | - | 0 | - | NI
19027 | JASHPUR | BHELWAN | PHC | OPD | BP MACHINE | 1 | DIAMOND | 0 | 0 | 3000342330 | 0 | 0 | - | 0 | - | W
19028 | JASHPUR | BHELWAN | PHC | DELIVERY ROOM | RADIANT WARMER | 1 | HIC | 0 | 0 | 3000342331 | 0 | 0 | - | 0 | - | W
19029 | JASHPUR | BHELWAN | PHC | DELIVERY ROOM | BP MACHINE | 1 | DIAMO | 0 | 0 | 3000342332 | 0 | 0 | - | 0 | - | W
19030 | JASHPUR | BHELWAN | PHC | DELIVERY ROOM | ELECTRIC STERILIZER | 1 | ATLAS | 0 | 09E8749 | 3000342333 | 0 | 0 | - | 0 | - | W
19031 | JASHPUR | BHELWAN | PHC | DELIVERY ROOM | BABY WEIGHING SCALE | 1 | ESSAE | BS-250 | 25014131887 | 3000342334 | 0 | 0 | - | 0 | - | W
19032 | JASHPUR | BHELWAN | PHC | DELIVERY ROOM | ELECTRIC STERILIZER | 1 | ATLAS | 0 | 09E9304 | 3000342335 | 0 | 0 | - | 0 | - | W
19033 | JASHPUR | BHELWAN | PHC | Store Room | BABY WEIGHING SCALE | 1 | CROWN | 0 | 0 | 3000342336 | 0 | 0 | - | 0 | - | NI
19034 | JASHPUR | BHELWAN | PHC | Store Room | BABY WEIGHING SCALE | 1 | 0 | 0 | 0 | 3000342337 | 0 | 0 | - | 0 | - | NI
19035 | JASHPUR | BHELWAN | PHC | Store Room | BABY WEIGHING SCALE | 1 | 0 | 0 | 0 | 3000342338 | 0 | 0 | - | 0 | - | NI
19036 | JASHPUR | BHELWAN | PHC | Store Room | NEBULIZER | 1 | LIFELINE | MINI | 0 | 3000342339 | 0 | 0 | - | 0 | - | NI
19037 | JASHPUR | BHELWAN | PHC | Store Room | GLUCO METER | 1 | PLAM LAB | SC-101CE0197 | MGO801-0179 | 3000342340 | 0 | 0 | - | 0 | - | W
19038 | JASHPUR | BHELWAN | PHC | Store Room | BP MACHINE | 1 | 0 | 0 | 0 | 3000342341 | 0 | 0 | - | 0 | - | W
19039 | JASHPUR | KERSAI | PHC | Pathology Lab. | CENTRIFUGE MACHINE | 1 | 0 | 0 | 0 | 3000342303 | 0 | 0 | - | 0 | - | W
19040 | JASHPUR | KERSAI | PHC | Pathology Lab. | CENTRIFUGE MACHINE | 1 | LABOTECH | 0 | 0 | 3000342304 | 0 | 0 | - | 0 | - | NW
19041 | JASHPUR | KERSAI | PHC | ENT DEPARTMENT | SLIT LAMP | 1 | 0 | 0 | 0 | 3000342305 | 0 | 0 | - | 0 | - | NI
19042 | JASHPUR | KERSAI | PHC | Pathology Lab. | MICROSCOPE | 1 | FOCUS | 0 | 0 | 3000342306 | 0 | 0 | - | 0 | - | NW
19043 | JASHPUR | KERSAI | PHC | Pathology Lab. | MICROSCOPE | 1 | LABOMED | VISION2000 | 3125 | 3000342307 | 0 | 0 | - | 0 | - | W
19044 | JASHPUR | KERSAI | PHC | Pathology Lab. | ELECTRIC STERILIZER | 1 | 0 | 0 | 0 | 3000342308 | 0 | 0 | - | 0 | - | NW
19045 | JASHPUR | KERSAI | PHC | DELIVERY ROOM | BABY WEIGHING SCALE | 1 | 0 | 0 | 0 | 3000342321 | 0 | 0 | - | 0 | - | W
19046 | JASHPUR | KERSAI | PHC | DELIVERY ROOM | ELECTRIC STERILIZER | 1 | ATLAS | 0 | 09E8900 | 3000342322 | 0 | 0 | - | 0 | - | NW
19047 | JASHPUR | KERSAI | PHC | DELIVERY ROOM | NEEDLE DESTROYER | 1 | SARATECH | SIR(100VA) | 7384 | 3000342323 | 0 | 0 | - | 0 | - | W
19048 | JASHPUR | KERSAI | PHC | DELIVERY ROOM | BABY WEIGHING SCALE | 1 | 0 | 0 | 0 | 3000342324 | 0 | 0 | - | 0 | - | NW
19049 | JASHPUR | KERSAI | PHC | DELIVERY ROOM | NEEDLE DESTROYER | 1 | MICROSIL | ND-360 | 4905/03 | 3000342325 | 0 | 0 | - | 0 | - | NW
19050 | JASHPUR | KERSAI | PHC | DELIVERY ROOM | BP MACHINE | 1 | NAMATT | 0 | 33559 | 3000342326 | 0 | 0 | - | 0 | - | NW
19051 | JASHPUR | KERSAI | PHC | DELIVERY ROOM | NEBULIZER | 1 | MA | 0 | 0 | 3000342315 | 0 | 0 | - | 0 | - | W
19052 | JASHPUR | KERSAI | PHC | DELIVERY ROOM | NEEDLE DESTROYER | 1 | SARATECH | SIR(100VA) | R489 | 3000342316 | 0 | 0 | - | 0 | - | W
19053 | JASHPUR | KERSAI | PHC | DELIVERY ROOM | NEEDLE DESTROYER | 1 | SARATECH | SIR(100VA) | 7481 | 3000342317 | 0 | 0 | - | 0 | - | W
19054 | JASHPUR | KERSAI | PHC | DELIVERY ROOM | BP MACHINE | 1 | NAMATT | 0 | 38473 | 3000342318 | 0 | 0 | - | 0 | - | NW
19055 | JASHPUR | KERSAI | PHC | DELIVERY ROOM | BP MACHINE | 1 | EXTRA CARE | 0 | 0 | 3000342319 | 0 | 0 | - | 0 | - | NW
19056 | JASHPUR | KERSAI | PHC | DELIVERY ROOM | RADIANT WARMER | 1 | HIC | 0 | 0 | 3000342320 | 0 | 0 | - | 0 | - | W
19057 | JASHPUR | KERSAI | PHC | ENT DEPARTMENT | ALPHABETIC VISION CHART | 1 | 0 | 0 | 0 | 3000342309 | 0 | 0 | - | 0 | - | NW
19058 | JASHPUR | KERSAI | PHC | ENT DEPARTMENT | ELECTRIC STERILIZER | 1 | 0 | 0 | 0 | 3000342310 | 0 | 0 | - | 0 | - | NW
19059 | JASHPUR | KERSAI | PHC | ENT DEPARTMENT | NEBULIZER | 1 | MA | 0 | 0 | 3000342311 | 0 | 0 | - | 0 | - | W
19060 | JASHPUR | KERSAI | PHC | ENT DEPARTMENT | NEEDLE DESTROYER | 1 | MICROSIL | ND 360 | 4904/03 | 3000342312 | 0 | 0 | - | 0 | - | W
19061 | JASHPUR | KERSAI | PHC | ENT DEPARTMENT | NEEDLE DESTROYER | 1 | SARATECH | SIR 100VA | R493 | 3000342313 | 0 | 0 | - | 0 | - | W
19062 | JASHPUR | KERSAI | PHC | ENT DEPARTMENT | NEEDLE DESTROYER | 1 | SARATECH | SIR 100VA | R490 | 3000342314 | 0 | 0 | - | 0 | - | W
19063 | JASHPUR | KERSAI | PHC | OPD | BP MACHINE | 1 | SMART CARE | SCH-118 | 0 | 3000342327 | 0 | 0 | - | 0 | - | W
19064 | JASHPUR | KERSAI | PHC | OPD | GLUCO METER | 1 | ACCUCHECK | 0 | GC17289131 | 3000342328 | 0 | 0 | - | 0 | - | W
19065 | JASHPUR | KERSAI | PHC | OPD | BP MACHINE | 1 | EXTRA CARE | 0 | 0 | 3000342329 | 0 | 0 | - | 0 | - | NW
19066 | JASHPUR | TAPKARA | PHC | OPD | BP MACHINE | 1 | SMART CARE | SC-520 | 13520100837 | 3000342287 | 0 | 0 | - | 0 | - | W
19067 | JASHPUR | TAPKARA | PHC | DELIVERY ROOM | RADIANT WARMER | 1 | 0 | 0 | 0 | 3000342288 | 0 | 0 | - | 0 | - | W
19068 | JASHPUR | TAPKARA | PHC | DELIVERY ROOM | BP MACHINE | 1 | PREMIER | 0 | 8134511 | 3000342289 | 0 | 0 | - | 0 | - | W
19069 | JASHPUR | TAPKARA | PHC | DELIVERY ROOM | BABY WEIGHING SCALE | 1 | ESSAE | BS 250 | 25014131880 | 3000342290 | 0 | 0 | - | 0 | - | W
19070 | JASHPUR | TAPKARA | PHC | Pathology Lab. | MICROSCOPE | 1 | BLISCO | 0 | 0 | 3000342291 | 0 | 0 | - | 0 | - | W
19071 | JASHPUR | TAPKARA | PHC | Pathology Lab. | CENTRIFUGE MACHINE | 1 | LABOTECH | 0 | 0 | 3000342292 | 0 | 0 | - | 0 | - | W
19072 | JASHPUR | TAPKARA | PHC | Pathology Lab. | MICROSCOPE | 1 | FOCUS | 0 | 0 | 3000342293 | 0 | 0 | - | 0 | - | NW
19073 | JASHPUR | TAPKARA | PHC | Pathology Lab. | MICROSCOPE | 1 | 0 | 0 | 0 | 3000342294 | 0 | 0 | - | 0 | - | NW
19074 | JASHPUR | TAPKARA | PHC | Pathology Lab. | GLUCO METER | 1 | ACCU CHECK | 0 | GC 17054792 | 3000342295 | 0 | 0 | - | 0 | - | W
19075 | JASHPUR | TAPKARA | PHC | Pathology Lab. | SUCTION APPARATUS | 1 | 0 | 0 | 0 | 3000342296 | 0 | 0 | - | 0 | - | NW
19076 | JASHPUR | TAPKARA | PHC | Pathology Lab. | NEEDLE DESTROYER | 1 | SARATECH | SIR 100VA | 7715 | 3000342297 | 0 | 0 | - | 0 | - | W
19077 | JASHPUR | TAPKARA | PHC | Pathology Lab. | ELECTRIC STERILIZER | 1 | ATLAS | 0 | 09E82811 | 3000342298 | 0 | 0 | - | 0 | - | W
19078 | JASHPUR | TAPKARA | PHC | Pathology Lab. | BP MACHINE | 1 | NOVELPHON | 0 | 3028227-13 | 3000342299 | 0 | 0 | - | 0 | - | NW
19079 | JASHPUR | TAPKARA | PHC | Pathology Lab. | BP MACHINE | 1 | CITIZEN | 0 | 6004484 | 3000342300 | 0 | 0 | - | 0 | - | NW
19080 | JASHPUR | TAPKARA | PHC | Pathology Lab. | BP MACHINE | 1 | NAMATT | 0 | 54713 | 3000342301 | 0 | 0 | - | 0 | - | NW
19081 | JASHPUR | TAPKARA | PHC | Pathology Lab. | BP MACHINE | 1 | CITIZEN | 0 | 6005028 | 3000342302 | 0 | 0 | - | 0 | - | NW
19082 | JASHPUR | TAPKARA | PHC | Pathology Lab. | BP MACHINE | 1 | CITIZEN | 0 | 0 | 3000232353 | 0 | 0 | - | 0 | - | NW
19083 | RAIGARH | RAIGARH | DH | GYAENEC.OPD | WEIGHING MACHINE | 1 | VENUS | - | - | 3000267875 |  | 0 | - | 0 | - | W
19084 | RAIGARH | RAIGARH | DH | GYAENEC.OPD | NEEDLE DESTROYER | 1 | MICROSEL | ND 100 | 238266 | 3000267876 |  | 0 | - | 0 | - | W
19085 | RAIGARH | RAIGARH | DH | GYAENEC.OPD | BP MACHINE | 1 | OMEGA GOLD | CEO197 | - | 3000267877 |  | 0 | - | 0 | - | W
19086 | RAIGARH | RAIGARH | DH | GYAENEC.OPD | BP MACHINE | 1 | OMEGA GOLD | CC0197 |  | 3000267878 |  | 0 | - | 0 | - | W
19087 | RAIGARH | RAIGARH | DH | GYAENEC.OPD | STETHOSCOPE | 1 | - | - | - | 3000267879 |  | 0 | - | 0 | - | W
19088 | RAIGARH | RAIGARH | DH | DELIVERY ROOM | BP MACHINE | 1 | - | - | - | 3000267880 |  | 0 | - | 0 | - | W
19089 | RAIGARH | RAIGARH | DH | DELIVERY ROOM | BP MACHINE | 1 | OMEGA | CE 197 | - | 3000267881 |  | 0 | - | 0 | - | W
19090 | RAIGARH | RAIGARH | DH | DELIVERY ROOM | SUCTION APPARATUS | 1 | - | 0 | - | 3000267882 |  | 0 | - | 0 | - | W
19091 | RAIGARH | RAIGARH | DH | DELIVERY ROOM | HUB CUTTER | 1 | MICROSEL | BIN | - | 3000267883 |  | 0 | - | 0 | - | W
19092 | RAIGARH | RAIGARH | DH | DELIVERY ROOM | RADIANT WARMER | 1 | MEDITRIN | - | - | 3000267884 |  | 0 | - | 0 | - | W
19093 | RAIGARH | RAIGARH | DH | DELIVERY ROOM | BABY WEIGHING SCALE | 1 | CROWN | - | - | 3000267885 |  | 0 | - | 0 | - | W
19094 | RAIGARH | RAIGARH | DH | DELIVERY ROOM | SUCTION APPARATUS | 1 | - | - | - | 3000267886 |  | 0 | - | 0 | - | W
19095 | RAIGARH | RAIGARH | DH | DELIVERY ROOM | SUCTION APPARATUS | 1 | - | - | - | 3000267887 |  | 0 | - | 0 | - | W
19096 | RAIGARH | RAIGARH | DH | DELIVERY ROOM | BABY WEIGHING SCALE | 1 | - | - | - | 3000267888 |  | 0 | - | 0 | - | W
19097 | RAIGARH | RAIGARH | DH | DELIVERY ROOM | RADIANT WARMER | 1 | - | - | - | 3000267889 |  | 0 | - | 0 | - | W
19098 | RAIGARH | RAIGARH | DH | DELIVERY ROOM | ULTRASOUND MACHINE | 1 | - | - | - | 3000267890 |  | 0 | - | 0 | - | W
19099 | RAIGARH | RAIGARH | DH | DELIVERY ROOM | SUCTION APPARATUS | 1 | - | - | - | 3000267897 |  | 0 | - | 0 | - | W
19100 | RAIGARH | RAIGARH | DH | GENERAL WARD | BP MACHINE | 1 | OMEGA | CE 197 | - | 3000267891 |  | 0 | - | 0 | - | W
19101 | RAIGARH | RAIGARH | DH | GENERAL WARD | BP MACHINE | 1 | OMEGA | CE 197 | - | 3000267892 |  | 0 | - | 0 | - | NW
19102 | RAIGARH | RAIGARH | DH | GENERAL WARD | CENTRIFUGE MACHINE | 1 | AKASH | CE 1023 | - | 3000267893 |  | 0 | - | 0 | - | NW
19103 | RAIGARH | RAIGARH | DH | GENERAL WARD | CARDIAC MONITOR | 1 | MINDRAY | MEC 1200 | - | 3000267894 |  | 0 | - | 0 | - | W
19104 | RAIGARH | RAIGARH | DH | GENERAL WARD | CARDIAC MONITOR | 1 | MINDRAY | MEC 1200 | - | 3000267895 |  | 0 | - | 0 | - | W
19105 | RAIGARH | RAIGARH | DH | GENERAL WARD | SUCTION APPARATUS | 1 | - | - | - | 3000267896 |  | 0 | - | 0 | - | NW
19106 | RAIGARH | RAIGARH | DH | SNCU | BABY PHOTOTHERAPY UNIT | 1 | MEDILVAWESH | - | - | 3000267898 |  | 0 | - | 0 | - | W
19107 | RAIGARH | RAIGARH | DH | SNCU | BABY PHOTOTHERAPY UNIT | 1 | MEDILVAWESH | - | - | 3000267899 |  | 0 | - | 0 | - | W
19108 | RAIGARH | RAIGARH | DH | SNCU | RADIANT WARMER | 1 | MEDITRIN | - | - | 3000267900 |  | 0 | - | 0 | - | W
19109 | RAIGARH | RAIGARH | DH | SNCU | RADIANT WARMER | 1 | MEDITRIN | - | - | 3000267901 |  | 0 | - | 0 | - | W
19110 | RAIGARH | RAIGARH | DH | SNCU | RADIANT WARMER | 1 | MEDITRIN | - | - | 3000267902 |  | 0 | - | 0 | - | W
19111 | RAIGARH | RAIGARH | DH | SNCU | RADIANT WARMER | 1 | MEDITRIN | - | - | 3000267903 |  | 0 | - | 0 | - | W
19112 | RAIGARH | RAIGARH | DH | SNCU | RADIANT WARMER | 1 | MEDITRIN | - | - | 3000267904 |  | 0 | - | 0 | - | W
19113 | RAIGARH | RAIGARH | DH | SNCU | RADIANT WARMER | 1 | MEDITRIN | - | - | 3000267905 |  | 0 | - | 0 | - | NW
19114 | RAIGARH | RAIGARH | DH | SNCU | BABY PHOTOTHERAPY UNIT | 1 | - | - | - | 3000267906 |  | 0 | - | 0 | - | W
19115 | RAIGARH | RAIGARH | DH | SNCU | BABY PHOTOTHERAPY UNIT | 1 | - | - | - | 3000267907 |  | 0 | - | 0 | - | W
19116 | RAIGARH | RAIGARH | DH | SNCU | INCUBATOR | 1 | - | - | - | 3000267908 |  | 0 | - | 0 | - | W
19117 | RAIGARH | RAIGARH | DH | SNCU | INCUBATOR | 1 | - | - | - | 3000267909 |  | 0 | - | 0 | - | W
19118 | RAIGARH | RAIGARH | DH | SNCU | INCUBATOR | 1 | - | - | - | 3000267910 |  | 0 | - | 0 | - | W
19119 | RAIGARH | RAIGARH | DH | SNCU | INCUBATOR | 1 | - | - | - | 3000267911 |  | 0 | - | 0 | - | W
19120 | RAIGARH | RAIGARH | DH | SNCU | INCUBATOR | 1 | - | - | - | 3000267912 |  | 0 | - | 0 | - | W
19121 | RAIGARH | RAIGARH | DH | SNCU | SUCTION APPARATUS | 1 | - | - | - | 3000267913 |  | 0 | - | 0 | - | W
19122 | RAIGARH | RAIGARH | DH | SNCU | SUCTION APPARATUS | 1 | - | - | - | 3000267914 |  | 0 | - | 0 | - | NW
19123 | RAIGARH | RAIGARH | DH | SNCU | SUCTION APPARATUS | 1 | - | - | - | 3000267921 |  | 0 | - | 0 | - | NW
19124 | RAIGARH | RAIGARH | DH | SNCU | SUCTION APPARATUS | 1 | - | - | - | 3000267915 |  | 0 | - | 0 | - | W
19125 | RAIGARH | RAIGARH | DH | SNCU | INFUSION PUMP | 1 | MOG | - | - | 3000267916 |  | 0 | - | 0 | - | W
19126 | RAIGARH | RAIGARH | DH | SNCU | INFUSION PUMP | 1 | AKASH | - | - | 3000267917 |  | 0 | - | 0 | - | W
19127 | RAIGARH | RAIGARH | DH | SNCU | INFUSION PUMP | 1 | MAESTROS | MP 100 | - | 3000267918 |  | 0 | - | 0 | - | W
19128 | RAIGARH | RAIGARH | DH | SNCU | INFUSION PUMP | 1 | AKASH | SYRA 410 | - | 3000267919 |  | 0 | - | 0 | - | W
19129 | RAIGARH | RAIGARH | DH | SNCU | INFUSION PUMP | 1 | MAESTROS | MP 100 |  | 3000267920 |  | 0 | - | 0 | - | W
19130 | RAIGARH | RAIGARH | DH | Pathology Lab. | HUB CUTTER | 1 | - | - | - | 3000267922 |  | 0 | - | 0 | - | W
19131 | RAIGARH | RAIGARH | DH | Pathology Lab. | STETHOSCOPE | 1 | - | - | - | 3000267923 |  | 0 | - | 0 | - | W
19132 | RAIGARH | RAIGARH | DH | Pathology Lab. | BP MACHINE | 1 | - | - | - | 3000267924 |  | 0 | - | 0 | - | W
19133 | RAIGARH | RAIGARH | DH | Pathology Lab. | NEBULIZER | 1 | AERO | - | 5000807 | 3000267925 |  | 0 | - | 0 | - | W
19134 | RAIGARH | RAIGARH | DH | Pathology Lab. | SUCTION APPARATUS | 1 | - | - | - | 3000267926 |  | 0 | - | 0 | - | W
19135 | RAIGARH | RAIGARH | DH | Pathology Lab. | SUCTION APPARATUS | 1 | - | - | - | 3000267927 |  | 0 | - | 0 | - | W
19136 | RAIGARH | RAIGARH | DH | Orthopaedic ward | SUCTION APPARATUS | 1 | - | - | - | 3000267928 |  | 0 | - | 0 | - | W
19137 | RAIGARH | RAIGARH | DH | Orthopaedic ward | BP MACHINE | 1 | ASHOKA | - | - | 3000267929 |  | 0 | - | 0 | - | W
19138 | RAIGARH | RAIGARH | DH | Orthopaedic ward | HUB CUTTER | 1 | BIN | - | - | 3000267930 |  | 0 | - | 0 | - | W
19139 | RAIGARH | RAIGARH | DH | Orthopaedic ward | ELECTRIC STERILIZER | 1 | - | - | - | 3000267931 |  | 0 | - | 0 | - | W
19140 | RAIGARH | RAIGARH | DH | Orthopaedic ward | AUTOCLAVE | 1 | - | - | - | 3000267932 |  | 0 | - | 0 | - | W
19141 | RAIGARH | RAIGARH | DH | Orthopaedic ward | X-RAY MACHINE | 1 | - | - | - | 3000267933 |  | 0 | - | 0 | - | W
19142 | RAIGARH | RAIGARH | DH | Orthopaedic ward | X-RAY MACHINE | 1 | - | - | - | 3000267934 |  | 0 | - | 0 | - | W
19143 | RAIGARH | RAIGARH | DH | C.N WARD | BABY WEIGHING SCALE | 1 | ROMAN SARJICAL | - | - | 3000267935 |  | 0 | - | 0 | - | W
19144 | RAIGARH | RAIGARH | DH | C.N WARD | NEBULIZER | 1 | - | ARIANRE | - | 3000267936 |  | 0 | - | 0 | - | W
19145 | RAIGARH | RAIGARH | DH | C.N WARD | HUB CUTTER | 1 | MICROSEL |  |  | 3000267937 |  | 0 | - | 0 | - | W
19146 | RAIGARH | RAIGARH | DH | C.N WARD | SUCTION APPARATUS | 1 |  |  |  | 3000267938 |  | 0 | - | 0 | - | W
19147 | RAIGARH | RAIGARH | DH | C.N WARD | CARDIAC MONITOR | 1 | - | - | - | 3000267939 |  | 0 | - | 0 | - | W
19148 | RAIGARH | RAIGARH | DH | C.N WARD | CARDIAC MONITOR | 1 | - | - | - | 3000267940 |  | 0 | - | 0 | - | W
19149 | RAIGARH | RAIGARH | DH | C.N WARD | INFUSION PUMP | 1 | AKASH | CE 1023 | TX03140884 | 3000267941 |  | 0 | - | 0 | - | W
19150 | RAIGARH | RAIGARH | DH | C.N WARD | VENTILATOR | 1 | HEMILATION | - | - | 3000267942 |  | 0 | - | 0 | - | W
19151 | RAIGARH | RAIGARH | DH | C.N WARD | WEIGHING MACHINE | 1 | SAMSO | - | - | 3000267943 |  | 0 | - | 0 | - | W
19152 | RAIGARH | RAIGARH | DH | GENERAL WARD | HUB CUTTER | 1 | MICROSEL | BIN | - | 3000267944 |  | 0 | - | 0 | - | W
19153 | RAIGARH | RAIGARH | DH | GENERAL WARD | ELECTRIC STERILIZER | 1 | - | - | - | 3000267945 |  | 0 | - | 0 | - | W
19154 | RAIGARH | RAIGARH | DH | Pathology Lab. | SEMI AUTO ANALYZER | 1 | LAB XSTEM | - | 35209-006 | 3000267866 |  | 0 | - | 0 | - | NW
19155 | RAIGARH | RAIGARH | DH | Pathology Lab. | DEEP FREEZER | 1 | REME | BR 100 ULTRA | - | 3000267867 |  | 0 | - | 0 | - | W
19156 | RAIGARH | RAIGARH | DH | Pathology Lab. | DEEP FREEZER | 1 | REME | BR 100 ULTRA |  | 3000267868 |  | 0 | - | 0 | - | W
19157 | RAIGARH | RAIGARH | DH | Pathology Lab. | DEEP FREEZER | 1 | REME | BR 100 ULTRA |  | 3000267869 |  | 0 | - | 0 | - | W
19158 | RAIGARH | RAIGARH | DH | Pathology Lab. | DEEP FREEZER | 1 | REME | BR 100 ULTRA |  | 3000267835 |  | 0 | - | 0 | - | W
19159 | RAIGARH | RAIGARH | DH | Pathology Lab. | DEEP FREEZER | 1 | REME | BR 100 ULTRA |  | 3000096385 |  | 0 | - | 0 | - | W
19160 | RAIGARH | RAIGARH | DH | ENT DEPARTMENT | HUB CUTTER | 1 | - | 2640/2005-06 |  | 3000267837 |  | 0 | - | 0 | - | W
19161 | RAIGARH | RAIGARH | DH | ENT DEPARTMENT | SUCTION APPARATUS | 1 | - | - | - | 3000267838 |  | 0 | - | 0 | - | W
19162 | RAIGARH | RAIGARH | DH | ENT DEPARTMENT | BP MACHINE | 1 | OMEGA | CE 0197 | - | 3000267846 |  | 0 | - | 0 | - | W
19163 | RAIGARH | RAIGARH | DH | ENT DEPARTMENT | NEBULIZER | 1 | MA | - | - | 3000267847 |  | 0 | - | 0 | - | W
19164 | RAIGARH | RAIGARH | DH | ENT DEPARTMENT | PULSE OXIMETER | 1 | MINDAY | MEC 1200 | CC5 3131361 | 3000267848 |  | 0 | - | 0 | - | W
19165 | RAIGARH | RAIGARH | DH | Blood Bank | BLOOD DONOR COACH | 1 | - | - | - | 3000267839 |  | 0 | - | 0 | - | W
19166 | RAIGARH | RAIGARH | DH | Blood Bank | BLOOD STORAGE REFRIGERATOR | 1 | HAIER | - | - | 3000267840 |  | 0 | - | 0 | - | W
19167 | RAIGARH | RAIGARH | DH | OT | ANESTHESIA MACHINE | 1 | DATAX OHMED | JUPITER | 2002771 | 3000267849 |  | 0 | - | 0 | - | W
19168 | RAIGARH | RAIGARH | DH | OT | VENTILATOR | 1 | ALLIED | - | - | 3000267850 |  | 0 | - | 0 | - | W
19169 | RAIGARH | RAIGARH | DH | OT | ANESTHESIA MACHINE | 1 | DATAX OHMED | - | 0824/N/12 | 3000267851 |  | 0 | - | 0 | - | W
19170 | RAIGARH | RAIGARH | DH | OT | RADIANT WARMER | 1 | MEDIREN | - | - | 3000267852 |  | 0 | - | 0 | - | W
19171 | RAIGARH | RAIGARH | DH | OT | BABY WEIGHING SCALE | 1 | CROWN | - | - | 3000267853 |  | 0 | - | 0 | - | NW
19172 | RAIGARH | RAIGARH | DH | OT | NEEDLE DESTROYER | 1 | MICROSEL | ND 100 | SR NO 255 05-06 | 3000267854 |  | 0 | - | 0 | - | W
19173 | RAIGARH | RAIGARH | DH | OT | VENTILATOR | 1 | HAMIKS | CE 0197 | 7N3 | 3000267855 |  | 0 | - | 0 | - | W
19174 | RAIGARH | RAIGARH | DH | OT | CARDIAC MONITOR | 1 | MINDRAY | MEC 1200 | CC53131357 | 3000267856 |  | 0 | - | 0 | - | W
19175 | RAIGARH | RAIGARH | DH | OT | CARDIAC MONITOR | 1 | - |  | FG53018661 | 3000267857 |  | 0 | - | 0 | - | W
19176 | RAIGARH | RAIGARH | DH | OT | CENTRIFUGE MACHINE | 1 | HEALOLOM | - | - | 3000267858 |  | 0 | - | 0 | - | W
19177 | RAIGARH | RAIGARH | DH | OT | BP MACHINE | 1 | ASHOKA | - | - | 3000267859 |  | 0 | - | 0 | - | W
19178 | RAIGARH | RAIGARH | DH | OT | BP MACHINE | 1 |  | - | - | 3000267860 |  | 0 | - | 0 | - | W
19179 | RAIGARH | RAIGARH | DH | OT | SUCTION APPARATUS | 1 | - | - | - | 3000267861 |  | 0 | - | 0 | - | W
19180 | RAIGARH | RAIGARH | DH | OT | SUCTION APPARATUS | 1 | - | - | - | 3000267862 |  | 0 | - | 0 | - | W
19181 | RAIGARH | RAIGARH | DH | OT | SUCTION APPARATUS | 1 | - | - | - | 3000267863 |  | 0 | - | 0 | - | W
19182 | RAIGARH | RAIGARH | DH | OT | SURGICAL DIATHERMY | 1 | - | - | - | 3000267865 |  | 0 | - | 0 | - | W
19183 | RAIGARH | RAIGARH | DH | OT | SURGICAL DIATHERMY | 1 | - | - | - | 3000267864 |  | 0 | - | 0 | - | W
19184 | RAIGARH | RAIGARH | DH | OT | SHADOWLESS OT LIGHT | 1 | - | - | - | 3000267947 |  | 0 | - | 0 | - | W
19185 | RAIGARH | RAIGARH | DH | OT | SHADOWLESS OT LIGHT | 1 | - | - | - | 3000267946 |  | 0 | - | 0 | - | W
19186 | RAIGARH | RAIGARH | DH | Blood Bank | DEEP FREEZER | 1 | HAIR | - | - | 3000267874 |  | 0 | - | 0 | - | W
19187 | RAIGARH | RAIGARH | DH | Blood Bank | DENTAL CHAIR | 1 | LABOMED | - | - | 3000267873 |  | 0 | - | 0 | - | W
19188 | RAIGARH | RAIGARH | DH | Blood Bank | WEIGHING MACHINE | 1 | SREE GOPAL INDUSTRIES | - | - | 3000267872 |  | 0 | - | 0 | - | W
19189 | RAIGARH | RAIGARH | DH | Blood Bank | NEEDLE DESTROYER | 1 | MICROSEL | - | - | 3000267871 |  | 0 | - | 0 | - | W
19190 | RAIGARH | RAIGARH | DH | Blood Bank | MICROSCOPE | 1 | UNILA B INDIA | 4381 CUAX RH 01 | - | 3000267870 |  | 0 | - | 0 | - | W
19191 | RAIGARH | RAIGARH | DH | Physiotherapy dept. | SHIRODHANA SET | 1 | - | - | - | 3000267997 | 22-11-13 | 0 | - | 0 | - | W
19192 | RAIGARH | RAIGARH | DH | Physiotherapy dept. | WOMEN PEETH | 1 | - | - | - | 3000267998 | 22-11-13 | 0 | - | 0 | - | W
19193 | RAIGARH | RAIGARH | DH | Physiotherapy dept. | PHYSIOTHERAPY TABLE | 1 | - | - | - | 3000267999 | 28-8-14 | 0 | - | 0 | - | W
19194 | RAIGARH | RAIGARH | DH | Physiotherapy dept. | AUTOCLAVE | 1 | - | - | - | 3000268000 | 28-8-14 | 0 | - | 0 | - | W
19195 | RAIGARH | RAIGARH | DH | Physiotherapy dept. | BP MACHINE | 1 | OMRON | HEN 7120 | - | 3000267991 | 19-5-14 | 0 | - | 0 | - | W
19196 | RAIGARH | RAIGARH | DH | Physiotherapy dept. | STETHOSCOPE | 1 | - | - | - | 3000267992 | 19-5-14 | 0 | - | 0 | - | W
19197 | RAIGARH | RAIGARH | DH | Physiotherapy dept. | STETHOSCOPE | 1 | - | - | - | 3000267993 | 19-5-14 | 0 | - | 0 | - | W
19198 | RAIGARH | RAIGARH | DH | Physiotherapy dept. | BP MACHINE | 1 | - | - | - | 3000267994 | 19-5-14 | 0 | - | 0 | - | W
19199 | RAIGARH | RAIGARH | DH | Physiotherapy dept. | ELECTRONICS SHIRODHARA | 1 | - | - | - | 3000267995 | 28-8-14 | 0 | - | 0 | - | W
19200 | RAIGARH | RAIGARH | DH | Physiotherapy dept. | ELECTRONICS SARWANG SWEDAN | 1 | - | - | - | 3000267996 | 11-11-13 | 0 | - | 0 | - | W
19201 | RAIGARH | RAIGARH | DH | OT | LIGHT SOURCE | 1 | MINPRY | BEN HEART D6 | DG 53013001 | 3000267948 |  | 0 | - | 0 | - | W
19202 | RAIGARH | RAIGARH | DH | OT | C-ARM IMAGE INTENSIFIER | 1 | SURGICO | MEC 160 P |  | 3000267951 |  | 0 | - | 0 | - | W
19203 | RAIGARH | RAIGARH | DH | OT | CARDIAC MONITOR | 1 | MIOY | MEC 1200 | NCC 53131346 | 3000267949 |  | 0 | - | 0 | - | W
19204 | RAIGARH | RAIGARH | DH | OT | E.N.T SET | 1 | HS MOLLER WEDEL | 11 CEE | 32 | 3000267950 |  | 0 | - | 0 | - | W
19205 | RAIGARH | RAIGARH | DH | OT | ELECTRIC STERILIZER | 1 | STERIMAX | - | - | 3000267952 |  | 0 | - | 0 | - | NW
19206 | RAIGARH | RAIGARH | DH | OT | ELECTRIC STERILIZER | 1 | AN PROLE | N 41 | - | 3000267953 |  | 0 | - | 0 | - | NW
19207 | RAIGARH | RAIGARH | DH | OT | ELECTRIC STERILIZER | 1 | AN PROLE | N 41 | - | 3000267954 |  | 0 | - | 0 | - | NW
19208 | RAIGARH | RAIGARH | DH | OT | ELECTRIC STERILIZER | 1 | AN PROLE | N 41 | - | 3000267955 |  | 0 | - | 0 | - | NW
19209 | RAIGARH | RAIGARH | DH | OT | ELECTRIC STERILIZER | 1 | FAITH INNOREH | SG 400 | - | 3000267956 |  | 0 | - | 0 | - | W
19210 | RAIGARH | RAIGARH | DH | OT | VERTICAL AUTOCLAVE | 1 | - | - | - | 3000267958 |  | 0 | - | 0 | - | W
19211 | RAIGARH | RAIGARH | DH | OT | ELECTRIC STERILIZER | 1 | - | - | - | 3000267957 |  | 0 | - | 0 | - | W
19212 | RAIGARH | RAIGARH | DH | OT | AUTOCLAVE | 1 | THERM MATEEN | TH 7000 | - | 3000267959 |  | 0 | - | 0 | - | W
19213 | RAIGARH | RAIGARH | DH | OT | ELECTRIC STERILIZER | 1 | - | - | - | 3000267960 |  | 0 | - | 0 | - | W
19214 | RAIGARH | RAIGARH | DH | ENT DEPARTMENT | AUTO REFRACTOMETER | 1 | CANNON | - | - | 3000267961 |  | 0 | - | 0 | - | W
19215 | RAIGARH | RAIGARH | DH | ENT DEPARTMENT | SLIT LAMP | 1 | - | - | - | 3000267962 |  | 0 | - | 0 | - | W
19216 | RAIGARH | RAIGARH | DH | ENT DEPARTMENT | PATIENT MONITOR | 1 | - | - | - | 3000267963 |  | 0 | - | 0 | - | W
19217 | RAIGARH | RAIGARH | DH | ENT DEPARTMENT | AUTO REFRACTOMETER | 1 | - | - | - | 3000267964 |  | 0 | - | 0 | - | W
19218 | RAIGARH | RAIGARH | DH | ENT DEPARTMENT | A-SCANNER | 1 | - | - | - | 3000267965 |  | 0 | - | 0 | - | W
19219 | RAIGARH | RAIGARH | DH | ENT DEPARTMENT | MICROSCOPE | 1 | - | - | - | 3000267966 |  | 0 | - | 0 | - | W
19220 | RAIGARH | RAIGARH | DH | ENT DEPARTMENT | MICROSCOPE | 1 | - | - | - | 3000267967 |  | 0 | - | 0 | - | W
19221 | RAIGARH | RAIGARH | DH | ENT DEPARTMENT | YAG LASER | 1 | - | - | - | 3000267972 |  | 0 | - | 0 | - | W
19222 | RAIGARH | RAIGARH | DH | ENT DEPARTMENT | AUTOCLAVE | 1 | - | - | - | 3000267969 |  | 0 | - | 0 | - | W
19223 | RAIGARH | RAIGARH | DH | ENT DEPARTMENT | AUTOCLAVE | 1 | - | - | - | 3000267970 |  | 0 | - | 0 | - | W
19224 | RAIGARH | RAIGARH | DH | ENT DEPARTMENT | ANESTHESIA MACHINE | 1 | - | - | - | 3000267971 |  | 0 | - | 0 | - | W
19225 | RAIGARH | RAIGARH | DH | ENT DEPARTMENT | ANESTHESIA MACHINE | 1 | - | - |  | 3000267968 | - | 0 | - | 0 | - | W
19226 | RAIGARH | RAIGARH | DH | ENT DEPARTMENT | SUCTION APPARATUS | 1 | - | - | - | 3000267973 |  | 0 | - | 0 | - | W
19227 | RAIGARH | RAIGARH | DH | NBCC | BP MACHINE | 1 | - | 9813453 |  | 3000267836 |  | 0 | - | 0 | - | W
19228 | RAIGARH | RAIGARH | DH | NBCC | SUCTION APPARATUS | 1 | - | - | - | 3000267844 |  | 0 | - | 0 | - | W
19229 | RAIGARH | RAIGARH | DH | NBCC | HUB CUTTER | 1 | MICROSEL | - | - | 3000267843 |  | 0 | - | 0 | - | W
19230 | RAIGARH | RAIGARH | DH | DELIVERY ROOM | NEBULIZER | 1 | - | - | - | 3000267842 |  | 0 | - | 0 | - | W
19231 | RAIGARH | RAIGARH | DH | DELIVERY ROOM | STETHOSCOPE | 1 | LIFEWAY | - | - | 3000267841 |  | 0 | - | 0 | - | W
19232 | RAIGARH | RAIGARH | DH | DELIVERY ROOM | NEBULIZER | 1 | - | - | - | 3000267845 |  | 0 | - | 0 | - | W
19233 | RAIGARH | RAIGARH | DH | DELIVERY ROOM | ECG RECORDER | 1 | MINDRAY | MEC 1200 | CC53131365 | 3000096400 |  | 0 | - | 0 | - | W
19234 | RAIGARH | RAIGARH | DH | RADIOLOGY Dept. | C.T SCAN | 1 | SIEMENS | SOMATO SPRIT | 1001554037 | 3000267797 | 23-8-2012 | 0 | - | 0 | - | W
19235 | RAIGARH | RAIGARH | DH | RADIOLOGY Dept. | ELECTRIC STERILIZER | 1 | AZEX | RVC | - | 3000267801 | 13-8-2004 | 0 | - | 0 | - | W
19236 | RAIGARH | RAIGARH | DH | RADIOLOGY Dept. | SUCTION APPARATUS | 1 | - | - | - | 3000267802 | 4-12-2002 | 0 | - | 0 | - | W
19237 | RAIGARH | RAIGARH | DH | RADIOLOGY Dept. | ALPHABETIC VISION CHART | 1 | RKL | - | - | 3000267803 | 1-6-2004 | 0 | - | 0 | - | W
19238 | RAIGARH | RAIGARH | DH | RADIOLOGY Dept. | X-RAY MACHINE | 1 | GE | SRS EIPRO | - | 3000267804 | 1988 | 0 | - | 0 | - | W
19239 | RAIGARH | RAIGARH | DH | RADIOLOGY Dept. | X-RAY MACHINE | 1 | - | - | - | 3000267805 | 30-12-2005 | 0 | - | 0 | - | W
19240 | RAIGARH | RAIGARH | DH | RADIOLOGY Dept. | X-RAY MACHINE | 1 | ALLENGR | 60 CBM APR | - | 3000267806 | 4-06-2009 | 0 | - | 0 | - | W
19241 | RAIGARH | RAIGARH | DH | RADIOLOGY Dept. | DIGITAL X-RAY MACHINE | 1 | ALENGER | SMART PAN |  | 3000267807 | 31-8-2013 | 0 | - | 0 | - | W
19242 | RAIGARH | RAIGARH | DH | RADIOLOGY Dept. | C-ARM IMAGE INTENSIFIER | 1 | - | MARS 30RAYME | - | 3000267808 |  | 0 | - | 0 | - | W
19243 | RAIGARH | RAIGARH | DH | Dialysis Room | DEFIBRILLATOR | 1 | BPL | DF2509 | BYMN 4E6445 | 3000267809 | 17-10-14 | 1 | 16-10-15 | 0 | - | W
19244 | RAIGARH | RAIGARH | DH | Dialysis Room | PATIENT MONITOR | 1 | BPL |  | DATM OB195 | 3000267810 | 17-10-14 | 1 | 16-10-15 | 0 | - | W
19245 | RAIGARH | RAIGARH | DH | Dialysis Room | DIALISYS MACHINE | 1 | O.C.M | O.C.M 40085 | 4XKAAY65 | 3000267811 | 15-4-15 | 1 | 14-4-16 | 0 | - | W
19246 | RAIGARH | RAIGARH | DH | Dialysis Room | DIALISYS MACHINE | 1 | O.C.M MEDICAL CARE | O.C.M | 4XKACH54 | 3000267812 | - | 0 | - | 0 | - | W
19247 | RAIGARH | RAIGARH | DH | Dialysis Room | BP MACHINE | 1 | ASHOK | CM/8262373 | 98134611 | 3000267813 | 17-10-14 | 0 | - | 0 | - | W
19248 | RAIGARH | RAIGARH | DH | Dialysis Room | DISTIL WATER PLANT | 1 | ASTEN | - | ONO6250658 | 3000267814 | 17-10-14 | 0 | - | 0 | - | W
19249 | RAIGARH | RAIGARH | DH | OPD | VENTILATOR | 1 | HEMLITION | 02 VMAX | 07630002B007447 | 3000267815 | 30-5-15 | 1 | 29-5-16 | 0 | - | W
19250 | RAIGARH | RAIGARH | DH | OPD | SUCTION APPARATUS | 1 | MENDRY | BENEHEART D6 | DG-53013002 | 3000267816 | 17-4-15 | 1 | 16-11-15 | 0 | - | W
19251 | RAIGARH | RAIGARH | DH | OPD | ECG RECORDER | 1 | MINDRY | BENE HEART | FK -53005132 | 3000267817 | 17-4-15 | 1 | 16-4-16 | 0 | - | W
19252 | RAIGARH | RAIGARH | DH | OPD | PULSE OXIMETER | 1 | MINDRY | MEC 1200 | NFG C807419 | 3000267818 | 17-4-15 | 1 | 16-4-16 | 0 | - | W
19253 | RAIGARH | RAIGARH | DH | OPD | SUCTION APPARATUS | 1 | LIFE X | - | - | 3000267819 |  | 0 | - | 0 | - | W
19254 | RAIGARH | RAIGARH | DH | OPD | NEEDLE DESTROYER | 1 | PURE BURN | - | - | 3000267820 |  | 0 | - | 0 | - | W
19255 | RAIGARH | RAIGARH | DH | OPD | BP MACHINE | 1 | ASHOKA | MAX | 9813465 | 3000267821 |  | 0 | - | 0 | - | W
19256 | RAIGARH | RAIGARH | DH | OPD | BP MACHINE | 1 | OMEGA GOLD | - |  | 3000267822 |  | 0 | - | 0 | - | W
19257 | RAIGARH | RAIGARH | DH | ECG Room | ECG RECORDER | 1 | MINDRY | BEN HARD R-3 | FKU 45003224 | 3000267823 | 17-4-15 | 1 | 16-4-15 | 0 | - | W
19258 | RAIGARH | RAIGARH | DH | ECG Room | ECG RECORDER | 1 | BPL | CARDI ART | BAMB 5A 7983 | 3000267824 | 25-6-14 | 0 | - | 0 | - | W
19259 | RAIGARH | RAIGARH | DH | Physiotherapy dept. | TMT MACHINE | 1 | - | - | - | 3000267825 |  | 0 | - | 0 | - | NW
19260 | RAIGARH | RAIGARH | DH | Physiotherapy dept. | C.P.M | 1 | SUNMED | - | - | 3000267826 |  | 0 | - | 0 | - | NW
19261 | RAIGARH | RAIGARH | DH | Physiotherapy dept. | S.W.D | 1 | - | - | - | 3000267827 |  | 0 | - | 0 | - | NW
19262 | RAIGARH | RAIGARH | DH | Physiotherapy dept. | WAX BATH | 1 | - | - | - | 3000267828 |  | 0 | - | 0 | - | W
19263 | RAIGARH | RAIGARH | DH | Physiotherapy dept. | ULTRASONIC THERAPY | 1 | SUPER ME | USL RR 32 | - | 3000267830 | 8-5-15 | 0 | - | 0 | - | W
19264 | RAIGARH | RAIGARH | DH | Physiotherapy dept. | EXERCISE MACHINE | 1 | - | - | - | 3000267829 |  | 0 | - | 0 | - | W
19265 | RAIGARH | RAIGARH | DH | Physiotherapy dept. | I.F.T | 1 | SUPER ME | LCD 1314P ROG150 | - | 3000267831 | 8-5-15 | 0 | - | 0 | - | W
19266 | RAIGARH | RAIGARH | DH | Physiotherapy dept. | TRACTION MACHINE | 1 | - | DYNO TAC |  | 3000267832 | 8-5-15 | 0 | - | 0 | - | W
19267 | RAIGARH | RAIGARH | DH | Physiotherapy dept. | PHYSIOTHERAPY CHAIR | 1 | - | - | - | 3000267833 |  | 0 | - | 0 | - | W
19268 | RAIGARH | RAIGARH | DH | Physiotherapy dept. | SHOULDER WHEEL | 1 | - | - | - | 3000267834 |  | 0 | - | 0 | - | W
19269 | RAIGARH | DHARAMJAIGARH | CIVIL HOSPITAL | RADIOLOGY Dept. | X-RAY MACHINE | 1 | ELPRO CALLIMAX |  | 1430 | 3000342172 | 2006 | 0 | - | 0 | - | W
19270 | RAIGARH | DHARAMJAIGARH | CIVIL HOSPITAL | RADIOLOGY Dept. | MICROSCOPE | 1 | RADICAL | 22567 | - | 3000342173 |  | 0 | - | 0 | - | W
19271 | RAIGARH | DHARAMJAIGARH | CIVIL HOSPITAL | RADIOLOGY Dept. | CENTRIFUGE MACHINE | 1 | - | - | - | 3000342174 |  | 0 | - | 0 | - | W
19272 | RAIGARH | DHARAMJAIGARH | CIVIL HOSPITAL | RADIOLOGY Dept. | HOT AIR OVEN | 1 | TOSIBA | - | - | 3000342175 |  | 0 | - | 0 | - | W
19273 | RAIGARH | DHARAMJAIGARH | CIVIL HOSPITAL | RADIOLOGY Dept. | COLORIMETER | 1 | SIMITRO NICS | - | - | 3000342176 |  | 0 | - | 0 | - | W
19274 | RAIGARH | DHARAMJAIGARH | CIVIL HOSPITAL | RADIOLOGY Dept. | NEEDLE DESTROYER | 1 | MICROSEL | ND 360 | 5170 103 | 3000342177 |  | 0 | - | 0 | - | W
19275 | RAIGARH | DHARAMJAIGARH | CIVIL HOSPITAL | RADIOLOGY Dept. | NEEDLE DESTROYER | 1 | MICROSEL | ND 360 | - | 3000342178 |  | 0 | - | 0 | - | W
19276 | RAIGARH | DHARAMJAIGARH | CIVIL HOSPITAL | RADIOLOGY Dept. | CENTRIFUGE MACHINE | 1 | - | - | - | 3000342179 |  | 0 | - | 0 | - | W
19277 | RAIGARH | DHARAMJAIGARH | CIVIL HOSPITAL | RADIOLOGY Dept. | CENTRIFUGE MACHINE | 1 | - | - | - | 3000342180 |  | 0 | - | 0 | - | W
19278 | RAIGARH | DHARAMJAIGARH | CIVIL HOSPITAL | RADIOLOGY Dept. | CENTRIFUGE MACHINE | 1 |  |  |  | 3000342181 |  | 0 | - | 0 | - | NW
19279 | RAIGARH | DHARAMJAIGARH | CIVIL HOSPITAL | Pathology Lab. | MICROSCOPE | 1 | MAGNUS | - | 520075 | 3000342182 |  | 0 | - | 0 | - | NW
19280 | RAIGARH | DHARAMJAIGARH | CIVIL HOSPITAL | DELIVERY ROOM | RADIANT WARMER | 1 | WAVES | - | - | 3000342183 |  | 0 | - | 0 | - | W
19281 | RAIGARH | DHARAMJAIGARH | CIVIL HOSPITAL | DELIVERY ROOM | INCUBATOR | 1 | - | - | - | 3000342184 |  | 0 | - | 0 | - | NW
19282 | RAIGARH | DHARAMJAIGARH | CIVIL HOSPITAL | DELIVERY ROOM | INCUBATOR | 1 | - | - | - | 3000342185 |  | 0 | - | 0 | - | NW
19283 | RAIGARH | DHARAMJAIGARH | CIVIL HOSPITAL | DELIVERY ROOM | RADIANT WARMER | 1 | MADITERIN | - | - | 3000342186 |  | 0 | - | 0 | - | W
19284 | RAIGARH | DHARAMJAIGARH | CIVIL HOSPITAL | DELIVERY ROOM | NEEDLE DESTROYER | 1 | MICROSEL | ND 350 | 1430 | 3000342187 |  | 0 | - | 0 | - | W
19285 | RAIGARH | DHARAMJAIGARH | CIVIL HOSPITAL | DELIVERY ROOM | BABY WEIGHING SCALE | 1 | ESSQE | BS 250 | 25014131790 | 3000342188 |  | 0 | - | 0 | - | W
19286 | RAIGARH | DHARAMJAIGARH | CIVIL HOSPITAL | DELIVERY ROOM | ELECTRIC STERILIZER | 1 | - | - | - | 3000342189 |  | 0 | - | 0 | - | W
19287 | RAIGARH | DHARAMJAIGARH | CIVIL HOSPITAL | DELIVERY ROOM | SUCTION APPARATUS | 1 | SHIVA | - | - | 3000342190 |  | 0 | - | 0 | - | W
19288 | RAIGARH | DHARAMJAIGARH | CIVIL HOSPITAL | DELIVERY ROOM | BABY WEIGHING SCALE | 1 | CKOWER | - | - | 3000342191 |  | 0 | - | 0 | - | W
19289 | RAIGARH | DHARAMJAIGARH | CIVIL HOSPITAL | DELIVERY ROOM | SUCTION APPARATUS | 1 | - | - | - | 3000342192 |  | 0 | - | 0 | - | W
19290 | RAIGARH | DHARAMJAIGARH | CIVIL HOSPITAL | DELIVERY ROOM | SUCTION APPARATUS | 1 | - | - | - | 3000342193 |  | 0 | - | 0 | - | W
19291 | RAIGARH | DHARAMJAIGARH | CIVIL HOSPITAL | DELIVERY ROOM | BABY WEIGHING SCALE | 1 | FSSQE | BS 250 | 25014131747 | 3000342194 |  | 0 | - | 0 | - | W
19292 | RAIGARH | DHARAMJAIGARH | CIVIL HOSPITAL | OT | ANESTHESIA MACHINE | 1 | ETHER | - | - | 3000342195 |  | 0 | - | 0 | - | W
19293 | RAIGARH | DHARAMJAIGARH | CIVIL HOSPITAL | OT | ANESTHESIA MACHINE | 1 | TESTED OK | - | 0623/A1-202 | 3000342196 |  | 0 | - | 0 | - | W
19294 | RAIGARH | DHARAMJAIGARH | CIVIL HOSPITAL | OT | OT TABLE | 1 | - | - | - | 3000342197 |  | 0 | - | 0 | - | NW
19295 | RAIGARH | DHARAMJAIGARH | CIVIL HOSPITAL | OT | OT TABLE | 1 | - | - | - | 3000342198 |  | 0 | - | 0 | - | NW
19296 | RAIGARH | DHARAMJAIGARH | CIVIL HOSPITAL | OT | OT TABLE | 1 | - | - | - | 3000342199 |  | 0 | - | 0 | - | NW
19297 | RAIGARH | DHARAMJAIGARH | CIVIL HOSPITAL | Store Room | AUTOCLAVE | 1 | - | - | - | 3000342200 |  | 0 | - | 0 | - | NW
19298 | RAIGARH | DHARAMJAIGARH | CIVIL HOSPITAL | Store Room | AUTOCLAVE | 1 | - | - | - | 3000342201 |  | 0 | - | 0 | - | NW
19299 | RAIGARH | DHARAMJAIGARH | CIVIL HOSPITAL | Store Room | AUTOCLAVE | 1 | - | - | - | 3000342202 |  | 0 | - | 0 | - | NW
19300 | RAIGARH | DHARAMJAIGARH | CIVIL HOSPITAL | Store Room | AUTOCLAVE | 1 | - | - | - | 3000342203 |  | 0 | - | 0 | - | NW
19301 | RAIGARH | DHARAMJAIGARH | CIVIL HOSPITAL | Store Room | AUTOCLAVE | 1 | - | - | - | 3000342204 |  | 0 | - | 0 | - | NW
19302 | RAIGARH | DHARAMJAIGARH | CIVIL HOSPITAL | Store Room | AUTOCLAVE | 1 | - | - | - | 3000342205 |  | 0 | - | 0 | - | NW
19303 | RAIGARH | DHARAMJAIGARH | CIVIL HOSPITAL | Store Room | AUTOCLAVE | 1 | - | - | - | 3000342206 |  | 0 | - | 0 | - | NW
19304 | RAIGARH | DHARAMJAIGARH | CIVIL HOSPITAL | Store Room | AUTOCLAVE | 1 | - | - | - | 3000342207 |  | 0 | - | 0 | - | NW
19305 | RAIGARH | DHARAMJAIGARH | CIVIL HOSPITAL | GENERAL WARD | ELECTRIC STERILIZER | 1 | - | - | - | 3000342208 |  | 0 | - | 0 | - | W
19306 | RAIGARH | DHARAMJAIGARH | CIVIL HOSPITAL | GENERAL WARD | NEEDLE DESTROYER | 1 | MICROSEL | NP 360 |  | 3000342209 |  | 0 | - | 0 | - | W
19307 | RAIGARH | DHARAMJAIGARH | CIVIL HOSPITAL | GENERAL WARD | BP MACHINE | 1 | ELRO METER | - | 356237 | 3000342210 |  | 0 | - | 0 | - | W
19308 | RAIGARH | KHARASIYA | CIVIL HOSPITAL | OT | CENTRIFUGE MACHINE | 1 | MEDICHEM ELECTRONIC | MAD A.P 250 | - | 3000243501 | - | 0 | - | 0 | - | NW
19309 | RAIGARH | KHARASIYA | CIVIL HOSPITAL | OT | SUCTION APPARATUS | 1 | - | - | - | 3000243502 | - | 0 | - | 0 | - | W
19310 | RAIGARH | KHARASIYA | CIVIL HOSPITAL | OT | SUCTION APPARATUS | 1 | - | - | - | 3000243503 | - | 0 | - | 0 | - | W
19311 | RAIGARH | KHARASIYA | CIVIL HOSPITAL | OT | OT TABLE | 1 | - | - | - | 3000243504 | - | 0 | - | 0 | - | W
19312 | RAIGARH | KHARASIYA | CIVIL HOSPITAL | OT | OT TABLE | 1 | - | - | - | 3000243505 | - | 0 | - | 0 | - | NW
19313 | RAIGARH | KHARASIYA | CIVIL HOSPITAL | OT | SHADOWLESS LAMP | 1 | - | - | - | 3000243506 | - | 0 | - | 0 | - | NW
19314 | RAIGARH | KHARASIYA | CIVIL HOSPITAL | OT | SHADOWLESS LAMP | 1 | - | - | - | 3000243507 | - | 0 | - | 0 | - | W
19315 | RAIGARH | KHARASIYA | CIVIL HOSPITAL | OT | ANESTHESIA MACHINE | 1 | - | - | - | 3000243508 | - | 0 | - | 0 | - | NW
19316 | RAIGARH | KHARASIYA | CIVIL HOSPITAL | OT | OXYGEN CONCENTRATOR | 1 | - | - | - | 3000243509 | - | 0 | - | 0 | - | W
19317 | RAIGARH | KHARASIYA | CIVIL HOSPITAL | OT | BABY WEIGHING SCALE | 1 | ESSQE | BS 250 | - | 3000243510 | - | 0 | - | 0 | - | W
19318 | RAIGARH | KHARASIYA | CIVIL HOSPITAL | OT | RADIANT WARMER | 1 | - | - | - | 3000243512 | - | 0 | - | 0 | - | W
19319 | RAIGARH | KHARASIYA | CIVIL HOSPITAL | OT | PATIENT MONITOR | 1 | - | - | - | 3000243511 | - | 0 | - | 0 | - | W
19320 | RAIGARH | KHARASIYA | CIVIL HOSPITAL | OT | BABY WEIGHING SCALE | 1 | CROWN | - | - | 3000243513 | - | 0 | - | 0 | - | W
19321 | RAIGARH | KHARASIYA | CIVIL HOSPITAL | OT | FUMIGERATOR | 1 | - | - | - | 3000243514 | - | 0 | - | 0 | - | W
19322 | RAIGARH | KHARASIYA | CIVIL HOSPITAL | OT | ELECTRIC STERILIZER | 1 | - | - | - | 3000243515 | - | 0 | - | 0 | - | W
19323 | RAIGARH | KHARASIYA | CIVIL HOSPITAL | Pathology Lab. | CENTRIFUGE MACHINE | 1 | - | - | - | 3000243516 | - | 0 | - | 0 | - | W
19324 | RAIGARH | KHARASIYA | CIVIL HOSPITAL | Pathology Lab. | MICROSCOPE | 1 | - | - | - | 3000243517 | - | 0 | - | 0 | - | W
19325 | RAIGARH | KHARASIYA | CIVIL HOSPITAL | Pathology Lab. | BLOOD STORAGE REFRIGERATOR | 1 | - | - | - | 3000243518 | - | 0 | - | 0 | - | NW
19326 | RAIGARH | KHARASIYA | CIVIL HOSPITAL | Pathology Lab. | MICROSCOPE | 1 | - | HL SS/66 | 633776 | 3000243519 | - | 0 | - | 0 | - | W
19327 | RAIGARH | KHARASIYA | CIVIL HOSPITAL | Pathology Lab. | CENTRIFUGE MACHINE | 1 | RAMI | R-8 C | DHLC-6587 | 3000243520 | - | 0 | - | 0 | - | W
19328 | RAIGARH | KHARASIYA | CIVIL HOSPITAL | Pathology Lab. | VDRL SHAKER | 1 | - | - | - | 3000243521 | - | 0 | - | 0 | - | W
19329 | RAIGARH | KHARASIYA | CIVIL HOSPITAL | DELIVERY ROOM | HUB CUTTER | 1 | - | - | - | 3000243522 |  | 0 | - | 0 | - | W
19330 | RAIGARH | KHARASIYA | CIVIL HOSPITAL | DELIVERY ROOM | SHADOWLESS LAMP | 1 | - | - | - | 3000243523 |  | 0 | - | 0 | - | W
19331 | RAIGARH | KHARASIYA | CIVIL HOSPITAL | DELIVERY ROOM | BABY WEIGHING SCALE | 1 | - | - | - | 3000243524 |  | 0 | - | 0 | - | W
19332 | RAIGARH | KHARASIYA | CIVIL HOSPITAL | DELIVERY ROOM | RADIANT WARMER | 1 | - | - | - | 3000243525 |  | 0 | - | 0 | - | W
19333 | RAIGARH | KHARASIYA | CIVIL HOSPITAL | DELIVERY ROOM | OXYGEN CONCENTRATOR | 1 | ASPEN | OCS PLUS | - | 3000243526 |  | 0 | - | 0 | - | W
19334 | RAIGARH | KHARASIYA | CIVIL HOSPITAL | DELIVERY ROOM | WEIGHING MACHINE | 1 | - | - | - | 3000243527 |  | 0 | - | 0 | - | W
19335 | RAIGARH | KHARASIYA | CIVIL HOSPITAL | OPD | BP MACHINE | 1 | - | - | - | 3000243528 |  | 0 | - | 0 | - | W
19336 | Raigarh | Dhadhanladiya | CIVIL DISPENSERY | Other Dept.
19337 | RAIGARH | INDRA NAGER | CIVIL DISPENSERY | OPD | BP MACHINE | 1 | ASHOK | - | 98134529 | 3000316061 |  | 0 | - | 0 | - | W
19338 | RAIGARH | INDRA NAGER | CIVIL DISPENSERY | OPD | ELECTRIC STERILIZER | 1 | - | - | - | 3000316062 |  | 0 | - | 0 | - | W
19339 | RAIGARH | INDRA NAGER | CIVIL DISPENSERY | OPD | ELECTRIC STERILIZER | 1 |  |  |  | 3000316063 |  | 0 | - | 0 | - | W
19340 | RAIGARH | INDRA NAGER | CIVIL DISPENSERY | OPD | ELECTRIC STERILIZER | 1 | MICROSEL | ND 360 | 5144/03 | 3000316064 |  | 0 | - | 0 | - | W
19341 | Raigarh | Jootmil | CIVIL DISPENSERY | Other Dept.
19342 | RAIGARH | RAMBHATA | UPHC | DELIVERY ROOM | BABY WEIGHING SCALE | 1 | CROWN | - | - | 3000316060 |  | 0 | - | 0 | - | W
19343 | RAIGARH | RAMBHATA | UPHC | DELIVERY ROOM | SUCTION APPARATUS | 1 | - | - | - | 3000316059 |  | 0 | - | 0 | - | W
19344 | RAIGARH | RAMBHATA | UPHC | DELIVERY ROOM | RADIANT WARMER | 1 | - | - | - | 3000316058 |  | 0 | - | 0 | - | W
19345 | RAIGARH | RAMBHATA | UPHC | DELIVERY ROOM | BP MACHINE | 1 | - | - | - | 3000316057 |  | 0 | - | 0 | - | W
19346 | RAIGARH | RAMBHATA | UPHC | DELIVERY ROOM | DELIVERY INSTRUMENT | 1 | - | - | - | 3000316056 |  | 0 | - | 0 | - | W
19347 | RAIGARH | RAMBHATA | UPHC | DELIVERY ROOM | AMBU BAG | 1 | - | - | - | 3000316055 |  | 0 | - | 0 | - | W
19348 | RAIGARH | RAMBHATA | UPHC | DELIVERY ROOM | MICROSCOPE | 1 | - | RH 81 | 40896 | 3000316053 |  | 0 | - | 0 | - | W
19349 | RAIGARH | RAMBHATA | UPHC | DELIVERY ROOM | NEEDLE DESTROYER | 1 | - | - | - | 3000316054 |  | 0 | - | 0 | - | W
19350 | RAIGARH | VINOBA NAGER | CIVIL DISPENSERY | OPD | SUCTION APPARATUS | 1 | - | - | - | 3000316065 |  | 0 | - | 0 | - | W
19351 | RAIGARH | VINOBA NAGER | CIVIL DISPENSERY | OPD | WEIGHING MACHINE | 1 | - | - | - | 3000316066 |  | 0 | - | 0 | - | W
19352 | Raigarh | Ward No.-20 | CIVIL DISPENSERY | Other Dept.
19353 | RAIGARH | BARAMKELA | CHC | DELIVERY ROOM | ELECTRIC STERILIZER | 1 | - | - | - | 3000243857 | - | 0 | - | 0 | - | W
19354 | RAIGARH | BARAMKELA | CHC | DELIVERY ROOM | NEEDLE DESTROYER | 1 | - | - | - | 3000243858 | - | 0 | - | 0 | - | W
19355 | RAIGARH | BARAMKELA | CHC | DELIVERY ROOM | RADIANT WARMER | 1 | - | - | - | 3000243859 | - | 0 | - | 0 | - | W
19356 | RAIGARH | BARAMKELA | CHC | DELIVERY ROOM | RADIANT WARMER | 1 | - | - | - | 3000243860 | - | 0 | - | 0 | - | W
19357 | RAIGARH | BARAMKELA | CHC | DELIVERY ROOM | BABY WEIGHING SCALE | 1 | - | - | - | 3000243861 | - | 0 | - | 0 | - | W
19358 | RAIGARH | BARAMKELA | CHC | DELIVERY ROOM | BABY WEIGHING SCALE | 1 | - | - | - | 3000243862 | - | 0 | - | 0 | - | W
19359 | RAIGARH | BARAMKELA | CHC | DELIVERY ROOM | SUCTION APPARATUS | 1 | - | - | - | 3000243863 |  | 0 | - | 0 | - | W
19360 | RAIGARH | BARAMKELA | CHC | DELIVERY ROOM | FOOT OPERATED SUCTION APPARATUS | 1 | - | 7B | 196 | 3000243864 |  | 0 | - | 0 | - | W
19361 | RAIGARH | BARAMKELA | CHC | DELIVERY ROOM | ELECTRIC STERILIZER | 1 | - | - | - | 3000243865 |  | 0 | - | 0 | - | W
19362 | RAIGARH | BARAMKELA | CHC | DELIVERY ROOM | BP MACHINE | 1 | - | - | - | 3000243866 |  | 0 | - | 0 | - | W
19363 | RAIGARH | BARAMKELA | CHC | DELIVERY ROOM | MICROSCOPE | 1 | - | - | - | 3000243867 |  | 0 | - | 0 | - | W
19364 | RAIGARH | BARAMKELA | CHC | DELIVERY ROOM | CENTRIFUGE MACHINE | 1 | REMI | - | - | 3000243868 |  | 0 | - | 0 | - | W
19365 | RAIGARH | BARAMKELA | CHC | DELIVERY ROOM | NEEDLE DESTROYER | 1 | MICROSEL | ND 100 | 431146 | 3000243869 |  | 0 | - | 0 | - | W
19366 | RAIGARH | BARAMKELA | CHC | Dental Dept. | DENTAL CHAIR | 1 | AKASH |  | 101267 | 3000243870 |  | 0 | - | 0 | - | W
19367 | RAIGARH | BARAMKELA | CHC | RADIOLOGY Dept. | X-RAY MACHINE | 1 |  | 5262 | 1767 | 3000243871 |  | 0 | - | 0 | - | W
19368 | RAIGARH | BARAMKELA | CHC | Store Room | ELECTRIC STERILIZER | 1 | ATLAS | - | 977674 | 3000243872 |  | 0 | - | 0 | - | W
19369 | RAIGARH | BARAMKELA | CHC | Store Room | ELECTRIC STERILIZER | 1 | - | - | - | 3000243873 |  | 0 | - | 0 | - | W
19370 | RAIGARH | BARAMKELA | CHC | Store Room | ELECTRIC STERILIZER | 1 | - | - | - | 3000243874 |  | 0 | - | 0 | - | W
19371 | RAIGARH | BARAMKELA | CHC | Store Room | ELECTRIC STERILIZER | 1 | - | - | - | 3000243875 |  | 0 | - | 0 | - | W
19372 | RAIGARH | BARAMKELA | CHC | Store Room | ELECTRIC STERILIZER | 1 | - | - | - | 3000243876 |  | 0 | - | 0 | - | W
19373 | RAIGARH | BARAMKELA | CHC | Store Room | ELECTRIC STERILIZER | 1 | - | - | - | 3000243877 |  | 0 | - | 0 | - | NW
19374 | RAIGARH | BARAMKELA | CHC | Store Room | ELECTRIC STERILIZER | 1 | - | - | - | 3000243878 |  | 0 | - | 0 | - | W
19375 | RAIGARH | BARAMKELA | CHC | Store Room | ELECTRIC STERILIZER | 1 | - | - | - | 3000243879 |  | 0 | - | 0 | - | W
19376 | RAIGARH | BARAMKELA | CHC | Store Room | ELECTRIC STERILIZER | 1 | COMP MENT | - | - | 3000243880 |  | 0 | - | 0 | - | W
19377 | RAIGARH | BARAMKELA | CHC | Store Room | ELECTRIC STERILIZER | 1 | ATLAS | - | 917952 | 3000243881 |  | 0 | - | 0 | - | W
19378 | RAIGARH | BARAMKELA | CHC | Store Room | ELECTRIC STERILIZER | 1 | - | - | - | 3000243882 |  | 0 | - | 0 | - | W
19379 | RAIGARH | BARAMKELA | CHC | Store Room | ELECTRIC STERILIZER | 1 | - | - | - | 3000243883 |  | 0 | - | 0 | - | W
19380 | RAIGARH | BARAMKELA | CHC | Store Room | ELECTRIC STERILIZER | 1 | - | - | - | 3000243884 |  | 0 | - | 0 | - | NW
19381 | RAIGARH | BARAMKELA | CHC | Store Room | BP MACHINE | 1 | - | - | - | 3000243885 |  | 0 | - | 0 | - | NW
19382 | RAIGARH | BARAMKELA | CHC | Store Room | ELECTRIC STERILIZER | 1 | - | - | - | 3000243886 |  | 0 | - | 0 | - | W
19383 | RAIGARH | BARAMKELA | CHC | Store Room | ELECTRIC STERILIZER | 1 | - | - | - | 3000243887 |  | 0 | - | 0 | - | NW
19384 | RAIGARH | BARAMKELA | CHC | Store Room | ELECTRIC STERILIZER | 1 | - | - | - | 3000243888 |  | 0 | - | 0 | - | NW
19385 | RAIGARH | BARAMKELA | CHC | Store Room | BP MACHINE | 1 | - | - | - | 3000243889 |  | 0 | - | 0 | - | NW
19386 | RAIGARH | BARAMKELA | CHC | Store Room | WEIGHING MACHINE | 1 | MICRO LIFE | - | 90102018 | 3000243890 |  | 0 | - | 0 | - | NW
19387 | RAIGARH | BARAMKELA | CHC | Store Room | SUCTION APPARATUS | 1 | - | - | - | 3000243891 |  | 0 | - | 0 | - | NW
19388 | RAIGARH | BARAMKELA | CHC | Nursing Duty Room | BP MACHINE | 1 | MEDI GUARD | - | - | 3000243892 |  | 0 | - | 0 | - | W
19389 | RAIGARH | BARAMKELA | CHC | Store Room | ELECTRIC STERILIZER | 1 | - | - | - | 3000243893 |  | 0 | - | 0 | - | W
19390 | RAIGARH | BARAMKELA | CHC | ENT DEPARTMENT | ALPHABETIC VISION CHART | 1 | - | - | - | 3000243894 |  | 0 | - | 0 | - | W
19391 | RAIGARH | BARAMKELA | CHC | ENT DEPARTMENT | SLIT LAMP | 1 | - | DEE 1220 | 2015 | 3000243895 |  | 0 | - | 0 | - | W
19392 | RAIGARH | BARAMKELA | CHC | ENT DEPARTMENT | TRAIL LANCE BOX | 1 | - | - | - | 3000243896 |  | 0 | - | 0 | - | W
19393 | RAIGARH | BARAMKELA | CHC | OPD | TRIAL SET | 1 | - | - | - | 3000243897 |  | 0 | - | 0 | - | W
19394 | RAIGARH | BARAMKELA | CHC | OPD | TRIAL SET | 1 | - | - | - | 3000243898 |  | 0 | - | 0 | - | W
19395 | RAIGARH | BONDA | PHC | DELIVERY ROOM | NEEDLE DESTROYER | 1 |  | ND 100 | 30832/06-07 | 3000316042 |  | 0 | - | 0 | - | W
19396 | RAIGARH | BONDA | PHC | DELIVERY ROOM | BP MACHINE | 1 | - | - | 50920 | 3000316043 |  | 0 | - | 0 | - | NW
19397 | RAIGARH | BONDA | PHC | DELIVERY ROOM | BABY WEIGHING SCALE | 1 | CROWN | - | - | 3000316044 |  | 0 | - | 0 | - | W
19398 | RAIGARH | BONDA | PHC | DELIVERY ROOM | BP MACHINE | 1 | - | - | - | 3000316045 |  | 0 | - | 0 | - | W
19399 | RAIGARH | BONDA | PHC | DELIVERY ROOM | SUCTION APPARATUS | 1 | - | - | - | 3000316046 |  | 0 | - | 0 | - | W
19400 | RAIGARH | BONDA | PHC | DELIVERY ROOM | AMBU BAG | 1 | - | - | - | 3000316047 |  | 0 | - | 0 | - | W
19401 | RAIGARH | BONDA | PHC | DELIVERY ROOM | NEEDLE DESTROYER | 1 | MICROSEL | ND 100 | 432241 | 3000316048 |  | 0 | - | 0 | - | W
19402 | RAIGARH | BONDA | PHC | Store Room | MICROSCOPE | 1 | RAPIDCL | - | - | 3000316049 |  | 0 | - | 0 | - | W
19403 | RAIGARH | BONDA | PHC | Store Room | AUTOCLAVE | 1 | - | - | - | 3000316050 |  | 0 | - | 0 | - | W
19404 | RAIGARH | BONDA | PHC | Store Room | FOOT OPERATED SUCTION APPARATUS | 1 | - | - | - | 3000316051 |  | 0 | - | 0 | - | W
19405 | RAIGARH | BONDA | PHC | Store Room | SUCTION APPARATUS | 1 | - | - | - | 3000316052 |  | 0 | - | 0 | - | NW
19406 | RAIGARH | DONGRIPALI | PHC | Vaccination Room | BABY WEIGHING SCALE | 1 | CROWN | - | - | 3000316011 |  | 0 | - | 0 | - | W
19407 | RAIGARH | DONGRIPALI | PHC | Vaccination Room | NEEDLE DESTROYER | 1 | MICROSEL | - | - | 3000316012 |  | 0 | - | 0 | - | W
19408 | RAIGARH | DONGRIPALI | PHC | Vaccination Room | RADIANT WARMER | 1 | - | - | - | 3000316013 |  | 0 | - | 0 | - | W
19409 | RAIGARH | DONGRIPALI | PHC | Vaccination Room | SUCTION APPARATUS | 1 | - | 7 B | 138 | 3000316014 |  | 0 | - | 0 | - | W
19410 | RAIGARH | DONGRIPALI | PHC | Vaccination Room | ELECTRIC STERILIZER | 1 | - | - | - | 3000316015 |  | 0 | - | 0 | - | W
19411 | RAIGARH | DONGRIPALI | PHC | Vaccination Room | SUCTION APPARATUS | 1 | - | - | - | 3000316016 |  | 0 | - | 0 | - | W
19412 | RAIGARH | DONGRIPALI | PHC | DELIVERY ROOM | BP MACHINE | 1 | LIFE X | - | 98134318 | 3000316017 |  | 0 | - | 0 | - | W
19413 | RAIGARH | DONGRIPALI | PHC | DELIVERY ROOM | BP MACHINE | 1 | MEDI GUARD | - | - | 3000316018 |  | 0 | - | 0 | - | W
19414 | RAIGARH | DONGRIPALI | PHC | DELIVERY ROOM | WEIGHING MACHINE | 1 | - | - | - | 3000316019 |  | 0 | - | 0 | - | W
19415 | RAIGARH | DONGRIPALI | PHC | DELIVERY ROOM | MICROSCOPE | 1 | LABOMED | - | - | 3000316020 |  | 0 | - | 0 | - | W
19416 | RAIGARH | DONGRIPALI | PHC | DELIVERY ROOM | CENTRIFUGE MACHINE | 1 | REMI | - | - | 3000316021 |  | 0 | - | 0 | - | W
19417 | RAIGARH | LENDHRA | PHC | Pathology Lab. | CENTRIFUGE MACHINE | 1 | - | - | - | 3000243899 |  | 0 | - | 0 | - | W
19418 | RAIGARH | LENDHRA | PHC | Pathology Lab. | MICROSCOPE | 1 | LABOMED |  | 121051355 | 3000243900 |  | 0 | - | 0 | - | W
19419 | RAIGARH | LENDHRA | PHC | DELIVERY ROOM | RADIANT WARMER | 1 | - | - | - | 3000243901 |  | 0 | - | 0 | - | W
19420 | RAIGARH | LENDHRA | PHC | DELIVERY ROOM | BABY WEIGHING SCALE | 1 | ESSAE | BS 250 |  | 30003160001 |  | 0 | - | 0 | - | W
19421 | RAIGARH | LENDHRA | PHC | DELIVERY ROOM | AMBU BAG | 1 | - | - | - | 30003160002 |  | 0 | - | 0 | - | W
19422 | RAIGARH | LENDHRA | PHC | DELIVERY ROOM | SHADOWLESS LAMP | 1 | - | - | - | 3000316003 |  | 0 | - | 0 | - | W
19423 | RAIGARH | LENDHRA | PHC | DELIVERY ROOM | BP MACHINE | 1 | ASHOK |  | 9813426 | 3000316004 |  | 0 | - | 0 | - | W
19424 | RAIGARH | LENDHRA | PHC | DELIVERY ROOM | BP MACHINE | 1 | LIFE X |  | 998134318 | 3000316005 |  | 0 | - | 0 | - | W
19425 | RAIGARH | LENDHRA | PHC | DELIVERY ROOM | BP MACHINE | 1 | OMEGA | - | - | 3000316006 |  | 0 | - | 0 | - | W
19426 | RAIGARH | LENDHRA | PHC | DELIVERY ROOM | NEEDLE DESTROYER | 1 | - | - | - | 3000316007 |  | 0 | - | 0 | - | W
19427 | RAIGARH | LENDHRA | PHC | DELIVERY ROOM | NEEDLE DESTROYER | 1 | - | - | - | 3000316008 |  | 0 | - | 0 | - | W
19428 | RAIGARH | LENDHRA | PHC | DELIVERY ROOM | AUTOCLAVE | 1 | - | - | - | 3000316009 |  | 0 | - | 0 | - | W
19429 | RAIGARH | LENDHRA | PHC | DELIVERY ROOM | SUCTION APPARATUS | 1 | - | 73 |  | 3000316010 |  | 0 | - | 0 | - | W
19430 | RAIGARH | SARIYA | PHC | Store Room | BP MACHINE | 1 | MEDI GUARD | - | - | 3000316022 |  | 0 | - | 0 | - | W
19431 | RAIGARH | SARIYA | PHC | Store Room | BP MACHINE | 1 | MEDI GUARD | - | - | 3000316023 |  | 0 | - | 0 | - | W
19432 | RAIGARH | SARIYA | PHC | Pathology Lab. | CENTRIFUGE MACHINE | 1 | - | - | - | 3000316024 |  | 0 | - | 0 | - | W
19433 | RAIGARH | SARIYA | PHC | Pathology Lab. | ELECTRIC STERILIZER | 1 | - | - | - | 3000316025 |  | 0 | - | 0 | - | W
19434 | RAIGARH | SARIYA | PHC | Pathology Lab. | NEEDLE DESTROYER | 1 | - | - | - | 3000316026 |  | 0 | - | 0 | - | W
19435 | RAIGARH | SARIYA | PHC | Pathology Lab. | MICROSCOPE | 1 | LABOMED | - | - | 3000316027 |  | 0 | - | 0 | - | W
19436 | RAIGARH | SARIYA | PHC | Pathology Lab. | WEIGHING MACHINE | 1 | - | - | - | 3000316028 |  | 0 | - | 0 | - | W
19437 | RAIGARH | SARIYA | PHC | Pathology Lab. | NEEDLE DESTROYER | 1 | SATECH | - | - | 3000316029 |  | 0 | - | 0 | - | W
19438 | RAIGARH | SARIYA | PHC | Pathology Lab. | ELECTRIC STERILIZER | 1 | - | - | - | 3000316030 |  | 0 | - | 0 | - | W
19439 | RAIGARH | SARIYA | PHC | Pathology Lab. | AUTOCLAVE | 1 | - | - | - | 3000316031 |  | 0 | - | 0 | - | W
19440 | RAIGARH | SARIYA | PHC | DELIVERY ROOM | BABY WEIGHING SCALE | 1 | ESSAE | BS 250 |  | 3000316032 |  | 0 | - | 0 | - | W
19441 | RAIGARH | SARIYA | PHC | DELIVERY ROOM | NEEDLE DESTROYER | 1 | - | - | - | 3000316033 |  | 0 | - | 0 | - | W
19442 | RAIGARH | SARIYA | PHC | DELIVERY ROOM | ELECTRIC STERILIZER | 1 | - | - | - | 3000316034 |  | 0 | - | 0 | - | W
19443 | RAIGARH | SARIYA | PHC | DELIVERY ROOM | SUCTION APPARATUS | 1 | - | - | - | 3000316035 |  | 0 | - | 0 | - | W
19444 | RAIGARH | SARIYA | PHC | DELIVERY ROOM | BP MACHINE | 1 | ASHOK | - | - | 3000316036 |  | 0 | - | 0 | - | W
19445 | RAIGARH | SARIYA | PHC | DELIVERY ROOM | SHADOWLESS LAMP | 1 | - | - | - | 3000316037 |  | 0 | - | 0 | - | W
19446 | RAIGARH | SARIYA | PHC | Store Room | RADIANT WARMER | 1 | - | - | - | 3000316038 |  | 0 | - | 0 | - | W
19447 | RAIGARH | SARIYA | PHC | ENT DEPARTMENT | ALPHABETIC VISION CHART | 1 | - | - | - | 3000316039 |  | 0 | - | 0 | - | W
19448 | RAIGARH | SARIYA | PHC | ENT DEPARTMENT | SATR BON | 1 | - | - | - | 3000316040 |  | 0 | - | 0 | - | W
19449 | RAIGARH | SARIYA | PHC | Store Room | AUTOCLAVE | 1 | - | - | - | 3000316041 |  | 0 | - | 0 | - | W
19450 | RAIGARH | VIJAY NAGER | CHC | Store Room | ELECTRIC STERILIZER | 1 | - | - | - | 3000268872 |  | 0 | - | 0 | - | NI
19451 | RAIGARH | VIJAY NAGER | CHC | Store Room | ELECTRIC STERILIZER | 1 | - | - | - | 3000268873 |  | 0 | - | 0 | - | NI
19452 | RAIGARH | VIJAY NAGER | CHC | Store Room | ELECTRIC STERILIZER | 1 | - | - | - | 3000268874 |  | 0 | - | 0 | - | NI
19453 | RAIGARH | VIJAY NAGER | CHC | Store Room | ELECTRIC STERILIZER | 1 | - | - | - | 3000268875 |  | 0 | - | 0 | - | NI
19454 | RAIGARH | VIJAY NAGER | CHC | Store Room | ELECTRIC STERILIZER | 1 | - | - | - | 3000268876 |  | 0 | - | 0 | - | NI
19455 | RAIGARH | VIJAY NAGER | CHC | Store Room | MICROSCOPE | 1 | - | - | - | 3000268877 |  | 0 | - | 0 | - | NI
19456 | RAIGARH | VIJAY NAGER | CHC | DELIVERY ROOM | ELECTRIC STERILIZER | 1 |  |  |  | 3000268884 |  | 0 | - | 0 | - | W
19457 | RAIGARH | VIJAY NAGER | CHC | DELIVERY ROOM | SUCTION APPARATUS | 1 |  |  |  | 3000268885 |  | 0 | - | 0 | - | W
19458 | RAIGARH | VIJAY NAGER | CHC | DELIVERY ROOM | RADIANT WARMER | 1 | INFONT | NW 80/10 | 329 | 3000268886 |  | 0 | - | 0 | - | W
19459 | RAIGARH | VIJAY NAGER | CHC | Pathology Lab. | CENTRIFUGE MACHINE | 1 |  |  |  | 3000268887 |  | 0 | - | 0 | - | W
19460 | RAIGARH | VIJAY NAGER | CHC | Pathology Lab. | NEEDLE DESTROYER | 1 | MICROSEL | ND 350 | 3953 | 3000268888 |  | 0 | - | 0 | - | W
19461 | RAIGARH | VIJAY NAGER | CHC | Pathology Lab. | AUTO ANALYZER | 1 | SYSTRONICS |  |  | 3000268889 |  | 0 | - | 0 | - | W
19462 | RAIGARH | VIJAY NAGER | CHC | Store Room | ELECTRIC STERILIZER | 1 | - | - | - | 3000268878 |  | 0 | - | 0 | - | NI
19463 | RAIGARH | VIJAY NAGER | CHC | Store Room | FOGGER | 1 | KNOCK DOWN EFFECT | 203 |  | 3000268879 |  | 0 | - | 0 | - | NI
19464 | RAIGARH | VIJAY NAGER | CHC | Store Room | SHADOWLESS LAMP | 1 | - | - | - | 3000268880 |  | 0 | - | 0 | - | NI
19465 | RAIGARH | VIJAY NAGER | CHC | Store Room | SHADOWLESS LAMP | 1 | - | - | - | 3000268881 |  | 0 | - | 0 | - | NI
19466 | RAIGARH | VIJAY NAGER | CHC | Store Room | ELECTRIC STERILIZER | 1 | - | - | - | 3000268882 |  | 0 | - | 0 | - | W
19467 | RAIGARH | VIJAY NAGER | CHC | Store Room | NEEDLE DESTROYER | 1 | - | - | - | 3000268883 |  | 0 | - | 0 | - | W
19468 | RAIGARH | VIJAY NAGER | CHC | Store Room | BP MACHINE | 1 | GOLD SUPERM | - | 99123432 | 3000268866 |  | 0 | - | 0 | - | W
19469 | RAIGARH | VIJAY NAGER | CHC | Store Room | SHOULDER WHEEL | 1 | SUPERM | - | - | 3000268867 |  | 0 | - | 0 | - | NW
19470 | RAIGARH | VIJAY NAGER | CHC | RADIOLOGY Dept. | X-RAY MACHINE | 1 | - | 5305 | 13052524 | 3000268868 |  | 0 | - | 0 | - | NW
19471 | RAIGARH | VIJAY NAGER | CHC | Store Room | ELECTRIC STERILIZER | 1 | - | - | - | 3000268869 |  | 0 | - | 0 | - | NI
19472 | RAIGARH | VIJAY NAGER | CHC | Store Room | ELECTRIC STERILIZER | 1 | - | - | - | 3000268870 |  | 0 | - | 0 | - | NI
19473 | RAIGARH | VIJAY NAGER | CHC | Store Room | ELECTRIC STERILIZER | 1 | - | - | - | 3000268871 |  | 0 | - | 0 | - | NI
19474 | RAIGARH | VIJAY NAGER | CHC | Pathology Lab. | MICROSCOPE | 1 | - | - | - | 3000268890 |  | 0 | - | 0 | - | W
19475 | RAIGARH | VIJAY NAGER | CHC | Pathology Lab. | MICROSCOPE | 1 | - | - | - | 3000268891 |  | 0 | - | 0 | - | W
19476 | RAIGARH | BAYASI | PHC | DELIVERY ROOM | BABY WEIGHING SCALE | 1 | MASANI | - | - | 3000342211 |  | 0 | - | 0 | - | W
19477 | RAIGARH | BAYASI | PHC | DELIVERY ROOM | RADIANT WARMER | 1 | - | - | - | 3000342212 |  | 0 | - | 0 | - | W
19478 | RAIGARH | BAYASI | PHC | DELIVERY ROOM | SUCTION APPARATUS | 1 | SHIVA | - | - | 3000342213 |  | 0 | - | 0 | - | W
19479 | RAIGARH | BAYASI | PHC | DELIVERY ROOM | NEEDLE DESTROYER | 1 | AOV | - | - | 3000342214 |  | 0 | - | 0 | - | W
19480 | RAIGARH | BAYASI | PHC | DELIVERY ROOM | ELECTRIC STERILIZER | 1 | - | - | - | 3000342215 |  | 0 | - | 0 | - | W
19481 | RAIGARH | BAYASI | PHC | Pathology Lab. | MICROSCOPE | 1 | REDICAL | 22635 | - | 3000342216 |  | 0 | - | 0 | - | W
19482 | RAIGARH | BAYASI | PHC | OPD | BP MACHINE | 1 | JAINCO | - | - | 3000342217 |  | 0 | - | 0 | - | NW
19483 | RAIGARH | BAYASI | PHC | Other Dept. | WEIGHING MACHINE | 1 | - | - | - | 3000342218 |  | 0 | - | 0 | - | NW
19484 | RAIGARH | CHALHA | PHC | DELIVERY ROOM | BP MACHINE | 1 | DIAMOND |  | 196043 | 3000342393 |  | 0 | - | 0 | - | W
19485 | RAIGARH | CHALHA | PHC | DELIVERY ROOM | BP MACHINE | 1 | DIAMOND | - | - | 3000342394 |  | 0 | - | 0 | - | W
19486 | RAIGARH | CHALHA | PHC | DELIVERY ROOM | BABY WEIGHING SCALE | 1 | CROWN | - | - | 3000342395 |  | 0 | - | 0 | - | W
19487 | RAIGARH | CHALHA | PHC | DELIVERY ROOM | ELECTRIC STERILIZER | 1 | - | - | - | 3000342396 |  | 0 | - | 0 | - | W
19488 | RAIGARH | CHALHA | PHC | DELIVERY ROOM | NEEDLE DESTROYER | 1 | MICROSEL | - | - | 3000342397 |  | 0 | - | 0 | - | W
19489 | RAIGARH | CHALHA | PHC | DELIVERY ROOM | SUCTION APPARATUS | 1 | - | - | - | 3000342398 |  | 0 | - | 0 | - | W
19490 | RAIGARH | CHHAL | PHC | DELIVERY ROOM | BABY WEIGHING SCALE | 1 | ESSAE | BS/250 | 25014131758 | 3000342229 | 0 | 0 | - | 0 | - | W
19491 | RAIGARH | CHHAL | PHC | DELIVERY ROOM | ELECTRIC STERILIZER | 1 | ATLAS | 0 | 09F/9963 | 3000342230 | 0 | 0 | - | 0 | - | W
19492 | RAIGARH | CHHAL | PHC | DELIVERY ROOM | NEEDLE DESTROYER | 1 | MICRO SIL | 0 | 0 | 3000342231 | 0 | 0 | - | 0 | - | W
19493 | RAIGARH | CHHAL | PHC | DELIVERY ROOM | RADIANT WARMER | 1 | AIC | 0 | 0 | 3000342232 | 0 | 0 | - | 0 | - | W
19494 | RAIGARH | CHHAL | PHC | DELIVERY ROOM | SHADOWLESS LAMP | 1 | 0 | 0 | 0 | 3000342233 | 0 | 0 | - | 0 | - | W
19495 | RAIGARH | CHHAL | PHC | DELIVERY ROOM | SUCTION APPARATUS | 1 | SIHVA | 0 | 0 | 3000342234 | 0 | 0 | - | 0 | - | W
19496 | RAIGARH | CHHAL | PHC | DELIVERY ROOM | AUTOCLAVE | 1 | 0 | 0 | 0 | 3000342235 | 0 | 0 | - | 0 | - | W
19497 | RAIGARH | CHHAL | PHC | DELIVERY ROOM | NEEDLE DESTROYER | 1 | MICRO SIL | ND/350 | 5455 | 3000342236 | 0 | 0 | - | 0 | - | NW
19498 | RAIGARH | CHHAL | PHC | DELIVERY ROOM | BP MACHINE | 1 | DIAMOND | 0 | 196043 | 3000342237 | 0 | 0 | - | 0 | - | W
19499 | RAIGARH | CHHAL | PHC | ENT DEPARTMENT | VIDEO LARYNGOSCOPE | 1 | 0 | 0 | 0 | 3000342238 | 0 | 0 | - | 0 | - | W
19500 | RAIGARH | CHHAL | PHC | GENERAL WARD | BABY WEIGHING SCALE | 1 | SHUVARNA | 0 | 0 | 3000342239 | 0 | 0 | - | 0 | - | W
19501 | RAIGARH | CHHAL | PHC | GENERAL WARD | NEEDLE DESTROYER | 1 | 0 | ND/360 | 8376/63 | 3000342240 | 0 | 0 | - | 0 | - | W
19502 | RAIGARH | CHHAL | PHC | GENERAL WARD | ELECTRIC STERILIZER | 1 | ATLAS | 0 | 09F/978 | 3000342241 | 0 | 0 | - | 0 | - | W
19503 | RAIGARH | CHHAL | PHC | DELIVERY ROOM | CENTRIFUGE MACHINE | 1 | 0 | 0 | 0 | 3000342242 | 0 | 0 | - | 0 | - | W
19504 | RAIGARH | CHHAL | PHC | DELIVERY ROOM | MICROSCOPE | 1 | LABOR MID | VISION 2000 | 731 | 3000342243 | 0 | 0 | - | 0 | - | W
19505 | RAIGARH | GONAPATPUR | PHC | GENERAL WARD | BP MACHINE | 1 | - | - | - | 3000268998 |  | 0 | - | 0 | - | W
19506 | RAIGARH | GONAPATPUR | PHC | GENERAL WARD | BP MACHINE | 1 | - | - | - | 3000269000 |  | 0 | - | 0 | - | W
19507 | RAIGARH | HATI | PHC | GENERAL WARD | BP MACHINE | 1 | DIAMOND |  | 196043 | 3000342219 |  | 0 | - | 0 | - | W
19508 | RAIGARH | HATI | PHC | GENERAL WARD | NEEDLE DESTROYER | 1 | MICROSEL | ND 360 | 8976/03 | 3000342220 |  | 0 | - | 0 | - | W
19509 | RAIGARH | HATI | PHC | GENERAL WARD | BP MACHINE | 1 | DIAMOND | - | - | 3000342221 |  | 0 | - | 0 | - | W
19510 | RAIGARH | HATI | PHC | Pathology Lab. | MICROSCOPE | 1 | LABOUR | BE 0755 | 866 | 3000342222 |  | 0 | - | 0 | - | W
19511 | RAIGARH | HATI | PHC | Pathology Lab. | CENTRIFUGE MACHINE | 1 | - | - | - | 3000342223 |  | 0 | - | 0 | - | W
19512 | RAIGARH | HATI | PHC | DELIVERY ROOM | RADIANT WARMER | 1 | AIC |  |  | 3000342224 |  | 0 | - | 0 | - | W
19513 | RAIGARH | HATI | PHC | DELIVERY ROOM | BABY WEIGHING SCALE | 1 | ESSAE | BS 250 | 25014131760 | 3000232349 | - | 0 | - | 0 | - | W
19514 | RAIGARH | HATI | PHC | DELIVERY ROOM | BABY WEIGHING SCALE | 1 | CROWN | - | - | 3000342225 | - | 0 | - | 0 | - | W
19515 | RAIGARH | HATI | PHC | DELIVERY ROOM | SUCTION APPARATUS | 1 | - | - | - | 3000342226 | - | 0 | - | 0 | - | W
19516 | RAIGARH | HATI | PHC | DELIVERY ROOM | NEBULIZER | 1 | INF NEB | MCN S 600 A | 131903 | 3000342227 | - | 0 | - | 0 | - | W
19517 | RAIGARH | HATI | PHC | DELIVERY ROOM | SUCTION APPARATUS | 1 | - | - | - | 3000342228 | - | 0 | - | 0 | - | NW
19518 | RAIGARH | KHAMHAR | PHC | DELIVERY ROOM | RADIANT WARMER | 1 | - | - | - | 3000342386 |  | 0 | - | 0 | - | NW
19519 | RAIGARH | KHAMHAR | PHC | DELIVERY ROOM | BABY PHOTOTHERAPY UNIT | 1 | - | - | - | 3000342387 |  | 0 | - | 0 | - | W
19520 | RAIGARH | KHAMHAR | PHC | DELIVERY ROOM | SUCTION APPARATUS | 1 | SHIVA | - | - | 3000342388 |  | 0 | - | 0 | - | W
19521 | RAIGARH | KHAMHAR | PHC | DELIVERY ROOM | BABY WEIGHING SCALE | 1 | CROWN | - | - | 3000342389 |  | 0 | - | 0 | - | W
19522 | RAIGARH | KHAMHAR | PHC | DELIVERY ROOM | NEEDLE DESTROYER | 1 | MICROSEL | ND 360 | 5580/03 | 3000342390 |  | 0 | - | 0 | - | W
19523 | RAIGARH | KHAMHAR | PHC | DELIVERY ROOM | MICROSCOPE | 1 | LABOMID | - | - | 3000342391 |  | 0 | - | 0 | - | W
19524 | RAIGARH | KHAMHAR | PHC | DELIVERY ROOM | MICROSCOPE | 1 | STERLIZER | - | - | 3000342392 |  | 0 | - | 0 | - | W
19525 | RAIGARH | KUMARTA | PHC | GENERAL WARD | BP MACHINE | 1 | INTEL LAB | - | - | 3000342399 | 2014 | 0 | - | 0 | - | W
19526 | RAIGARH | KUMARTA | PHC | GENERAL WARD | BP MACHINE | 1 | DIAMOND | - | - | 3000342400 | 2014 | 0 | - | 0 | - | W
19527 | RAIGARH | KUMARTA | PHC | GENERAL WARD | BP MACHINE | 1 | DIAMOND | - | - | 3000342401 | 2014 | 0 | - | 0 | - | W
19528 | RAIGARH | KUMARTA | PHC | DELIVERY ROOM | BABY WEIGHING SCALE | 1 | CROWN | - | - | 3000342402 | 2014 | 0 | - | 0 | - | W
19529 | RAIGARH | KUMARTA | PHC | DELIVERY ROOM | RADIANT WARMER | 1 | - | - | - | 3000342403 | 2014 | 0 | - | 0 | - | W
19530 | RAIGARH | KUMARTA | PHC | GENERAL WARD | BP MACHINE | 1 | DIAMOND | - | 196043 | 3000232352 |  | 0 | - | 0 | - | W
19531 | RAIGARH | SISARINGA | PHC | GENERAL WARD | BP MACHINE | 1 | INFI | - | 13J00336 | 3000269672 |  | 0 | - | 0 | - | W
19532 | RAIGARH | SISARINGA | PHC | GENERAL WARD | NEEDLE DESTROYER | 1 | MICROSEL | ND 360 | 69.6667 | 3000269673 |  | 0 | - | 0 | - | W
19533 | RAIGARH | SISARINGA | PHC | DELIVERY ROOM | RADIANT WARMER | 1 | AIC | - | - | 3000269674 |  | 0 | - | 0 | - | W
19534 | RAIGARH | SISARINGA | PHC | DELIVERY ROOM | SUCTION APPARATUS | 1 | - | - | - | 3000269675 |  | 0 | - | 0 | - | W
19535 | RAIGARH | SISARINGA | PHC | DELIVERY ROOM | BABY WEIGHING SCALE | 1 | - | - | - | 3000269506 |  | 0 | - | 0 | - | W
19536 | RAIGARH | SISARINGA | PHC | DELIVERY ROOM | BP MACHINE | 1 | MCP | - | - | 3000269507 |  | 0 | - | 0 | - | W
19537 | RAIGARH | SISARINGA | PHC | Store Room | AUTOCLAVE | 1 | - | - | - | 3000269508 |  | 0 | - | 0 | - | NW
19538 | RAIGARH | SISARINGA | PHC | Store Room | ELECTRIC STERILIZER | 1 | - | - | - | 3000269509 |  | 0 | - | 0 | - | W
19539 | RAIGARH | SISARINGA | PHC | Store Room | ELECTRIC STERILIZER | 1 | - | - | - | 3000269510 |  | 0 | - | 0 | - | NW
19540 | RAIGARH | SISARINGA | PHC | Store Room | ELECTRIC STERILIZER | 1 | - | - | - | 3000269511 |  | 0 | - | 0 | - | W
19541 | RAIGARH | SISARINGA | PHC | Pathology Lab. | CENTRIFUGE MACHINE | 1 | - | - | - | 3000269512 |  | 0 | - | 0 | - | W
19542 | RAIGARH | SISARINGA | PHC | Pathology Lab. | MICROSCOPE | 1 | - | - | - | 3000342171 |  | 0 | - | 0 | - | W
19543 | RAIGARH | GHARGHODA | CHC | OT | COLORIMETER | 1 | - | - | - | 3000268957 |  | 0 | - | 0 | - | W
19544 | RAIGARH | GHARGHODA | CHC | OT | CENTRIFUGE MACHINE | 1 | REMI | - | - | 3000268958 |  | 0 | - | 0 | - | W
19545 | RAIGARH | GHARGHODA | CHC | OT | NEEDLE DESTROYER | 1 | - | 158 | - | 3000268959 |  | 0 | - | 0 | - | NW
19546 | RAIGARH | GHARGHODA | CHC | OT | VDRL SHAKER | 1 | - | - | - | 3000268960 |  | 0 | - | 0 | - | W
19547 | RAIGARH | GHARGHODA | CHC | OT | SUCTION APPARATUS | 1 | SURGIX | - | - | 3000268961 |  | 0 | - | 0 | - | W
19548 | RAIGARH | GHARGHODA | CHC | OT | PATIENT MONITOR | 1 | - | - | - | 3000268962 |  | 0 | - | 0 | - | W
19549 | RAIGARH | GHARGHODA | CHC | Dental Dept. | BP MACHINE | 1 | ASHOK | - | - | 3000268968 |  | 0 | - | 0 | - | W
19550 | RAIGARH | GHARGHODA | CHC | Dental Dept. | BP MACHINE | 1 | GOLD SUPERM | - | - | 3000268969 |  | 0 | - | 0 | - | W
19551 | RAIGARH | GHARGHODA | CHC | Dental Dept. | DENTAL CHAIR | 1 | - | - | - | 3000026870 |  | 0 | - | 0 | - | W
19552 | RAIGARH | GHARGHODA | CHC | Dental Dept. | ELECTRIC STERILIZER | 1 | - | - | - | 3000268971 |  | 0 | - | 0 | - | W
19553 | RAIGARH | GHARGHODA | CHC | Dental Dept. | ELECTRIC STERILIZER | 1 | - | - | - | 3000268972 |  | 0 | - | 0 | - | NW
19554 | RAIGARH | GHARGHODA | CHC | RADIOLOGY Dept. | X-RAY MACHINE | 1 | SIEMS | 5305 | 13042 | 3000268973 |  | 0 | - | 0 | - | W
19555 | RAIGARH | GHARGHODA | CHC | OT | FOGGER | 1 | - | - | - | 30000268963 |  | 0 | - | 0 | - | W
19556 | RAIGARH | GHARGHODA | CHC | OT | BP MACHINE | 1 | ASHOK | - | - | 30000268964 |  | 0 | - | 0 | - | W
19557 | RAIGARH | GHARGHODA | CHC | OT | HYDRAULIC TABLE | 1 | - | - | - | 30000268965 |  | 0 | - | 0 | - | W
19558 | RAIGARH | GHARGHODA | CHC | OT | SHADOWLESS LAMP | 1 | - | - | - | 30000268966 |  | 0 | - | 0 | - | NW
19559 | RAIGARH | GHARGHODA | CHC | OT | SUCTION APPARATUS | 1 | - | - | - | 30000268967 |  | 0 | - | 0 | - | NW
19560 | RAIGARH | GHARGHODA | CHC | OT | RADIANT WARMER | 1 | - | - | - | 3000268974 |  | 0 | - | 0 | - | NW
19561 | RAIGARH | GHARGHODA | CHC | GENERAL WARD | BP MACHINE | 1 | - | - | 98134537 | 3000268939 |  | 0 | - | 0 | - | W
19562 | RAIGARH | GHARGHODA | CHC | GENERAL WARD | BP MACHINE | 1 | - | - | - | 3000268940 |  | 0 | - | 0 | - | W
19563 | RAIGARH | GHARGHODA | CHC | GENERAL WARD | ELECTRIC STERILIZER | 1 | - | - | - | 3000268941 |  | 0 | - | 0 | - | W
19564 | RAIGARH | GHARGHODA | CHC | GENERAL WARD | ELECTRIC STERILIZER | 1 | - | - | - | 3000268942 |  | 0 | - | 0 | - | W
19565 | RAIGARH | GHARGHODA | CHC | GENERAL WARD | BABY WEIGHING SCALE | 1 | - | - | - | 3000268943 |  | 0 | - | 0 | - | W
19566 | RAIGARH | GHARGHODA | CHC | GENERAL WARD | SUCTION APPARATUS | 1 | - | - | - | 3000268944 |  | 0 | - | 0 | - | W
19567 | RAIGARH | GHARGHODA | CHC | DELIVERY ROOM | BABY WEIGHING SCALE | 1 | - | - | - | 3000268951 |  | 0 | - | 0 | - | W
19568 | RAIGARH | GHARGHODA | CHC | DELIVERY ROOM | RADIANT WARMER | 1 | - | - | - | 3000268952 |  | 0 | - | 0 | - | W
19569 | RAIGARH | GHARGHODA | CHC | DELIVERY ROOM | ELECTRIC STERILIZER | 1 | - | - | - | 3000268953 |  | 0 | - | 0 | - | W
19570 | RAIGARH | GHARGHODA | CHC | Pathology Lab. | BP MACHINE | 1 | - | - | - | 3000268954 |  | 0 | - | 0 | - | NW
19571 | RAIGARH | GHARGHODA | CHC | Pathology Lab. | BLOOD STORAGE REFRIGERATOR | 1 | - | - | - | 3000268955 |  | 0 | - | 0 | - | W
19572 | RAIGARH | GHARGHODA | CHC | Pathology Lab. | MICROSCOPE | 1 | - | - | - | 3000268956 |  | 0 | - | 0 | - | W
19573 | RAIGARH | GHARGHODA | CHC | DELIVERY ROOM | RADIANT WARMER | 1 | - | - | - | 3000268945 |  | 0 | - | 0 | - | W
19574 | RAIGARH | GHARGHODA | CHC | DELIVERY ROOM | FOETAL DOPPLER | 1 | - | - | - | 3000268946 |  | 0 | - | 0 | - | W
19575 | RAIGARH | GHARGHODA | CHC | DELIVERY ROOM | SHADOWLESS LAMP | 1 | - | - | - | 3000268947 |  | 0 | - | 0 | - | W
19576 | RAIGARH | GHARGHODA | CHC | DELIVERY ROOM | FOGGER | 1 | - | - | - | 3000268948 |  | 0 | - | 0 | - | W
19577 | RAIGARH | GHARGHODA | CHC | DELIVERY ROOM | BABY PHOTOTHERAPY UNIT | 1 | - | - | - | 3000268949 |  | 0 | - | 0 | - | W
19578 | RAIGARH | GHARGHODA | CHC | DELIVERY ROOM | BABY WEIGHING SCALE | 1 | - | - | - | 3000268950 |  | 0 | - | 0 | - | W
19579 | RAIGARH | BAHIRKALA | PHC | DELIVERY ROOM | BP MACHINE | 1 | GOLD SUPERM |  | 98123431 | 3000268900 |  | 0 | - | 0 | - | W
19580 | RAIGARH | BAHIRKALA | PHC | DELIVERY ROOM | RADIANT WARMER | 1 | NEOCARE | CP/S | 20 | 3000268901 |  | 0 | - | 0 | - | W
19581 | RAIGARH | BAHIRKALA | PHC | DELIVERY ROOM | RADIANT WARMER | 1 | INFONT NEOCARE | ND 360 |  | 3000268902 |  | 0 | - | 0 | - | W
19582 | RAIGARH | BAHIRKALA | PHC | DELIVERY ROOM | NEEDLE DESTROYER | 1 | MICROSEL | - | 054/03 | 3000268903 |  | 0 | - | 0 | - | W
19583 | RAIGARH | BAHIRKALA | PHC | DELIVERY ROOM | ELECTRIC STERILIZER | 1 | - | - | - | 3000268904 |  | 0 | - | 0 | - | W
19584 | RAIGARH | BAHIRKALA | PHC | DELIVERY ROOM | ELECTRIC STERILIZER | 1 | - | - | - | 3000268905 |  | 0 | - | 0 | - | W
19585 | RAIGARH | BAHIRKALA | PHC | DELIVERY ROOM | SUCTION APPARATUS | 1 | - | - | - | 3000268906 |  | 0 | - | 0 | - | NW
19586 | RAIGARH | BAHIRKALA | PHC | DELIVERY ROOM | ELECTRIC STERILIZER | 1 | - | - | - | 3000268907 |  | 0 | - | 0 | - | W
19587 | RAIGARH | KAYA | PHC | Store Room | BP MACHINE | 1 | GOLD SUPERM | - | 98123448 | 3000268975 |  | 0 | - | 0 | - | W
19588 | RAIGARH | KAYA | PHC | Store Room | BP MACHINE | 1 | ASHOK MAK | - | 98134499 | 3000268976 |  | 0 | - | 0 | - | W
19589 | RAIGARH | KAYA | PHC | DELIVERY ROOM | ELECTRIC STERILIZER | 1 | - | - | - | 3000268977 |  | 0 | - | 0 | - | W
19590 | RAIGARH | KAYA | PHC | DELIVERY ROOM | BABY WEIGHING SCALE | 1 | - | - | - | 3000268978 |  | 0 | - | 0 | - | W
19591 | RAIGARH | KAYA | PHC | DELIVERY ROOM | RADIANT WARMER | 1 | - | - | - | 3000268979 |  | 0 | - | 0 | - | W
19592 | RAIGARH | KAYA | PHC | DELIVERY ROOM | SUCTION APPARATUS | 1 | - | - | - | 3000268980 |  | 0 | - | 0 | - | W
19593 | RAIGARH | KAYA | PHC | Store Room | FOOT OPERATED SUCTION APPARATUS | 1 | VAGGUM | - | - | 3000268981 |  | 0 | - | 0 | - | NW
19594 | RAIGARH | KAYA | PHC | Store Room | FOOT OPERATED SUCTION APPARATUS | 1 | VAGGUM | - | - | 3000268982 |  | 0 | - | 0 | - | NW
19595 | RAIGARH | KAYA | PHC | Store Room | SUCTION APPARATUS | 1 | LIFE X | - | - | 3000268983 |  | 0 | - | 0 | - | NI
19596 | RAIGARH | KAYA | PHC | Store Room | FOOT OPERATED SUCTION APPARATUS | 1 | - | - | - | 3000268984 |  | 0 | - | 0 | - | NI
19597 | RAIGARH | KAYA | PHC | Store Room | FOOT OPERATED SUCTION APPARATUS | 1 | - | - | - | 3000268985 |  | 0 | - | 0 | - | NW
19598 | RAIGARH | KAYA | PHC | Store Room | ELECTRIC STERILIZER | 1 | - | - | - | 3000268986 |  | 0 | - | 0 | - | NI
19599 | RAIGARH | KAYA | PHC | Store Room | ELECTRIC STERILIZER | 1 | - | - | - | 3000268987 |  | 0 | - | 0 | - | NI
19600 | RAIGARH | KAYA | PHC | Store Room | ELECTRIC STERILIZER | 1 | - | - | - | 3000268988 |  | 0 | - | 0 | - | NI
19601 | RAIGARH | KAYA | PHC | Store Room | ELECTRIC STERILIZER | 1 | - | - | - | 3000268989 |  | 0 | - | 0 | - | NI
19602 | RAIGARH | KAYA | PHC | Store Room | ELECTRIC STERILIZER | 1 | - | - | - | 3000268990 |  | 0 | - | 0 | - | NI
19603 | RAIGARH | KAYA | PHC | Store Room | ELECTRIC STERILIZER | 1 | - | - | - | 3000268991 |  | 0 | - | 0 | - | NI
19604 | RAIGARH | KAYA | PHC | Store Room | ELECTRIC STERILIZER | 1 | - | - | - | 3000268992 |  | 0 | - | 0 | - | NI
19605 | RAIGARH | KAYA | PHC | Store Room | BP MACHINE | 1 | DOCTOR CHOICE | - | - | 3000268993 |  | 0 | - | 0 | - | NI
19606 | RAIGARH | KAYA | PHC | Pathology Lab. | NEBULIZER | 1 | INFNEW | - | - | 3000268994 |  | 0 | - | 0 | - | W
19607 | RAIGARH | KAYA | PHC | Pathology Lab. | NEEDLE DESTROYER | 1 | MICROSEL | - | - | 3000268995 |  | 0 | - | 0 | - | W
19608 | RAIGARH | KAYA | PHC | Pathology Lab. | ELECTRIC STERILIZER | 1 | - | - | - | 3000268996 |  | 0 | - | 0 | - | W
19609 | RAIGARH | KAYA | PHC | Pathology Lab. | MICROSCOPE | 1 | - | - | - | 3000268997 |  | 0 | - | 0 | - | W
19610 | RAIGARH | KUDUMKELA | PHC | DELIVERY ROOM | BP MACHINE | 1 | GOLD SUPERM | - | 99123469 | 3000268892 |  | 0 | - | 0 | - | W
19611 | RAIGARH | KUDUMKELA | PHC | DELIVERY ROOM | BABY WEIGHING SCALE | 1 | SAVARNA | - | - | 3000268893 |  | 0 | - | 0 | - | W
19612 | RAIGARH | KUDUMKELA | PHC | DELIVERY ROOM | RADIANT WARMER | 1 | RATIANT | - | - | 3000268894 |  | 0 | - | 0 | - | W
19613 | RAIGARH | KUDUMKELA | PHC | DELIVERY ROOM | SUCTION APPARATUS | 1 | RATIANT | - | - | 3000268895 |  | 0 | - | 0 | - | W
19614 | RAIGARH | KUDUMKELA | PHC | Pathology Lab. | CENTRIFUGE MACHINE | 1 | REMI | - | - | 3000268896 |  | 0 | - | 0 | - | W
19615 | RAIGARH | KUDUMKELA | PHC | Pathology Lab. | MICROSCOPE | 1 | - | - | - | 3000268897 |  | 0 | - | 0 | - | W
19616 | RAIGARH | KUDUMKELA | PHC | Pathology Lab. | ELECTRIC STERILIZER | 1 | - | - | - | 3000268898 |  | 0 | - | 0 | - | W
19617 | RAIGARH | KUDUMKELA | PHC | Pathology Lab. | ELECTRIC STERILIZER | 1 | - | - | - | 3000268899 |  | 0 | - | 0 | - | W
19618 | RAIGARH | TEHDA | PHC | Store Room | ELECTRIC STERILIZER | 1 | - | - | - | 3000268924 |  | 0 | - | 0 | - | NI
19619 | RAIGARH | TEHDA | PHC | Store Room | ELECTRIC STERILIZER | 1 | - | - | - | 3000268925 |  | 0 | - | 0 | - | NI
19620 | RAIGARH | TEHDA | PHC | Store Room | ELECTRIC STERILIZER | 1 |  | - | - | 3000268926 |  | 0 | - | 0 | - | NI
19621 | RAIGARH | TEHDA | PHC | Store Room | ELECTRIC STERILIZER | 1 |  | - | - | 3000268927 |  | 0 | - | 0 | - | NI
19622 | RAIGARH | TEHDA | PHC | Store Room | ELECTRIC STERILIZER | 1 |  | - | - | 3000268928 |  | 0 | - | 0 | - | NI
19623 | RAIGARH | TEHDA | PHC | Store Room | ELECTRIC STERILIZER | 1 |  | - | - | 3000268929 |  | 0 | - | 0 | - | W
19624 | RAIGARH | TEHDA | PHC | Store Room | SUCTION APPARATUS | 1 | VACCUM | - | - | 3000268932 |  | 0 | - | 0 | - | NI
19625 | RAIGARH | TEHDA | PHC | Store Room | SUCTION APPARATUS | 1 | VACCUM | - | - | 3000268933 |  | 0 | - | 0 | - | NI
19626 | RAIGARH | TEHDA | PHC | DELIVERY ROOM | BABY WEIGHING SCALE | 1 | CROWN | - | - | 3000268934 |  | 0 | - | 0 | - | W
19627 | RAIGARH | TEHDA | PHC | DELIVERY ROOM | SUCTION APPARATUS | 1 | MASTER CARE | - | - | 3000268935 |  | 0 | - | 0 | - | W
19628 | RAIGARH | TEHDA | PHC | DELIVERY ROOM | RADIANT WARMER | 1 | RADILA | - | - | 3000268936 |  | 0 | - | 0 | - | W
19629 | RAIGARH | TEHDA | PHC | DELIVERY ROOM | MICROSCOPE | 1 | MAGNIUG | - | - | 3000268937 |  | 0 | - | 0 | - | W
19630 | RAIGARH | TEHDA | PHC | Store Room | BP MACHINE | 1 | DIAMOND |  | 12990 | 3000268920 |  | 0 | - | 0 | - | NI
19631 | RAIGARH | TEHDA | PHC | Store Room | BABY WEIGHING SCALE | 1 | CROWN | - | - | 3000268921 |  | 0 | - | 0 | - | NI
19632 | RAIGARH | TEHDA | PHC | Store Room | BABY WEIGHING SCALE | 1 | SHUVARNA | - | - | 3000268922 |  | 0 | - | 0 | - | NI
19633 | RAIGARH | TEHDA | PHC | Store Room | BABY WEIGHING SCALE | 1 | SHUVARNA | - | - | 3000268923 |  | 0 | - | 0 | - | NI
19634 | RAIGARH | TEHDA | PHC | Store Room | BABY WEIGHING SCALE | 1 | - | - | - | 3000268930 |  | 0 | - | 0 | - | NI
19635 | RAIGARH | TEHDA | PHC | Store Room | ELECTRIC STERILIZER | 1 | - | - | - | 3000268931 |  | 0 | - | 0 | - | NI
19636 | RAIGARH | TEHDA | PHC | Store Room | NEEDLE DESTROYER | 1 | - | - | - | 3000268908 |  | 0 | - | 0 | - | W
19637 | RAIGARH | TEHDA | PHC | Store Room | ELECTRIC STERILIZER | 1 | - | - | - | 3000268909 |  | 0 | - | 0 | - | W
19638 | RAIGARH | TEHDA | PHC | Store Room | NEBULIZER | 1 | - | - | - | 3000268910 |  | 0 | - | 0 | - | W
19639 | RAIGARH | TEHDA | PHC | Store Room | NEBULIZER | 1 | - | - | - | 3000268911 |  | 0 | - | 0 | - | NW
19640 | RAIGARH | TEHDA | PHC | Store Room | ELECTRIC STERILIZER | 1 | - | - | - | 3000268912 |  | 0 | - | 0 | - | W
19641 | RAIGARH | TEHDA | PHC | Store Room | SUCTION APPARATUS | 1 | - | - | - | 3000268913 |  | 0 | - | 0 | - | NI
19642 | RAIGARH | TEHDA | PHC | Store Room | BP MACHINE | 1 | HEART CARE | - | - | 3000268914 |  | 0 | - | 0 | - | NI
19643 | RAIGARH | TEHDA | PHC | Store Room | BP MACHINE | 1 | DIAMOND | - | - | 3000268915 |  | 0 | - | 0 | - | NI
19644 | RAIGARH | TEHDA | PHC | Store Room | BP MACHINE | 1 | GOLD SUPERM | - | - | 3000268916 |  | 0 | - | 0 | - | NW
19645 | RAIGARH | TEHDA | PHC | Store Room | BP MACHINE | 1 | JAINCO | - | - | 3000268917 |  | 0 | - | 0 | - | NW
19646 | RAIGARH | TEHDA | PHC | Store Room | BP MACHINE | 1 | MANORMA | - | - | 3000268918 |  | 0 | - | 0 | - | NW
19647 | RAIGARH | TEHDA | PHC | Store Room | BP MACHINE | 1 | GOLD SUPERM | - | - | 3000268919 |  | 0 | - | 0 | - | W
19648 | RAIGARH | TEHDA | PHC | Store Room | CENTRIFUGE MACHINE | 1 | - | - | - | 3000268938 |  | 0 | - | 0 | - | NW
19649 | RAIGARH | CHAPLE | CHC | OPD | BP MACHINE | 1 | ASHOKA | MAX | 98134422 | 3000243529 | - | 0 | - | 0 | - | W
19650 | RAIGARH | CHAPLE | CHC | OPD | STETHOSCOPE | 1 | ASHOKA | - | - | 3000243530 | - | 0 | - | 0 | - | W
19651 | RAIGARH | CHAPLE | CHC | Pathology Lab. | MICROSCOPE | 1 | MLW | - | 32000980716 | 3000243531 | - | 0 | - | 0 | - | W
19652 | RAIGARH | CHAPLE | CHC | Pathology Lab. | MICROSCOPE | 1 | MAGANG |  | 588750 | 3000243532 | - | 0 | - | 0 | - | W
19653 | RAIGARH | CHAPLE | CHC | DELIVERY ROOM | SUCTION APPARATUS | 1 | - | - | - | 3000243533 | - | 0 | - | 0 | - | W
19654 | RAIGARH | CHAPLE | CHC | DELIVERY ROOM | RADIANT WARMER | 1 | - | - | - | 3000243534 | - | 0 | - | 0 | - | W
19655 | RAIGARH | CHAPLE | CHC | DELIVERY ROOM | WEIGHING MACHINE | 1 | - | - | - | 3000243535 | - | 0 | - | 0 | - | W
19656 | RAIGARH | CHAPLE | CHC | DELIVERY ROOM | BP MACHINE | 1 | - | - | - | 3000243536 | - | 0 | - | 0 | - | W
19657 | RAIGARH | CHAPLE | CHC | DELIVERY ROOM | BP MACHINE | 1 | - | - | - | 3000243537 | - | 0 | - | 0 | - | W
19658 | RAIGARH | CHAPLE | CHC | DELIVERY ROOM | FOETAL DOPPLER | 1 | MAX CARE | - | - | 3000243538 | - | 0 | - | 0 | - | W
19659 | RAIGARH | CHAPLE | CHC | DELIVERY ROOM | ELECTRIC STERILIZER | 1 | - | - | - | 3000243539 | - | 0 | - | 0 | - | W
19660 | RAIGARH | CHAPLE | CHC | Vaccination Room | DEEP FREEZER | 1 | HAIER |  | HBO 286RI 348220G | 3000243540 | 23-2-11 | 0 | - | 0 | - | W
19661 | RAIGARH | CHAPLE | CHC | Vaccination Room | DEEP FREEZER | 1 | HAIER | - | BE 04G0E010013296 | 3000243541 | 10-12-19 | 0 | - | 0 | - | W
19662 | RAIGARH | CHAPLE | CHC | Vaccination Room | ILR | 1 | VEST FROST | MKL 44 | 65115251 | 3000243542 |  | 0 | - | 0 | - | W
19663 | RAIGARH | CHAPLE | CHC | RADIOLOGY Dept. | X-RAY MACHINE | 1 | SIMENS | VERTIX | 5251 | 3000243543 |  | 0 | - | 0 | - | W
19664 | RAIGARH | BARRA | PHC | DELIVERY ROOM | BP MACHINE | 1 | GOLD |  | 98122499 | 3000243946 |  | 0 | - | 0 | - | W
19665 | RAIGARH | BARRA | PHC | DELIVERY ROOM | SUCTION APPARATUS | 1 | INDI CATOR | - | - | 3000243947 |  | 0 | - | 0 | - | NW
19666 | RAIGARH | BARRA | PHC | DELIVERY ROOM | BABY WEIGHING SCALE | 1 | - | - | - | 3000243948 |  | 0 | - | 0 | - | W
19667 | RAIGARH | BARRA | PHC | DELIVERY ROOM | BABY WEIGHING SCALE | 1 | - | - | - | 3000243949 |  | 0 | - | 0 | - | W
19668 | RAIGARH | BARRA | PHC | DELIVERY ROOM | ELECTRIC STERILIZER | 1 | - | - | - | 3000243950 |  | 0 | - | 0 | - | NW
19669 | RAIGARH | BARRA | PHC | DELIVERY ROOM | RADIANT WARMER | 1 | MEDIERIN | - | - | 3000243951 |  | 0 | - | 0 | - | NW
19670 | RAIGARH | BARRA | PHC | DELIVERY ROOM | RADIANT WARMER | 1 | - | - | - | 3000243952 |  | 0 | - | 0 | - | NW
19671 | RAIGARH | BARRA | PHC | OPD | BP MACHINE | 1 | - | - | - | 3000243953 |  | 0 | - | 0 | - | W
19672 | RAIGARH | BARRA | PHC | OPD | BP MACHINE | 1 | - | - | - | 3000243954 |  | 0 | - | 0 | - | W
19673 | RAIGARH | BIJKOT | PHC | OPD | BP MACHINE | 1 | ASHOK | MAX | 8134428 | 3000243661 | 28/6/2014 | 0 | - | 0 | - | W
19674 | RAIGARH | BIJKOT | PHC | OPD | STETHOSCOPE | 1 | LIFE LINE | 0 | 0 | 3000243662 | 28/6/2014 | 0 | - | 0 | - | W
19675 | RAIGARH | BIJKOT | PHC | OPD | DIGITAL WEIGHING MACHINE | 1 | PERGATIMAL SCEALE | 0 | 2003 A | 3000243663 | 1/3/2015 | 0 | - | 0 | - | W
19676 | RAIGARH | BIJKOT | PHC | DELIVERY ROOM | SUCTION APPARATUS | 1 | 0 | 0 | 0 | 3000243664 | 28/6/2014 | 0 | - | 0 | - | W
19677 | RAIGARH | BIJKOT | PHC | DELIVERY ROOM | BABY WEIGHING SCALE | 1 | SHUVARNA | 0 | SUVARNA | 3000243665 | 30/01/2012 | 0 | - | 0 | - | W
19678 | RAIGARH | BIJKOT | PHC | DELIVERY ROOM | BABY WEIGHING SCALE | 1 | 0 | 0 | 0 | 3000243666 | 0 | 0 | - | 0 | - | NI
19679 | RAIGARH | BIJKOT | PHC | DELIVERY ROOM | AMBU BAG | 1 | 0 | 0 | 0 | 3000243667 | 14/11/2014 | 0 | - | 0 | - | W
19680 | RAIGARH | BIJKOT | PHC | OPD | HEMOGLOBIN METER | 1 | MARIEND | 0 | 32430 | 3000243668 | 24/7/2015 | 0 | - | 0 | - | W
19681 | RAIGARH | BIJKOT | PHC | OPD | GLUCO METER | 1 | ACCU CHEK | ACTIVE | GU05102016 | 3000243669 | 24/7/2015 | 0 | - | 0 | - | NI
19682 | RAIGARH | BIJKOT | PHC | OPD | HUB CUTTER | 1 | SATA TECH | 0 | 0 | 3000243670 | 8/12/2012 | 0 | - | 0 | - | W
19683 | RAIGARH | BIJKOT | PHC | OPD | BP MACHINE | 1 | ASHOKA | MAX | 98136323 | 3000243671 | 17/9/2012 | 0 | - | 0 | - | NW
19684 | RAIGARH | BIJKOT | PHC | DELIVERY ROOM | BP MACHINE | 1 | ASHOKA | MAX | 98134573 | 3000243672 | 17/9/2012 | 0 | - | 0 | - | NW
19685 | RAIGARH | BIJKOT | PHC | DELIVERY ROOM | BP MACHINE | 1 | JAICNCO | 0 | 32422 | 3000243673 | 15/2/2012 | 0 | - | 0 | - | NW
19686 | RAIGARH | BIJKOT | PHC | DELIVERY ROOM | STETHOSCOPE | 1 | 0 | 0 | 0 | 3000243674 | 15/2/2012 | 0 | - | 0 | - | NW
19687 | RAIGARH | BIJKOT | PHC | DELIVERY ROOM | ELECTRIC STERILIZER | 1 | 0 | 0 | 0 | 3000243675 | 9/7/2008 | 0 | - | 0 | - | NW
19688 | RAIGARH | GORPAR | PHC | OPD | TRAIL LANCE BOX | 1 | ASHOK |  | 98133845 | 3000268557 |  | 0 | - | 0 | - | W
19689 | RAIGARH | GORPAR | PHC | OPD | BABY WEIGHING SCALE | 1 | - | - | - | 3000268558 |  | 0 | - | 0 | - | W
19690 | RAIGARH | GORPAR | PHC | OPD | ELECTRIC STERILIZER | 1 | ATLAS | - | 9188805 | 3000268559 |  | 0 | - | 0 | - | W
19691 | RAIGARH | GORPAR | PHC | OPD | SUCTION APPARATUS | 1 | - | - | - | 3000268560 |  | 0 | - | 0 | - | W
19692 | RAIGARH | GORPAR | PHC | OPD | SUCTION APPARATUS | 1 | - | - | - | 3000268561 |  | 0 | - | 0 | - | NW
19693 | RAIGARH | GORPAR | PHC | OPD | BP MACHINE | 1 | - | - | - | 3000268562 |  | 0 | - | 0 | - | NI
19694 | RAIGARH | GORPAR | PHC | OPD | BP MACHINE | 1 | - | - | - | 3000268563 |  | 0 | - | 0 | - | NW
19695 | RAIGARH | JOBI | PHC | OPD | BP MACHINE | 1 | MEDI GUARD | - | - | 3000243758 |  | 0 | - | 0 | - | W
19696 | RAIGARH | JOBI | PHC | Vaccination Room | NEEDLE DESTROYER | 1 | MICROSEL | ND 360 | 5469103 | 3000243759 |  | 0 | - | 0 | - | W
19697 | RAIGARH | JOBI | PHC | DELIVERY ROOM | NEEDLE DESTROYER | 1 | - | - | - | 3000243760 |  | 0 | - | 0 | - | W
19698 | RAIGARH | JOBI | PHC | DELIVERY ROOM | RADIANT WARMER | 1 | - | - | - | 3000243761 |  | 0 | - | 0 | - | W
19699 | RAIGARH | JOBI | PHC | DELIVERY ROOM | ELECTRIC STERILIZER | 1 | ATLAS | - | 9790972 | 3000243762 |  | 0 | - | 0 | - | W
19700 | RAIGARH | JOBI | PHC | DELIVERY ROOM | SUCTION APPARATUS | 1 | - | - | - | 3000243763 |  | 0 | - | 0 | - | W
19701 | RAIGARH | JOBI | PHC | DELIVERY ROOM | BABY WEIGHING SCALE | 1 | - | - | - | 3000243764 |  | 0 | - | 0 | - | W
19702 | RAIGARH | JOBI | PHC | DELIVERY ROOM | ELECTRIC STERILIZER | 1 | - | - | - | 3000243765 |  | 0 | - | 0 | - | W
19703 | RAIGARH | JOBI | PHC | DELIVERY ROOM | ELECTRIC STERILIZER | 1 | - | - | - | 3000243766 |  | 0 | - | 0 | - | W
19704 | RAIGARH | JOBI | PHC | DELIVERY ROOM | BABY WEIGHING SCALE | 1 | - | - | - | 3000243767 |  | 0 | - | 0 | - | W
19705 | RAIGARH | JOBI | PHC | DELIVERY ROOM | BP MACHINE | 1 | - | - | - | 3000243768 |  | 0 | - | 0 | - | W
19706 | RAIGARH | JOBI | PHC | DELIVERY ROOM | BP MACHINE | 1 | - | - | - | 3000243769 |  | 0 | - | 0 | - | W
19707 | RAIGARH | JOBI | PHC | DELIVERY ROOM | BP MACHINE | 1 | - | - | - | 3000243770 |  | 0 | - | 0 | - | W
19708 | RAIGARH | SWARNI | PHC | OPD | BP MACHINE | 1 | DIAMOND | 0 | 0 | 3000243551 | 2/5/2011 | 0 | - | 0 | - | W
19709 | RAIGARH | SWARNI | PHC | OPD | STETHOSCOPE | 1 | MEDI GOLD | SE 250 | 0 | 3000243552 | 22/6/2012 | 0 | - | 0 | - | W
19710 | RAIGARH | SWARNI | PHC | OPD | WEIGHING MACHINE | 1 | 0 | 0 | 0 | 3000243553 | 2/6/2011 | 0 | - | 0 | - | W
19711 | RAIGARH | SWARNI | PHC | OPD | X-RAY MACHINE | 1 | 0 | 0 | 0 | 3000243554 | 0 | 0 | - | 0 | - | W
19712 | RAIGARH | SWARNI | PHC | OPD | STETHOSCOPE | 1 | DITMANS | 0 | 0 | 3000243555 | 2/6/2012 | 0 | - | 0 | - | W
19713 | RAIGARH | SWARNI | PHC | OPD | BP MACHINE | 1 | DIAMOND | REGULAR | 1401594 | 3000243556 | 2/5/2011 | 0 | - | 0 | - | W
19714 | RAIGARH | SWARNI | PHC | OPD | THERMOMETER | 1 | MEDI GUARD JE | 0 | 0 | 3000243557 | 1/8/2007 | 0 | - | 0 | - | W
19715 | RAIGARH | SWARNI | PHC | DELIVERY ROOM | BABY WEIGHING SCALE | 1 | CROWN | 0 | 0 | 3000243558 | 2/7/2012 | 0 | - | 0 | - | W
19716 | RAIGARH | SWARNI | PHC | DELIVERY ROOM | SUCTION APPARATUS | 1 | 0 | 0 | 0 | 3000243559 | 28/3/2013 | 0 | - | 0 | - | W
19717 | RAIGARH | SWARNI | PHC | DELIVERY ROOM | FOETAL DOPPLER | 1 | EASY CARE | CE 0194 | 0 | 3000243560 | 0 | 0 | - | 0 | - | W
19718 | RAIGARH | SWARNI | PHC | DELIVERY ROOM | HUB CUTTER | 1 | 0 | 0 | 0 | 3000243561 | 1/8/2007 | 0 | - | 0 | - | W
19719 | RAIGARH | SWARNI | PHC | OPD | GLUCO METER | 1 | BAYER | CATOUR TS | 0 | 3000096388 | 15/1/2015 | 0 | - | 0 | - | W
19720 | RAIGARH | SWARNI | PHC | OPD | HEMOGLOBIN METER | 1 | SAHLI HAEMO MEATER | 0 | 0 | 3000243562 | 5/2/2011 | 0 | - | 0 | - | W
19721 | RAIGARH | SWARNI | PHC | OPD | BP MACHINE | 1 | 0 | 0 | 0 | 3000243563 | 1/8/2007 | 0 | - | 0 | - | NW
19722 | RAIGARH | SWARNI | PHC | OPD | HEMOGLOBIN METER | 1 | 0 | 0 | 0 | 3000243564 | 1/8/2007 | 0 | - | 0 | - | NW
19723 | RAIGARH | SONDKA | PHC | OPD | BP MACHINE | 1 | ASHOKA | MAX | 98134936 | 3000243647 | 30/9/2014 | 0 | - | 0 | - | W
19724 | RAIGARH | SONDKA | PHC | OPD | STETHOSCOPE | 1 | ASHOKA | 0 | 0 | 3000243648 | 30/9/2014 | 0 | - | 0 | - | W
19725 | RAIGARH | SONDKA | PHC | OPD | HUB CUTTER | 1 | SATA TECH | 0 | 0 | 3000243649 | 30/9/2013 | 0 | - | 0 | - | W
19726 | RAIGARH | SONDKA | PHC | OPD | ELECTRIC STERILIZER | 1 | 0 | 0 | 0 | 3000243650 | 23/8/2008 | 0 | - | 0 | - | W
19727 | RAIGARH | SONDKA | PHC | OPD | ELECTRIC STERILIZER | 1 | 0 | 0 | 09E8995 | 3000243651 | 4/12/2010 | 0 | - | 0 | - | NW
19728 | RAIGARH | SONDKA | PHC | OPD | NEBULIZER | 1 | READY | 0 | 186810 | 3000243652 | 30/4/2014 | 0 | - | 0 | - | W
19729 | RAIGARH | SONDKA | PHC | DELIVERY ROOM | BABY WEIGHING SCALE | 1 | CROWN | 0 | 0 | 3000243653 | 24/10/2008 | 0 | - | 0 | - | W
19730 | RAIGARH | SONDKA | PHC | DELIVERY ROOM | SUCTION APPARATUS | 1 | 0 | 0 | 0 | 3000243654 | 26/9/2007 | 0 | - | 0 | - | W
19731 | RAIGARH | SONDKA | PHC | DELIVERY ROOM | AUTOCLAVE | 1 | 0 | 0 | 0 | 3000243655 | 27/6/2012 | 0 | - | 0 | - | W
19732 | RAIGARH | SONDKA | PHC | DELIVERY ROOM | AMBU BAG | 1 | PIONEER | 0 | 0 | 3000243656 | 2/8/2014 | 0 | - | 0 | - | W
19733 | RAIGARH | SONDKA | PHC | OPD | WEIGHING MACHINE | 1 | SAMSO | 0 | 0 | 3000243657 | 31/3/2012 | 0 | - | 0 | - | W
19734 | RAIGARH | SONDKA | PHC | OPD | HEMOGLOBIN METER | 1 | 0 | 0 | 0 | 3000243658 | 12/10/2010 | 0 | - | 0 | - | NW
19735 | RAIGARH | SONDKA | PHC | DELIVERY ROOM | STETHOSCOPE | 1 | ASHOKA | 0 | 0 | 3000243659 | 30/3/2014 | 0 | - | 0 | - | W
19736 | RAIGARH | SONDKA | PHC | DELIVERY ROOM | BP MACHINE | 1 | 0 | 0 | 0 | 3000243660 | 31/12/2013 | 0 | - | 0 | - | W
19737 | RAIGARH | TUREKELA | PHC | OPD | BP MACHINE | 1 | ASHOKA | MAX | 981378 | 3000243544 | 0 | 0 | - | 0 | - | W
19738 | RAIGARH | TUREKELA | PHC | OPD | STETHOSCOPE | 1 | JE | MEDI CHECK | 0 | 3000243545 | 0 | 0 | - | 0 | - | W
19739 | RAIGARH | TUREKELA | PHC | OPD | STETHOSCOPE | 1 | JE | 0 | 0 | 3000243546 | 0 | 0 | - | 0 | - | W
19740 | RAIGARH | TUREKELA | PHC | DELIVERY ROOM | BABY WEIGHING SCALE | 1 | SHUVARNA | 0 | 0 | 3000243547 | 0 | 0 | - | 0 | - | W
19741 | RAIGARH | TUREKELA | PHC | DELIVERY ROOM | SUCTION APPARATUS | 1 | 0 | 0 | 0 | 3000243548 | 0 | 0 | - | 0 | - | W
19742 | RAIGARH | TUREKELA | PHC | DELIVERY ROOM | ELECTRIC STERILIZER | 1 | 0 | 0 | 0 | 3000243549 | 0 | 0 | - | 0 | - | W
19743 | RAIGARH | TUREKELA | PHC | OPD | HUB CUTTER | 1 | 0 | 0 | 0 | 3000243550 | 0 | 0 | - | 0 | - | W
19744 | RAIGARH | LAILUNGA | CHC | DELIVERY ROOM | RADIANT WARMER | 1 | MEDITRIN | - | - | 3000232354 | 1998 | 0 | - | 0 | - | NW
19745 | RAIGARH | LAILUNGA | CHC | DELIVERY ROOM | RADIANT WARMER | 1 | POHNX | - | 6366 | 3000269598 | 19-5-15 | 0 | - | 0 | - | W
19746 | RAIGARH | LAILUNGA | CHC | DELIVERY ROOM | BABY WEIGHING SCALE | 1 | SHUVARNA | - | - | 3000269599 | 19-5-15 | 0 | - | 0 | - | W
19747 | RAIGARH | LAILUNGA | CHC | DELIVERY ROOM | BABY WEIGHING SCALE | 1 | CROWN | - | - | 3000269600 | 2015 | 0 | - | 0 | - | W
19748 | RAIGARH | LAILUNGA | CHC | DELIVERY ROOM | RADIANT WARMER | 1 | MEDITRIN | - | - | 3000269601 | 2015 | 0 | - | 0 | - | W
19749 | RAIGARH | LAILUNGA | CHC | DELIVERY ROOM | ELECTRIC STERILIZER | 1 | - | - | - | 3000269602 | 2014 | 0 | - | 0 | - | W
19750 | RAIGARH | LAILUNGA | CHC | DELIVERY ROOM | NEEDLE DESTROYER | 1 | SMATECH | SR 100 | CIA | 3000269603 | 2013 | 0 | - | 0 | - | W
19751 | RAIGARH | LAILUNGA | CHC | DELIVERY ROOM | BABY WEIGHING SCALE | 1 | ESSAE | BS 250 | 25014131051 | 3000269604 | 2014 | 0 | - | 0 | - | W
19752 | RAIGARH | LAILUNGA | CHC | DELIVERY ROOM | SUCTION APPARATUS | 1 |  | 7 B | 32 | 3000269605 | 2015 | 0 | - | 0 | - | W
19753 | RAIGARH | LAILUNGA | CHC | DELIVERY ROOM | RADIANT WARMER | 1 | MEDITRIN | - | - | 3000269606 | 2015 | 0 | - | 0 | - | W
19754 | RAIGARH | LAILUNGA | CHC | OT | CAUTARY MACHINE | 1 | LANCE XCEL | - | EP09E021 | 3000269607 | 2008 | 0 | - | 0 | - | NW
19755 | RAIGARH | LAILUNGA | CHC | DELIVERY ROOM | PATIENT MONITOR | 1 | PHILPS | - | - | 3000269608 | 2008 | 0 | - | 0 | - | W
19756 | RAIGARH | LAILUNGA | CHC | DELIVERY ROOM | FOGGER | 1 | CAUTION | - | - | 3000269609 | 2008 | 0 | - | 0 | - | W
19757 | RAIGARH | LAILUNGA | CHC | DELIVERY ROOM | BABY WEIGHING SCALE | 1 | CROWN | - | - | 3000269610 | 2014 | 0 | - | 0 | - | W
19758 | RAIGARH | LAILUNGA | CHC | DELIVERY ROOM | RADIANT WARMER | 1 | PHONX | - | 6368 | 3000269611 | 2015 | 0 | - | 0 | - | W
19759 | RAIGARH | LAILUNGA | CHC | DELIVERY ROOM | OXYGEN CONCENTRATOR | 1 | NUNO LITE | - | - | 3000269612 | 2014 | 0 | - | 0 | - | W
19760 | RAIGARH | LAILUNGA | CHC | DELIVERY ROOM | NEEDLE DESTROYER | 1 | SARA TECH | - | - | 3000269613 | 2013 | 0 | - | 0 | - | W
19761 | RAIGARH | LAILUNGA | CHC | DELIVERY ROOM | SUCTION APPARATUS | 1 | SHINA | - | - | 3000269614 | 2009 | 0 | - | 0 | - | W
19762 | RAIGARH | LAILUNGA | CHC | DELIVERY ROOM | AUTOCLAVE | 1 | - | - | - | 3000269615 | 2008 | 0 | - | 0 | - | W
19763 | RAIGARH | LAILUNGA | CHC | DELIVERY ROOM | AUTOCLAVE | 1 | - | - | - | 3000269616 | 2008 | 0 | - | 0 | - | W
19764 | RAIGARH | LAILUNGA | CHC | DELIVERY ROOM | AUTOCLAVE | 1 | - | - | - | 3000269617 | 2006 | 0 | - | 0 | - | W
19765 | RAIGARH | LAILUNGA | CHC | DELIVERY ROOM | AUTOCLAVE | 1 | - | - | - | 3000269618 | 2006 | 0 | - | 0 | - | W
19766 | RAIGARH | LAILUNGA | CHC | DELIVERY ROOM | ELECTRIC STERILIZER | 1 | - | - | - | 3000269619 | 2013 | 0 | - | 0 | - | W
19767 | RAIGARH | LAILUNGA | CHC | DELIVERY ROOM | ANESTHESIA MACHINE | 1 | - | - | - | 3000269620 | 2006 | 0 | - | 0 | - | W
19768 | RAIGARH | LAILUNGA | CHC | GENERAL WARD | NEBULIZER | 1 | RAXON | - | R80415142 | 3000269621 | 2015 | 0 | - | 0 | - | W
19769 | RAIGARH | LAILUNGA | CHC | GENERAL WARD | RADIANT WARMER | 1 | PHONX | - | 6367 | 3000269622 | 2014 | 0 | - | 0 | - | W
19770 | RAIGARH | LAILUNGA | CHC | GENERAL WARD | RADIANT WARMER | 1 | - | - | - | 3000269623 | 2015 | 0 | - | 0 | - | W
19771 | RAIGARH | LAILUNGA | CHC | GENERAL WARD | BABY PHOTOTHERAPY UNIT | 1 | WAVES | - | - | 3000269624 | 2014 | 0 | - | 0 | - | W
19772 | RAIGARH | LAILUNGA | CHC | GENERAL WARD | RADIANT WARMER | 1 | SHEEYASH | - | 13485 | 3000269625 | 2014 | 0 | - | 0 | - | W
19773 | RAIGARH | LAILUNGA | CHC | DELIVERY ROOM | RADIANT WARMER | 1 | SHEEYASH | - | 13485 | 3000269626 | 2014 | 0 | - | 0 | - | W
19774 | RAIGARH | LAILUNGA | CHC | DELIVERY ROOM | SUCTION APPARATUS | 1 |  | 76 | 84 | 3000269627 | 25/10/14 | 0 | - | 0 | - | W
19775 | RAIGARH | LAILUNGA | CHC | DELIVERY ROOM | BABY WEIGHING SCALE | 1 | SHUVARNA | - | - | 3000269628 | 2014 | 0 | - | 0 | - | W
19776 | RAIGARH | LAILUNGA | CHC | DELIVERY ROOM | BABY WEIGHING SCALE | 1 | OMEGA |  | 74008 | 3000269629 | 2014 | 0 | - | 0 | - | W
19777 | RAIGARH | LAILUNGA | CHC | DELIVERY ROOM | BABY PHOTOTHERAPY UNIT | 1 | WAVES | - | - | 3000269630 | 2015 | 0 | - | 0 | - | W
19778 | RAIGARH | LAILUNGA | CHC | DELIVERY ROOM | BABY PHOTOTHERAPY UNIT | 1 | CHMS | - | 1905 | 3000269631 | 2015 | 0 | - | 0 | - | W
19779 | RAIGARH | LAILUNGA | CHC | RADIOLOGY Dept. | X-RAY MACHINE | 1 | SIMENS | - | CO9C164 | 3000269632 | 2008 | 0 | - | 0 | - | W
19780 | RAIGARH | LAILUNGA | CHC | Pathology Lab. | MICROSCOPE | 1 | ZEISS | - | 176045 | 3000269633 | 2010 | 0 | - | 0 | - | W
19781 | RAIGARH | LAILUNGA | CHC | Pathology Lab. | MICROSCOPE | 1 | LABOTOKED | 8AT807 | 4381 | 3000269634 | 2006 | 0 | - | 0 | - | W
19782 | RAIGARH | LAILUNGA | CHC | Pathology Lab. | CENTRIFUGE MACHINE | 1 | - | - | - | 3000269635 | 2006 | 0 | - | 0 | - | W
19783 | RAIGARH | LAILUNGA | CHC | Pathology Lab. | INCUBATOR | 1 | - | - | - | 3000269636 | 2006 | 0 | - | 0 | - | W
19784 | RAIGARH | LAILUNGA | CHC | Pathology Lab. | WATER BATH | 1 | TOSIBA | - | - | 3000269637 | 2006 | 0 | - | 0 | - | W
19785 | RAIGARH | LAILUNGA | CHC | Pathology Lab. | BP MACHINE | 1 | ASHOKA | - | 98133839 | 3000269638 | 2014 | 0 | - | 0 | - | W
19786 | RAIGARH | LAILUNGA | CHC | Pathology Lab. | BP MACHINE | 1 | MEDI GUARD | - | - | 3000269639 | 2015 | 0 | - | 0 | - | W
19787 | RAIGARH | LAILUNGA | CHC | Pathology Lab. | NEEDLE DESTROYER | 1 | MICROSEL | - | - | 3000269640 | 2013 | 0 | - | 0 | - | W
19788 | RAIGARH | LAILUNGA | CHC | Pathology Lab. | BABY WEIGHING SCALE | 1 | CROWN | - | - | 3000269641 | 2013 | 0 | - | 0 | - | W
19789 | RAIGARH | LAILUNGA | CHC | ENT DEPARTMENT | STETHOSCOPE | 1 | - | - | - | 3000269642 | 2015 | 0 | - | 0 | - | W
19790 | RAIGARH | LAILUNGA | CHC | Pathology Lab. | CENTRIFUGE MACHINE | 1 | REMI | - | - | 3000269643 | 2010 | 0 | - | 0 | - | W
19791 | RAIGARH | LAILUNGA | CHC | Pathology Lab. | NEEDLE DESTROYER | 1 | SHARMATECH | 100 VN 60 VA | - | 3000267100 | 2010 | 0 | - | 0 | - | W
19792 | RAIGARH | LAILUNGA | CHC | Pathology Lab. | COLORIMETER | 1 | - | - | 06/07/140 | 3000269644 | 2008 | 0 | - | 0 | - | NW
19793 | RAIGARH | LAILUNGA | CHC | Pathology Lab. | MICROSCOPE | 1 | PROMOSTAR | - | 3116011168 | 3000269645 | 2010 | 0 | - | 0 | - | W
19794 | RAIGARH | LAILUNGA | CHC | Pathology Lab. | VENTILATOR | 1 | MEDISYS | - | MG140191 | 3000269646 | 2010 | 0 | - | 0 | - | W
19795 | RAIGARH | LAILUNGA | CHC | Store Room | AUTOCLAVE | 1 | PRESSURE SURGEON | - | - | 3000269647 | 2006 | 0 | - | 0 | - | NW
19796 | RAIGARH | LAILUNGA | CHC | Store Room | ECG RECORDER | 1 | CLARTY | ECG 50 | ICHA -120600582 | 3000269648 | 2007 | 0 | - | 0 | - | W
19797 | RAIGARH | LAILUNGA | CHC | Store Room | ECG RECORDER | 1 | MAGIC RSA | - | - | 3000269649 | 2007 | 0 | - | 0 | - | W
19798 | RAIGARH | LAILUNGA | CHC | Store Room | COLORIMETER | 1 | TOSIBA | - | - | 3000269650 | 2006 | 0 | - | 0 | - | NW
19799 | RAIGARH | LAILUNGA | CHC | Store Room | AUTO ANALYZER | 1 | - | - | - | 3000269651 | 2008 | 0 | - | 0 | - | W
19800 | RAIGARH | LAILUNGA | CHC | Store Room | COLORIMETER | 1 | SIMENS | - | - | 3000269652 | 2009 | 0 | - | 0 | - | NW
19801 | RAIGARH | LAILUNGA | CHC | Store Room | VDRL SHAKER | 1 | - | - | - | 3000269653 | 2009 | 0 | - | 0 | - | W
19802 | RAIGARH | LAILUNGA | CHC | Store Room | VDRL SHAKER | 1 | - | - | - | 3000269654 | 2009 | 0 | - | 0 | - | W
19803 | RAIGARH | LAILUNGA | CHC | Store Room | MICROSCOPE | 1 | OLMPS | - | - | 3000269655 | 2010 | 0 | - | 0 | - | W
19804 | RAIGARH | LAILUNGA | CHC | Store Room | MICROSCOPE | 1 | MLW | - | - | 3000269656 | 2006 | 0 | - | 0 | - | NW
19805 | RAIGARH | LAILUNGA | CHC | Store Room | INVERTER | 1 | TOSHIBA | - | - | 3000269657 | 2006 | 0 | - | 0 | - | NW
19806 | RAIGARH | LAILUNGA | CHC | Store Room | CENTRIFUGE MACHINE | 1 | - | - | - | 3000269658 | 2006 | 0 | - | 0 | - | W
19807 | RAIGARH | LAILUNGA | CHC | Store Room | CENTRIFUGE MACHINE | 1 | - | - | 1614 | 3000269659 | 2006 | 0 | - | 0 | - | W
19808 | RAIGARH | LAILUNGA | CHC | Store Room | VDRL SHAKER | 1 | - | - | - | 3000269660 | 2008 | 0 | - | 0 | - | NW
19809 | RAIGARH | LAMDANA | PHC | DELIVERY ROOM | BP MACHINE | 1 | - | - | - | 3000268653 |  | 0 | - | 0 | - | W
19810 | RAIGARH | LAMDANA | PHC | DELIVERY ROOM | NEEDLE DESTROYER | 1 | - | - | - | 3000268654 |  | 0 | - | 0 | - | W
19811 | RAIGARH | LAMDANA | PHC | DELIVERY ROOM | BP MACHINE | 1 | - | - | - | 3000268655 |  | 0 | - | 0 | - | W
19812 | RAIGARH | LAMDANA | PHC | DELIVERY ROOM | BABY WEIGHING SCALE | 1 | - | - | - | 3000268656 |  | 0 | - | 0 | - | W
19813 | RAIGARH | LAMDANA | PHC | DELIVERY ROOM | SUCTION APPARATUS | 1 | - | - | - | 3000268837 |  | 0 | - | 0 | - | W
19814 | RAIGARH | LAMDANA | PHC | DELIVERY ROOM | FOOT OPERATED SUCTION APPARATUS | 1 | - | - | - | 3000268838 |  | 0 | - | 0 | - | W
19815 | RAIGARH | LAMDANA | PHC | DELIVERY ROOM | BABY WEIGHING SCALE | 1 | SHUVARNA | - | - | 3000268839 |  | 0 | - | 0 | - | NI
19816 | RAIGARH | LAMDANA | PHC | DELIVERY ROOM | NEBULIZER | 1 | OMOON | - | - | 3000268841 |  | 0 | - | 0 | - | W
19817 | RAIGARH | LAMDANA | PHC | DELIVERY ROOM | WEIGHING MACHINE | 1 | PERSONAL SCLAE | - | - | 3000268842 |  | 0 | - | 0 | - | W
19818 | RAIGARH | LAMDANA | PHC | DELIVERY ROOM | ELECTRIC STERILIZER | 1 | - | - | - | 3000268843 |  | 0 | - | 0 | - | W
19819 | RAIGARH | LARIPANI | PHC | DELIVERY ROOM | BP MACHINE | 1 | ASHOKA | - | 98183852 | 3000268844 |  | 0 | - | 0 | - | W
19820 | RAIGARH | LARIPANI | PHC | DELIVERY ROOM | NEEDLE DESTROYER | 1 | MICROSEL | ND 360 | 5507/03 | 3000268845 |  | 0 | - | 0 | - | W
19821 | RAIGARH | LARIPANI | PHC | DELIVERY ROOM | ELECTRIC STERILIZER | 1 | - | - | - | 3000268846 |  | 0 | - | 0 | - | W
19822 | RAIGARH | LARIPANI | PHC | DELIVERY ROOM | BABY WEIGHING SCALE | 1 | CROWN | - | - | 3000268847 |  | 0 | - | 0 | - | W
19823 | RAIGARH | LARIPANI | PHC | DELIVERY ROOM | SUCTION APPARATUS | 1 | - | - | - | 3000268848 |  | 0 | - | 0 | - | W
19824 | RAIGARH | LARIPANI | PHC | DELIVERY ROOM | NEEDLE DESTROYER | 1 | - | - | - | 3000268849 |  | 0 | - | 0 | - | W
19825 | RAIGARH | LARIPANI | PHC | Store Room | BP MACHINE | 1 | GOLD SUPERM | - | 98135322 | 3000268862 |  | 0 | - | 0 | - | NI
19826 | RAIGARH | LARIPANI | PHC | Store Room | BP MACHINE | 1 | GOLD SUPERM | - | 98135424 | 3000268863 |  | 0 | - | 0 | - | NI
19827 | RAIGARH | LARIPANI | PHC | Store Room | BP MACHINE | 1 | GOLD SUPERM | - | - | 3000268864 |  | 0 | - | 0 | - | NI
19828 | RAIGARH | LARIPANI | PHC | Store Room | ELECTRIC STERILIZER | 1 | - | - | - | 3000268865 |  | 0 | - | 0 | - | NW
19829 | RAIGARH | LARIPANI | PHC | Store Room | ELECTRIC STERILIZER | 1 | - | - | - | 3000268856 |  | 0 | - | 0 | - | NW
19830 | RAIGARH | LARIPANI | PHC | Store Room | WEIGHING MACHINE | 1 | PERSONAL SCLAE | - | - | 3000268857 |  | 0 | - | 0 | - | NI
19831 | RAIGARH | LARIPANI | PHC | Store Room | WEIGHING MACHINE | 1 | PERSONAL SCLAE | - | - | 3000268858 |  | 0 | - | 0 | - | NI
19832 | RAIGARH | LARIPANI | PHC | Store Room | BABY WEIGHING SCALE | 1 | SURVA | - | - | 3000268859 |  | 0 | - | 0 | - | NI
19833 | RAIGARH | LARIPANI | PHC | Store Room | WEIGHING MACHINE | 1 | PERSONAL SCLAE | - | - | 3000268860 |  | 0 | - | 0 | - | NI
19834 | RAIGARH | LARIPANI | PHC | Store Room | WEIGHING MACHINE | 1 | PERSONAL SCLAE | - | - | 3000268861 |  | 0 | - | 0 | - | NI
19835 | RAIGARH | LARIPANI | PHC | Store Room | ELECTRIC STERILIZER | 1 | - | - | - | 3000268850 |  | 0 | - | 0 | - | NW
19836 | RAIGARH | LARIPANI | PHC | Store Room | ELECTRIC STERILIZER | 1 | - | - | - | 3000268851 |  | 0 | - | 0 | - | W
19837 | RAIGARH | LARIPANI | PHC | Store Room | SUCTION APPARATUS | 1 | - | - | - | 3000268852 |  | 0 | - | 0 | - | W
19838 | RAIGARH | LARIPANI | PHC | Store Room | SUCTION APPARATUS | 1 | - | - | - | 3000268853 |  | 0 | - | 0 | - | W
19839 | RAIGARH | LARIPANI | PHC | Store Room | ELECTRIC STERILIZER | 1 | - | - | - | 3000268854 |  | 0 | - | 0 | - | NW
19840 | RAIGARH | LARIPANI | PHC | Store Room | ELECTRIC STERILIZER | 1 | - | - | - | 3000268855 |  | 0 | - | 0 | - | NW
19841 | RAIGARH | MUKDEGA | PHC | DELIVERY ROOM | NEEDLE DESTROYER | 1 | NEEDLIC | 100 VA | - | 3000269560 |  | 0 | - | 0 | - | W
19842 | RAIGARH | MUKDEGA | PHC | DELIVERY ROOM | SUCTION APPARATUS | 1 | - | - | - | 3000269561 |  | 0 | - | 0 | - | W
19843 | RAIGARH | MUKDEGA | PHC | DELIVERY ROOM | SUCTION APPARATUS | 1 | - | - | - | 3000269562 |  | 0 | - | 0 | - | W
19844 | RAIGARH | MUKDEGA | PHC | DELIVERY ROOM | BP MACHINE | 1 | - | - | - | 3000269564 |  | 0 | - | 0 | - | W
19845 | RAIGARH | MUKDEGA | PHC | OT | BABY WEIGHING SCALE | 1 | - | - | - | 3000269565 |  | 0 | - | 0 | - | W
19846 | RAIGARH | MUKDEGA | PHC | OT | FOOT OPERATED SUCTION APPARATUS | 1 | SHIVA | - | - | 3000269566 |  | 0 | - | 0 | - | W
19847 | RAIGARH | MUKDEGA | PHC | OT | RADIANT WARMER | 1 | SHREEYASH | FURST CARE | 165/14 | 3000269567 |  | 0 | - | 0 | - | W
19848 | RAIGARH | MUKDEGA | PHC | Store Room | BP MACHINE | 1 | MEDLINE | - | - | 3000269568 |  | 0 | - | 0 | - | NW
19849 | RAIGARH | MUKDEGA | PHC | Store Room | BABY WEIGHING SCALE | 1 | SHUVARNA | - | - | 3000269569 |  | 0 | - | 0 | - | NI
19850 | RAIGARH | MUKDEGA | PHC | Store Room | BABY WEIGHING SCALE | 1 | SHUVARNA | - | - | 3000269570 |  | 0 | - | 0 | - | NI
19851 | RAIGARH | MUKDEGA | PHC | Store Room | BABY WEIGHING SCALE | 1 | SHUVARNA | - | - | 3000269571 |  | 0 | - | 0 | - | NI
19852 | RAIGARH | MUKDEGA | PHC | Store Room | BABY WEIGHING SCALE | 1 | SHUVARNA | - | - | 3000269572 |  | 0 | - | 0 | - | W
19853 | RAIGARH | MUKDEGA | PHC | Store Room | BABY WEIGHING SCALE | 1 | SHUVARNA | - | - | 3000269573 |  | 0 | - | 0 | - | NI
19854 | RAIGARH | MUKDEGA | PHC | Store Room | BABY WEIGHING SCALE | 1 | SHUVARNA | - | - | 3000269574 |  | 0 | - | 0 | - | NI
19855 | RAIGARH | MUKDEGA | PHC | Store Room | BABY WEIGHING SCALE | 1 | SHUVARNA | - | - | 3000269575 |  | 0 | - | 0 | - | NI
19856 | RAIGARH | MUKDEGA | PHC | Store Room | BABY WEIGHING SCALE | 1 | SHUVARNA | - | - | 3000269576 |  | 0 | - | 0 | - | NI
19857 | RAIGARH | MUKDEGA | PHC | Store Room | ELECTRIC STERILIZER | 1 | ATLAS | - | - | 3000269577 |  | 0 | - | 0 | - | NW
19858 | RAIGARH | MUKDEGA | PHC | Store Room | ELECTRIC STERILIZER | 1 |  | - | - | 3000269578 |  | 0 | - | 0 | - | NW
19859 | RAIGARH | MUKDEGA | PHC | Store Room | ELECTRIC STERILIZER | 1 | ATLAS | - | - | 3000269579 |  | 0 | - | 0 | - | W
19860 | RAIGARH | MUKDEGA | PHC | Store Room | BP MACHINE | 1 | GOLD SUPERM | - | 813525 | 3000269580 |  | 0 | - | 0 | - | NI
19861 | RAIGARH | MUKDEGA | PHC | Other Dept. | NEEDLE DESTROYER | 1 | MICROSEL | - | - | 3000269581 |  | 0 | - | 0 | - | W
19862 | RAIGARH | MUKDEGA | PHC | Other Dept. | ELECTRIC STERILIZER | 1 | RAXCO | - | - | 3000269582 |  | 0 | - | 0 | - | W
19863 | RAIGARH | MUKDEGA | PHC | Other Dept. | AUTOCLAVE | 1 | REXCO | - | - | 3000269583 |  | 0 | - | 0 | - | W
19864 | RAIGARH | MUKDEGA | PHC | Other Dept. | ELECTRIC STERILIZER | 1 | REXCO | - | - | 3000269584 |  | 0 | - | 0 | - | W
19865 | RAIGARH | MUKDEGA | PHC | Other Dept. | BABY WEIGHING SCALE | 1 | SHUVARNA | - | - | 3000269585 |  | 0 | - | 0 | - | W
19866 | RAIGARH | MUKDEGA | PHC | Other Dept. | NEBULIZER | 1 | NIDEK | 4235CE | 132028899 | 3000269586 |  | 0 | - | 0 | - | W
19867 | RAIGARH | RAJPUR | PHC | DELIVERY ROOM | BABY WEIGHING SCALE | 1 | CROWN | - | - | 3000269661 | 20-6-10 | 0 | - | 0 | - | W
19868 | RAIGARH | RAJPUR | PHC | DELIVERY ROOM | ELECTRIC STERILIZER | 1 | - | - | - | 3000269587 | 30-7-10 | 0 | - | 0 | - | W
19869 | RAIGARH | RAJPUR | PHC | DELIVERY ROOM | ELECTRIC STERILIZER | 1 | - | - | - | 3000269588 | 30-7-06 | 0 | - | 0 | - | W
19870 | RAIGARH | RAJPUR | PHC | DELIVERY ROOM | SUCTION APPARATUS | 1 | - | - | - | 3000269589 | 30-7-06 | 0 | - | 0 | - | W
19871 | RAIGARH | RAJPUR | PHC | DELIVERY ROOM | ALPHABETIC VISION CHART | 1 | - | - | - | 3000269590 | 2006 | 0 | - | 0 | - | W
19872 | RAIGARH | RAJPUR | PHC | DELIVERY ROOM | ELECTRIC STERILIZER | 1 | ATLAS | - | 09F99959 | 3000269591 | 30-7-006 | 0 | - | 0 | - | W
19873 | RAIGARH | RAJPUR | PHC | DELIVERY ROOM | NEEDLE DESTROYER | 1 | SARA TECH | SIR 100 VA | R -2337 | 3000269592 | 2006 | 0 | - | 0 | - | W
19874 | RAIGARH | RAJPUR | PHC | DELIVERY ROOM | NEEDLE DESTROYER | 1 | SARA TECH | SIR 100 MIN | - | 3000269593 | 2006 | 0 | - | 0 | - | W
19875 | RAIGARH | RAJPUR | PHC | Pathology Lab. | MICROSCOPE | 1 | MLW | MLW | 320009-9800716 | 3000269594 | - | 0 | - | 0 | - | W
19876 | RAIGARH | RAJPUR | PHC | DELIVERY ROOM | CENTRIFUGE MACHINE | 1 | - | - | - | 3000269595 | - | 0 | - | 0 | - | NW
19877 | RAIGARH | RAJPUR | PHC | DELIVERY ROOM | MICROSCOPE | 1 | - | - | 320009-980716 | 3000269596 | - | 0 | - | 0 | - | NW
19878 | RAIGARH | RAJPUR | PHC | DELIVERY ROOM | MICROSCOPE | 1 | OLMPOS | - | 297721 | 3000269662 | - | 0 | - | 0 | - | NW
19879 | RAIGARH | RAJPUR | PHC | Store Room | ELECTRIC STERILIZER | 1 | - | - | - | 3000269663 | 2006 | 0 | - | 0 | - | NW
19880 | RAIGARH | RAJPUR | PHC | Store Room | SUCTION APPARATUS | 1 | - | - | - | 3000269664 | 2006 | 0 | - | 0 | - | NW
19881 | RAIGARH | RAJPUR | PHC | Store Room | AUTOCLAVE | 1 | - | - | - | 3000269665 | 2006 | 0 | - | 0 | - | NW
19882 | RAIGARH | RAJPUR | PHC | Store Room | ELECTRIC STERILIZER | 1 | - | - | - | 3000269666 | 2006 | 0 | - | 0 | - | NW
19883 | RAIGARH | RAJPUR | PHC | Store Room | ELECTRIC STERILIZER | 1 | - | - | - | 3000269667 | 2006 | 0 | - | 0 | - | NW
19884 | RAIGARH | RAJPUR | PHC | Store Room | WEIGHING MACHINE | 1 | - | - | - | 3000269668 | 2006 | 0 | - | 0 | - | NW
19885 | RAIGARH | RAJPUR | PHC | Store Room | ELECTRIC STERILIZER | 1 | - | - | - | 3000269669 | 30-6-06 | 0 | - | 0 | - | NW
19886 | RAIGARH | RAJPUR | PHC | GENERAL WARD | BP MACHINE | 1 | ASHOKA | - | - | 3000269670 | 12-4-10 | 0 | - | 0 | - | W
19887 | RAIGARH | RAJPUR | PHC | GENERAL WARD | BP MACHINE | 1 | MEPILING | - | - | 3000269671 | 12-4-12 | 0 | - | 0 | - | W
19888 | RAIGARH | PUSSORE | CHC | DELIVERY ROOM | ELECTRIC STERILIZER | 1 | 0 | 0 | 0 | 3000269439 | 2008 | 0 | - | 0 | - | W
19889 | RAIGARH | PUSSORE | CHC | DELIVERY ROOM | HUB CUTTER | 1 | MICRO CIL | ND/100 | 2540/06/07 | 3000269440 | 2/4/2008 | 0 | - | 0 | - | W
19890 | RAIGARH | PUSSORE | CHC | DELIVERY ROOM | BABY WEIGHING SCALE | 1 | CROWN | 0 | 0 | 3000269441 | 2010 | 0 | - | 0 | - | W
19891 | RAIGARH | PUSSORE | CHC | DELIVERY ROOM | SUCTION APPARATUS | 1 | SFIVA | 0 | 0 | 3000269442 | 2/4/2007 | 0 | - | 0 | - | W
19892 | RAIGARH | PUSSORE | CHC | DELIVERY ROOM | RADIANT WARMER | 1 | 0 | 0 | 0 | 3000269443 | 2012 | 0 | - | 0 | - | W
19893 | RAIGARH | PUSSORE | CHC | DELIVERY ROOM | BABY WEIGHING SCALE | 1 | ESSAE | BS 250 | 25014131805 | 3000269444 | 0 | 0 | - | 0 | - | NW
19894 | RAIGARH | PUSSORE | CHC | DELIVERY ROOM | HUB CUTTER | 1 | 0 | ND/360 | 10085-03 | 3000269445 | 0 | 0 | - | 0 | - | W
19895 | RAIGARH | PUSSORE | CHC | DELIVERY ROOM | SUCTION APPARATUS | 1 | 0 | 0 | 0 | 3000269446 | 2011 | 0 | - | 0 | - | W
19896 | RAIGARH | PUSSORE | CHC | DELIVERY ROOM | RADIANT WARMER | 1 | MEDIT RIN | 0 | 0 | 3000269447 | 2012 | 0 | - | 0 | - | W
19897 | RAIGARH | PUSSORE | CHC | DELIVERY ROOM | RADIANT WARMER | 1 | MEDIT RIN | 0 | 0 | 3000269448 | 2011 | 0 | - | 0 | - | W
19898 | RAIGARH | PUSSORE | CHC | DELIVERY ROOM | MICROSCOPE | 1 | MLW | MLW | 320008080715 | 3000269449 | 26/5/2011 | 0 | - | 0 | - | W
19899 | RAIGARH | PUSSORE | CHC | DELIVERY ROOM | NEEDLE DESTROYER | 1 | SARA TECH | SIR 100 VA | 0 | 3000269450 | 2011 | 0 | - | 0 | - | W
19900 | RAIGARH | PUSSORE | CHC | DELIVERY ROOM | SUCTION APPARATUS | 1 | 0 | 0 | 0 | 3000269457 | 0 | 0 | - | 0 | - | W
19901 | RAIGARH | PUSSORE | CHC | DELIVERY ROOM | ELECTRIC STERILIZER | 1 | 0 | 0 | 0 | 3000269458 | 0 | 0 | - | 0 | - | NW
19902 | RAIGARH | PUSSORE | CHC | DELIVERY ROOM | ELECTRIC STERILIZER | 1 | 0 | 0 | 0 | 3000269459 | 0 | 0 | - | 0 | - | NW
19903 | RAIGARH | PUSSORE | CHC | DELIVERY ROOM | ELECTRIC STERILIZER | 1 | 0 | 0 | 0 | 3000269460 | 0 | 0 | - | 0 | - | NW
19904 | RAIGARH | PUSSORE | CHC | DELIVERY ROOM | ELECTRIC STERILIZER | 1 | 0 | 0 | 0 | 3000269461 | 0 | 0 | - | 0 | - | NW
19905 | RAIGARH | PUSSORE | CHC | DELIVERY ROOM | ELECTRIC STERILIZER | 1 | 0 | 0 | 0 | 3000269462 | 0 | 0 | - | 0 | - | NW
19906 | RAIGARH | PUSSORE | CHC | DELIVERY ROOM | ELECTRIC STERILIZER | 1 | 0 | 0 | 0 | 3000269463 | 0 | 0 | - | 0 | - | NW
19907 | RAIGARH | PUSSORE | CHC | DELIVERY ROOM | ELECTRIC STERILIZER | 1 | 0 | 0 | 0 | 3000269464 | 0 | 0 | - | 0 | - | NW
19908 | RAIGARH | PUSSORE | CHC | DELIVERY ROOM | ELECTRIC STERILIZER | 1 | 0 | 0 | 0 | 3000269465 | 0 | 0 | - | 0 | - | NW
19909 | RAIGARH | PUSSORE | CHC | DELIVERY ROOM | ELECTRIC STERILIZER | 1 | 0 | 0 | 0 | 3000269466 | 0 | 0 | - | 0 | - | NW
19910 | RAIGARH | PUSSORE | CHC | DELIVERY ROOM | ELECTRIC STERILIZER | 1 | 0 | 0 | 0 | 3000269467 | 0 | 0 | - | 0 | - | NW
19911 | RAIGARH | PUSSORE | CHC | DELIVERY ROOM | ELECTRIC STERILIZER | 1 | 0 | ND/100 | 2539/06/07 | 3000269468 | 2003 | 0 | - | 0 | - | NW
19912 | RAIGARH | PUSSORE | CHC | DELIVERY ROOM | CENTRIFUGE MACHINE | 1 | 0 | 0 | 0 | 3000269451 | 26/5/2011 | 0 | - | 0 | - | W
19913 | RAIGARH | PUSSORE | CHC | DELIVERY ROOM | COLORIMETER | 1 | 0 | CE-S | 1496 | 3000269452 | 26/5/2011 | 0 | - | 0 | - | W
19914 | RAIGARH | PUSSORE | CHC | Store Room | BP MACHINE | 1 | MEDIG UARO | 0 | 0 | 3000269453 | 0 | 0 | - | 0 | - | NW
19915 | RAIGARH | PUSSORE | CHC | Store Room | BP MACHINE | 1 | ASHOKA | 0 | 8262373 | 3000269454 | 0 | 0 | - | 0 | - | NW
19916 | RAIGARH | PUSSORE | CHC | Store Room | BP MACHINE | 1 | ASHOKA | 0 | 9813459 | 3000269455 | 0 | 0 | - | 0 | - | NW
19917 | RAIGARH | PUSSORE | CHC | Store Room | SUCTION APPARATUS | 1 | 0 | 0 | 0 | 3000269456 | 0 | 0 | - | 0 | - | W
19918 | RAIGARH | BINJKOT | PHC | GENERAL WARD | TRIAL SET | 1 | DIAMO ND | 0 | 112200005436 | 3000269523 | 19/6/2014 | 0 | - | 0 | - | W
19919 | RAIGARH | BINJKOT | PHC | DELIVERY ROOM | TRIAL SET | 1 | LABOMED | 220 | 11084107 | 3000269524 | 2014 | 0 | - | 0 | - | W
19920 | RAIGARH | BINJKOT | PHC | DELIVERY ROOM | TRAIL LANCE BOX | 1 | 0 | 0 | 0 | 3000269525 | 24/3/2012 | 0 | - | 0 | - | W
19921 | RAIGARH | BINJKOT | PHC | Store Room | ELECTRIC STERILIZER | 1 | 0 | 0 | 0 | 3000269526 | 24/3/2012 | 0 | - | 0 | - | W
19922 | RAIGARH | BINJKOT | PHC | Store Room | ELECTRIC STERILIZER | 1 | 0 | 0 | 0 | 3000269527 | 24/3/2012 | 0 | - | 0 | - | W
19923 | RAIGARH | BINJKOT | PHC | Store Room | ELECTRIC STERILIZER | 1 | 0 | 0 | 0 | 3000269528 | 24/3/2012 | 0 | - | 0 | - | W
19924 | RAIGARH | BINJKOT | PHC | Store Room | ELECTRIC STERILIZER | 1 | 0 | 0 | 0 | 3000269529 | 24/3/2012 | 0 | - | 0 | - | NW
19925 | RAIGARH | BINJKOT | PHC | Store Room | SUCTION APPARATUS | 1 | 0 | 0 | 0 | 3000269530 | 15/3/2013 | 0 | - | 0 | - | NW
19926 | RAIGARH | BINJKOT | PHC | Store Room | SUCTION APPARATUS | 1 | 0 | 0 | 0 | 3000269531 | 15/3/2013 | 0 | - | 0 | - | NW
19927 | RAIGARH | BINJKOT | PHC | Store Room | SUCTION APPARATUS | 1 | 0 | 0 | 0 | 3000269532 | 15/3/2013 | 0 | - | 0 | - | W
19928 | RAIGARH | BINJKOT | PHC | DELIVERY ROOM | BABY WEIGHING SCALE | 1 | CROWN | 0 | 0 | 3000269533 | 1/4/2014 | 0 | - | 0 | - | W
19929 | RAIGARH | BINJKOT | PHC | DELIVERY ROOM | RADIANT WARMER | 1 | NEOCARE | NW/08-12 | 80 | 3000269534 | 6/2014 | 0 | - | 0 | - | W
19930 | RAIGARH | BINJKOT | PHC | DELIVERY ROOM | AUTOCLAVE | 1 | SHIVA | 0 | 0 | 3000269535 | 1/4/2014 | 0 | - | 0 | - | W
19931 | RAIGARH | BINJKOT | PHC | DELIVERY ROOM | SUCTION APPARATUS | 1 | SHIVA | 0 | 0 | 3000269536 | 15/3/2013 | 0 | - | 0 | - | W
19932 | RAIGARH | BINJKOT | PHC | DELIVERY ROOM | NEEDLE DESTROYER | 1 | SARA TECH | VA/100/60VA | 0 | 3000269537 | 0 | 0 | - | 0 | - | W
19933 | RAIGARH | BINJKOT | PHC | DELIVERY ROOM | BABY WEIGHING SCALE | 1 | CROWN | 0 | 0 | 3000269538 | 1/4/2013 | 0 | - | 0 | - | W
19934 | RAIGARH | BINJKOT | PHC | DELIVERY ROOM | ELECTRIC STERILIZER | 1 | 0 | 0 | 0 | 3000269539 | 20/3/2012 | 0 | - | 0 | - | W
19935 | RAIGARH | BINJKOT | PHC | DELIVERY ROOM | BP MACHINE | 1 | LIFEX | 0 | 93100869 | 3000269540 | 1/4/2010 | 0 | - | 0 | - | NW
19936 | RAIGARH | BINJKOT | PHC | DELIVERY ROOM | NEEDLE DESTROYER | 1 | MICRO SIL | ND/360 | 1435 | 3000269541 | 0 | 0 | - | 0 | - | W
19937 | RAIGARH | BINJKOT | PHC | DELIVERY ROOM | NEEDLE DESTROYER | 1 | MICRO SIL | ND/350 | 1431 | 3000269542 | 0 | 0 | - | 0 | - | W
19938 | RAIGARH | JATARI | PHC | DELIVERY ROOM | RADIANT WARMER | 1 | NIOCARE | NW 12H12 | 85 | 3000269513 |  | 0 | - | 0 | - | W
19939 | RAIGARH | JATARI | PHC | DELIVERY ROOM | BABY WEIGHING SCALE | 1 | - | - | - | 3000269514 |  | 0 | - | 0 | - | W
19940 | RAIGARH | JATARI | PHC | DELIVERY ROOM | SUCTION APPARATUS | 1 | LIFE X | - | - | 3000269515 |  | 0 | - | 0 | - | W
19941 | RAIGARH | JATARI | PHC | DELIVERY ROOM | ELECTRIC STERILIZER | 1 | - | - | - | 3000269516 |  | 0 | - | 0 | - | W
19942 | RAIGARH | JATARI | PHC | DELIVERY ROOM | HUB CUTTER | 1 | MICROSEL | ND 360 | 10087/03 | 3000269517 |  | 0 | - | 0 | - | W
19943 | RAIGARH | JATARI | PHC | GENERAL WARD | BP MACHINE | 1 | PORTABLE | - | - | 3000269518 |  | 0 | - | 0 | - | W
19944 | RAIGARH | JATARI | PHC | GENERAL WARD | QUESTION MACHINE | 1 | - | - | - | 3000269519 |  | 0 | - | 0 | - | W
19945 | RAIGARH | JATARI | PHC | GENERAL WARD | QUESTION MACHINE | 1 | - |  |  | 3000269520 |  | 0 | - | 0 | - | W
19946 | RAIGARH | JATARI | PHC | GENERAL WARD | CENTRIFUGE MACHINE | 1 | - | - | - | 3000269521 |  | 0 | - | 0 | - | W
19947 | RAIGARH | JATARI | PHC | GENERAL WARD | MICROSCOPE | 1 | VISION | 200 |  | 3000269522 |  | 0 | - | 0 | - | W
19948 | RAIGARH | PUTKAPURI | PHC | DELIVERY ROOM | BP MACHINE | 1 | DISHA | - | REO0104204 | 3000269493 | 2014 | 0 | - | 0 | - | W
19949 | RAIGARH | PUTKAPURI | PHC | DELIVERY ROOM | RADIANT WARMER | 1 | NEOCARE | AN 06 | 284 | 3000269494 | 2013 | 0 | - | 0 | - | W
19950 | RAIGARH | PUTKAPURI | PHC | DELIVERY ROOM | RADIANT WARMER | 1 | CROWN | - | - | 3000269495 | 2014 | 0 | - | 0 | - | W
19951 | RAIGARH | PUTKAPURI | PHC | DELIVERY ROOM | SUCTION APPARATUS | 1 | SHIVA | - | - | 3000269496 | 2014 | 0 | - | 0 | - | W
19952 | RAIGARH | PUTKAPURI | PHC | GENERAL WARD | ELECTRIC STERILIZER | 1 | - | - | - | 3000269497 | 2012 | 0 | - | 0 | - | W
19953 | RAIGARH | PUTKAPURI | PHC | GENERAL WARD | NEEDLE DESTROYER | 1 | MICROSEL | nd 360 | 5707/03 | 3000269498 | 2013 | 0 | - | 0 | - | W
19954 | RAIGARH | PUTKAPURI | PHC | Pathology Lab. | MICROSCOPE | 1 | LOBOMED | VISION 2000 | 110840978 | 3000269499 | 2013 | 0 | - | 0 | - | W
19955 | RAIGARH | PUTKAPURI | PHC | Pathology Lab. | CENTRIFUGE MACHINE | 1 | RANA | - | PLC14692 | 3000269500 | 2013 | 0 | - | 0 | - | W
19956 | RAIGARH | BADA BHANDAR | PHC | DELIVERY ROOM | BP MACHINE | 1 | ASHOKA | - | 981333858 | 3000269423 | 24-8-14 | 0 | - | 0 | - | W
19957 | RAIGARH | BADA BHANDAR | PHC | DELIVERY ROOM | NEEDLE DESTROYER | 1 | MICROSEL | ND 350 | 1477 | 3000269424 | 2010 | 0 | - | 0 | - | NW
19958 | RAIGARH | BADA BHANDAR | PHC | DELIVERY ROOM | SUCTION APPARATUS | 1 | - | - | - | 3000269425 | 19-6-14 | 0 | - | 0 | - | W
19959 | RAIGARH | BADA BHANDAR | PHC | DELIVERY ROOM | ELECTRIC STERILIZER | 1 | SHIVA | - | - | 3000269426 | 19-6-14 | 0 | - | 0 | - | W
19960 | RAIGARH | BADA BHANDAR | PHC | DELIVERY ROOM | RADIANT WARMER | 1 | NEOCARE | NWFXO CN26 | 367 | 3000269427 | 2014 | 0 | - | 0 | - | W
19961 | RAIGARH | BADA BHANDAR | PHC | DELIVERY ROOM | BABY WEIGHING SCALE | 1 | CROWN | - | - | 3000269428 | 2014 | 0 | - | 0 | - | W
19962 | RAIGARH | BADA BHANDAR | PHC | DELIVERY ROOM | ELECTRIC STERILIZER | 1 | - | - | - | 3000269429 | 2014 | 0 | - | 0 | - | W
19963 | RAIGARH | BADA BHANDAR | PHC | Store Room | AUTOCLAVE | 1 | - | - | - | 3000269430 | 2010 | 0 | - | 0 | - | W
19964 | RAIGARH | BADA BHANDAR | PHC | Store Room | ELECTRIC STERILIZER | 1 | - | - | - | 3000269431 | 2014 | 0 | - | 0 | - | W
19965 | RAIGARH | BADA BHANDAR | PHC | Store Room | ELECTRIC STERILIZER | 1 | - | - | - | 3000269432 | 2012 | 0 | - | 0 | - | W
19966 | RAIGARH | BADA BHANDAR | PHC | Store Room | ELECTRIC STERILIZER | 1 | - | - | - | 3000269433 | 2012 | 0 | - | 0 | - | W
19967 | RAIGARH | BADA BHANDAR | PHC | Store Room | NEEDLE DESTROYER | 1 | SARA TECH | 100 VA 60 VA | - | 3000269434 | 2014 | 0 | - | 0 | - | W
19968 | RAIGARH | BADA BHANDAR | PHC | Store Room | NEEDLE DESTROYER | 1 | MICROSEL | ND 360 | 3048-03 | 3000269435 | 2014 | 0 | - | 0 | - | W
19969 | RAIGARH | BADA BHANDAR | PHC | Store Room | NEEDLE DESTROYER | 1 | MICROSEL | ND 360 | 5706-03 | 3000269436 | 2014 | 0 | - | 0 | - | W
19970 | RAIGARH | BADA BHANDAR | PHC | Store Room | NEEDLE DESTROYER | 1 | - | 100 VA | - | 3000269437 | 2014 | 0 | - | 0 | - | W
19971 | RAIGARH | BADA BHANDAR | PHC | Store Room | HUB CUTTER | 1 | WAVES INC | - | - | 3000269438 | 2012 | 0 | - | 0 | - | W
19972 | RAIGARH | CHHAPORE | PHC | GENERAL WARD | BP MACHINE | 1 | DIAMOND | - | 196043 | 3000269476 | 12-10-2013 | 0 | - | 0 | - | W
19973 | RAIGARH | CHHAPORE | PHC | GENERAL WARD | AUTOCLAVE | 1 | SHIVA | - | - | 3000269477 |  | 0 | - | 0 | - | W
19974 | RAIGARH | CHHAPORE | PHC | GENERAL WARD | NEEDLE DESTROYER | 1 | MICROSEL |  | 5464/03 | 3000269478 |  | 0 | - | 0 | - | W
19975 | RAIGARH | CHHAPORE | PHC | GENERAL WARD | ELECTRIC STERILIZER | 1 | - | - | - | 3000269479 |  | 0 | - | 0 | - | W
19976 | RAIGARH | CHHAPORE | PHC | ENT DEPARTMENT | SLIT LAMP | 1 | - | - | - | 3000269480 | 2014 | 0 | - | 0 | - | W
19977 | RAIGARH | CHHAPORE | PHC | GENERAL WARD | SUCTION APPARATUS | 1 | SHIVA | - | - | 3000269481 |  | 0 | - | 0 | - | W
19978 | RAIGARH | CHHAPORE | PHC | GENERAL WARD | BABY WEIGHING SCALE | 1 | CROWN | - | - | 3000269482 |  | 0 | - | 0 | - | W
19979 | RAIGARH | CHHAPORE | PHC | GENERAL WARD | ELECTRIC STERILIZER | 1 |  | - | - | 3000269483 |  | 0 | - | 0 | - | W
19980 | RAIGARH | CHHAPORE | PHC | GENERAL WARD | BP MACHINE | 1 | MCP | - | 2H1615 | 3000269484 |  | 0 | - | 0 | - | NW
19981 | RAIGARH | CHHAPORE | PHC | GENERAL WARD | BP MACHINE | 1 | MCP | - | 2H1618 | 3000269485 |  | 0 | - | 0 | - | NW
19982 | RAIGARH | CHHAPORE | PHC | GENERAL WARD | BP MACHINE | 1 | JAINCO | - | 32297 | 3000269486 |  | 0 | - | 0 | - | W
19983 | RAIGARH | CHHAPORE | PHC | GENERAL WARD | ELECTRIC STERILIZER | 1 | - | - | - | 3000269487 |  | 0 | - | 0 | - | NW
19984 | RAIGARH | CHHAPORE | PHC | GENERAL WARD | ELECTRIC STERILIZER | 1 |  |  |  | 3000269488 |  | 0 | - | 0 | - | NW
19985 | RAIGARH | CHHAPORE | PHC | GENERAL WARD | ELECTRIC STERILIZER | 1 |  |  |  | 3000269489 |  | 0 | - | 0 | - | NW
19986 | RAIGARH | CHHAPORE | PHC | GENERAL WARD | ELECTRIC STERILIZER | 1 |  |  |  | 3000269490 |  | 0 | - | 0 | - | NW
19987 | RAIGARH | CHHAPORE | PHC | GENERAL WARD | AUTOCLAVE | 1 |  |  |  | 3000269491 |  | 0 | - | 0 | - | NW
19988 | RAIGARH | CHHAPORE | PHC | GENERAL WARD | NEEDLE DESTROYER | 1 | MICROSEL | NO 360 | 5463/03 | 3000269492 |  | 0 | - | 0 | - | W
19989 | RAIGARH | KONDATARAI | PHC | Pathology Lab. | BP MACHINE | 1 | ASHOKA | - | 98154514 | 3000269402 | 2-3-15 | 0 | - | 0 | - | W
19990 | RAIGARH | KONDATARAI | PHC | Pathology Lab. | BABY WEIGHING SCALE | 1 | CROWN | - |  | 3000269403 |  | 0 | - | 0 | - | W
19991 | RAIGARH | KONDATARAI | PHC | Pathology Lab. | RADIANT WARMER | 1 | NEO CARE | NW 0612 | 29 | 3000269404 | 9-3-12 | 0 | - | 0 | - | W
19992 | RAIGARH | KONDATARAI | PHC | Pathology Lab. | SUCTION APPARATUS | 1 | SHIVA | - | - | 3000269405 | 9-3-12 | 0 | - | 0 | - | W
19993 | RAIGARH | KONDATARAI | PHC | Pathology Lab. | ELECTRIC STERILIZER | 1 | - | - | - | 3000269406 | 11-5-15 | 0 | - | 0 | - | W
19994 | RAIGARH | KONDATARAI | PHC | Pathology Lab. | NEEDLE DESTROYER | 1 | SARA TECH | 100 VA 60/ VA |  | 3000269407 | 25-5-12 | 0 | - | 0 | - | W
19995 | RAIGARH | KONDATARAI | PHC | Pathology Lab. | NEBULIZER | 1 | INFI NEB | CN 01 WB | 67833 | 3000269408 | 12-3-12 | 0 | - | 0 | - | W
19996 | RAIGARH | KONDATARAI | PHC | Pathology Lab. | MICROSCOPE | 1 | RADICAL | 27674 | - | 3000269409 | 1-4-10 | 0 | - | 0 | - | NW
19997 | RAIGARH | KONDATARAI | PHC | Pathology Lab. | CENTRIFUGE MACHINE | 1 | REMI | - | - | 3000269410 | 3-8-12 | 0 | - | 0 | - | W
19998 | RAIGARH | KONDATARAI | PHC | Store Room | SUCTION APPARATUS | 1 | ANANDS |  | 1938 | 3000269411 | 21-3-6 | 0 | - | 0 | - | NW
19999 | RAIGARH | KONDATARAI | PHC | Store Room | SUCTION APPARATUS | 1 | SHIVA | - | - | 3000269412 | 26-5-07 | 0 | - | 0 | - | NW
20000 | RAIGARH | KONDATARAI | PHC | Store Room | BABY WEIGHING SCALE | 1 | CROWN | - | - | 3000269413 | 26-5-7 | 0 | - | 0 | - | NW
20001 | RAIGARH | KONDATARAI | PHC | Store Room | RADIANT WARMER | 1 | MEDITRIN | - | - | 3000269414 | 9-3-12 | 0 | - | 0 | - | NW
20002 | RAIGARH | KONDATARAI | PHC | Store Room | ELECTRIC STERILIZER | 1 | - | - | - | 3000269415 | 1-4-10 | 0 | - | 0 | - | NW
20003 | RAIGARH | KONDATARAI | PHC | Store Room | AUTOCLAVE | 1 | - | - | - | 3000269416 | 11-2-9 | 0 | - | 0 | - | NW
20004 | RAIGARH | KONDATARAI | PHC | Store Room | AUTOCLAVE | 1 | - | - | - | 3000269417 | 11-2-9 | 0 | - | 0 | - | NW
20005 | RAIGARH | KONDATARAI | PHC | Store Room | AUTOCLAVE | 1 | - | - | - | 3000269418 | 11-2-9 | 0 | - | 0 | - | NW
20006 | RAIGARH | KONDATARAI | PHC | Store Room | AUTOCLAVE | 1 | - | - | - | 3000269419 | 11-2-9 | 0 | - | 0 | - | NW
20007 | RAIGARH | KONDATARAI | PHC | Store Room | BP MACHINE | 1 | PREMIER | - | 98121397 | 3000269420 | 26-4-14 | 0 | - | 0 | - | NW
20008 | RAIGARH | KONDATARAI | PHC | Store Room | BP MACHINE | 1 | ASHOKA | - | 98134547 | 3000269421 | 26-7-2 | 0 | - | 0 | - | NW
20009 | RAIGARH | KONDATARAI | PHC | Store Room | FOOT OPERATED SUCTION APPARATUS | 1 | ANAND | 262 | 262 | 3000269422 | 11-23-11 | 0 | - | 0 | - | W
20010 | RAIGARH | MIDMIDA | PHC | DELIVERY ROOM | CENTRIFUGE MACHINE | 1 | 0 | 0 | 0 | 3000269469 | 0 | 0 | - | 0 | - | W
20011 | RAIGARH | MIDMIDA | PHC | DELIVERY ROOM | ELECTRIC STERILIZER | 1 | 0 | 0 | 0 | 3000269470 | 0 | 0 | - | 0 | - | W
20012 | RAIGARH | MIDMIDA | PHC | Pathology Lab. | MICROSCOPE | 1 | LABOM ED | VISION 2000 | 110639755 | 3000269471 | 0 | 0 | - | 0 | - | W
20013 | RAIGARH | MIDMIDA | PHC | Pathology Lab. | BP MACHINE | 1 | LIFEX | 0 | 0 | 3000269472 | 0 | 0 | - | 0 | - | W
20014 | RAIGARH | MIDMIDA | PHC | Pathology Lab. | SUCTION APPARATUS | 1 | LIFEX | 0 | 0 | 3000269473 | 0 | 0 | - | 0 | - | W
20015 | RAIGARH | MIDMIDA | PHC | GENERAL WARD | RADIANT WARMER | 1 | NEOC ARE | NW-FXD-BA-4 | 329 | 3000269474 | 0 | 0 | - | 0 | - | W
20016 | RAIGARH | MIDMIDA | PHC | GENERAL WARD | BABY WEIGHING SCALE | 1 | CROWN | 0 | 0 | 3000269475 | 0 | 0 | - | 0 | - | W
20017 | RAIGARH | LAING | CHC | OPD | BP MACHINE | 1 | GOLD SUPREME | SUPERME | 98123464 | 3000243585 | 0 | 0 | - | 0 | - | W
20018 | RAIGARH | LAING | CHC | OPD | WEIGHING MACHINE | 1 | VENUS | 0 | 0 | 3000243586 | 0 | 0 | - | 0 | - | W
20019 | RAIGARH | LAING | CHC | OPD | BABY WEIGHING SCALE | 1 | SHUVARNA | 0 | 0 | 3000243587 | 0 | 0 | - | 0 | - | W
20020 | RAIGARH | LAING | CHC | DELIVERY ROOM | BABY WEIGHING SCALE | 1 | CROWN | 0 | 0 | 3000243588 | 0 | 0 | - | 0 | - | W
20021 | RAIGARH | LAING | CHC | DELIVERY ROOM | RADIANT WARMER | 1 | 0 | 0 | 0 | 3000243589 | 0 | 0 | - | 0 | - | W
20022 | RAIGARH | LAING | CHC | DELIVERY ROOM | HUB CUTTER | 1 | 0 | 0 | 0 | 3000243590 | 0 | 0 | - | 0 | - | W
20023 | RAIGARH | LAING | CHC | DELIVERY ROOM | SUCTION APPARATUS | 1 | 0 | 0 | 0 | 3000243591 | 0 | 0 | - | 0 | - | W
20024 | RAIGARH | LAING | CHC | DELIVERY ROOM | ELECTRIC STERILIZER | 1 | 0 | 0 | 0 | 3000243592 | 0 | 0 | - | 0 | - | W
20025 | RAIGARH | LAING | CHC | DELIVERY ROOM | WEIGHING MACHINE | 1 | 0 | 0 | 0 | 3000243593 | 0 | 0 | - | 0 | - | W
20026 | RAIGARH | LAING | CHC | DELIVERY ROOM | BP MACHINE | 1 | 0 | 0 | 0 | 3000243594 | 0 | 0 | - | 0 | - | W
20027 | RAIGARH | LAING | CHC | DELIVERY ROOM | STETHOSCOPE | 1 | 0 | 0 | 0 | 3000243595 | 0 | 0 | - | 0 | - | W
20028 | RAIGARH | LAING | CHC | DELIVERY ROOM | AMBU BAG | 1 | 0 | 0 | 0 | 3000243596 | 0 | 0 | - | 0 | - | W
20029 | RAIGARH | LAING | CHC | DELIVERY ROOM | AMBU BAG | 1 | MLW | 0 | 0 | 3000243597 | 0 | 0 | - | 0 | - | W
20030 | RAIGARH | LAING | CHC | Pathology Lab. | MICROSCOPE | 1 | LAVOMED | VISIER 2000 | 0 | 3000243598 | 0 | 0 | - | 0 | - | W
20031 | RAIGARH | LAING | CHC | Pathology Lab. | MICROSCOPE | 1 | 0 | 0 | 0 | 3000243599 | 0 | 0 | - | 0 | - | W
20032 | RAIGARH | LAING | CHC | Pathology Lab. | HEMOGLOBIN METER | 1 | SAHIL | 0 | 0 | 3000243600 | 0 | 0 | - | 0 | - | W
20033 | RAIGARH | LAING | CHC | Pathology Lab. | GLUCO METER | 1 | GLUCO DOCTOR | SUPER SENSOR | 0 | 3000243601 | 0 | 0 | - | 0 | - | W
20034 | RAIGARH | LAING | CHC | Pathology Lab. | CENTRIFUGE MACHINE | 1 | 0 | 0 | 0 | 3000243602 | 0 | 0 | - | 0 | - | W
20035 | RAIGARH | LAING | CHC | Vaccination Room | DEEP FREEZER | 1 | HELER | HBD 116 | 0 | 3000243603 | 0 | 0 | - | 0 | - | W
20036 | RAIGARH | LAING | CHC | Vaccination Room | DEEP FREEZER | 1 | VEST SOFT | 65113655 | 65113655 | 3000243604 | 0 | 0 | - | 0 | - | W
20037 | RAIGARH | LAING | CHC | Vaccination Room | DEEP FREEZER | 1 | HELER | HBD286 | 0 | 3000243605 | 0 | 0 | - | 0 | - | W
20038 | RAIGARH | LAING | CHC | Vaccination Room | ILR | 1 | HELER | HBC70 | 0 | 3000243606 | 0 | 0 | - | 0 | - | W
20039 | RAIGARH | LAING | CHC | Vaccination Room | ILR | 1 | HELER | HBC70 | 0 | 3000243607 | 0 | 0 | - | 0 | - | W
20040 | RAIGARH | LAING | CHC | Vaccination Room | ILR | 1 | HELER | 0 | 0 | 3000243608 | 0 | 0 | - | 0 | - | W
20041 | RAIGARH | LAING | CHC | Dental Dept. | DENTAL CHAIR | 1 | CASTOME SUPORT | 0 | 0 | 3000243609 | 0 | 0 | - | 0 | - | W
20042 | RAIGARH | LAING | CHC | Dental Dept. | ELECTRIC STERILIZER | 1 | 0 | 0 | 0 | 3000243610 | 0 | 0 | - | 0 | - | W
20043 | RAIGARH | LAING | CHC | Dental Dept. | WEIGHING MACHINE | 1 | VENUS | 0 | 0 | 3000243611 | 0 | 0 | - | 0 | - | W
20044 | RAIGARH | LAING | CHC | Dental Dept. | ALPHABETIC VISION CHART | 1 | 0 | 0 | 0 | 3000243612 | 0 | 0 | - | 0 | - | W
20045 | RAIGARH | LAING | CHC | Dental Dept. | TRAIL LANCE BOX | 1 | 0 | 0 | 0 | 3000243613 | 0 | 0 | - | 0 | - | W
20046 | RAIGARH | BANGURSIA | PHC | DELIVERY ROOM | RADIANT WARMER | 1 | SHUVARNA | 0 | 0 | 3000267986 | 25/4/2015 | 0 | - | 0 | - | W
20047 | RAIGARH | BANGURSIA | PHC | DELIVERY ROOM | ELECTRIC STERILIZER | 1 | 0 | 0 | 0 | 3000267987 | 21/3/2015 | 0 | - | 0 | - | W
20048 | RAIGARH | BANGURSIA | PHC | DELIVERY ROOM | SUCTION APPARATUS | 1 | 0 | 0 | 0 | 3000267988 | 8/4/2013 | 0 | - | 0 | - | W
20049 | RAIGARH | BANGURSIA | PHC | DELIVERY ROOM | RADIANT WARMER | 1 | HIC | 0 | 0 | 3000267989 | 25/4/2015 | 0 | - | 0 | - | W
20050 | RAIGARH | BANGURSIA | PHC | OPD | WEIGHING MACHINE | 1 | SLIMINE | 0 | 0 | 3000267990 | 0 | 0 | - | 0 | - | W
20051 | RAIGARH | BANGURSIA | PHC | OPD | SUCTION APPARATUS | 1 | 0 | 0 | 0 | 3000096390 | 0 | 0 | - | 0 | - | W
20052 | RAIGARH | BANGURSIA | PHC | OPD | BP MACHINE | 1 | ASHOKA | MAX | 98134435 | 3000267980 | 17/6/2014 | 0 | - | 0 | - | W
20053 | RAIGARH | BANGURSIA | PHC | OPD | BP MACHINE | 1 | PARAMOUND | 0 | 13M0140 | 3000267981 | 25/4/2015 | 0 | - | 0 | - | W
20054 | RAIGARH | BANGURSIA | PHC | OPD | STETHOSCOPE | 1 | JE STETHOSCOPE | 0 | 0 | 3000267982 | 25/4/2015 | 0 | - | 0 | - | W
20055 | RAIGARH | BANGURSIA | PHC | OPD | STETHOSCOPE | 1 | MEDI FAST | GOLD | 0 | 3000267983 | 25/4/2015 | 0 | - | 0 | - | W
20056 | RAIGARH | BANGURSIA | PHC | Pathology Lab. | MICROSCOPE | 1 | LABO MATE | VISION 2000 | 0 | 3000267984 | 8/4/2013 | 0 | - | 0 | - | W
20057 | RAIGARH | BANGURSIA | PHC | Pathology Lab. | CENTRIFUGE MACHINE | 1 | REMI | 0 | ELEC-5846 | 3000267985 | 8/4/2013 | 0 | - | 0 | - | W
20058 | RAIGARH | BANORA | PHC | OPD | BP MACHINE | 1 | HART CARE | 0 | 8262373 | 3000243629 | 4/8/2015 | 0 | - | 0 | - | W
20059 | RAIGARH | BANORA | PHC | OPD | STETHOSCOPE | 1 | FUSIAN | 0 | 0 | 3000243630 | 31/1/2013 | 0 | - | 0 | - | W
20060 | RAIGARH | BANORA | PHC | OPD | HUB CUTTER | 1 | 0 | 0 | 0 | 3000243631 | 0 | 0 | - | 0 | - | W
20061 | RAIGARH | BANORA | PHC | OPD | ELECTRIC STERILIZER | 1 | ATLAS | 0 | 0 | 3000243632 | 0 | 0 | - | 0 | - | W
20062 | RAIGARH | BANORA | PHC | Pathology Lab. | CENTRIFUGE MACHINE | 1 | REMI | 0 | 0 | 3000243633 | 23/12/2013 | 0 | - | 0 | - | W
20063 | RAIGARH | BANORA | PHC | OPD | TRAIL LANCE BOX | 1 | 0 | 0 | 0 | 3000243634 | 30/11/2013 | 0 | - | 0 | - | W
20064 | RAIGARH | BANORA | PHC | Pathology Lab. | TRIAL SET | 1 | LEVA MADE | 0 | 141275875 | 3000243635 | 20/2/2015 | 0 | - | 0 | - | W
20065 | RAIGARH | BANORA | PHC | Pathology Lab. | TRIAL SET | 1 | BESTO | BE 13 | 0 | 3000243636 | 4/3/2013 | 0 | - | 0 | - | W
20066 | RAIGARH | BANORA | PHC | OPD | TRAIL LANCE BOX | 1 | SAMSO | 0 | 0 | 3000243637 | 29/1/2013 | 0 | - | 0 | - | W
20067 | RAIGARH | BANORA | PHC | OPD | BABY WEIGHING SCALE | 1 | CROWN | 0 | 0 | 3000243638 | 14/2/2008 | 0 | - | 0 | - | W
20068 | RAIGARH | BANORA | PHC | OPD | THERMOMETER | 1 | ADVANCE | AT | 2012-04-01 | 3000243639 | 0 | 0 | - | 0 | - | W
20069 | RAIGARH | BANORA | PHC | Pathology Lab. | THERMOMETER | 1 | 0 | 0 | 0 | 3000243640 | 0 | 0 | - | 0 | - | W
20070 | RAIGARH | BANORA | PHC | DELIVERY ROOM | SUCTION APPARATUS | 1 | BALASI | 0 | 0 | 3000243641 | 12/1/2015 | 0 | - | 0 | - | W
20071 | RAIGARH | BANORA | PHC | DELIVERY ROOM | AMBU BAG | 1 | 0 | 0 | 0 | 3000243642 | 1/10/2014 | 0 | - | 0 | - | W
20072 | RAIGARH | BANORA | PHC | DELIVERY ROOM | BP MACHINE | 1 | NARA PHONE | 0 | 0 | 3000243643 | 16/7/2010 | 0 | - | 0 | - | W
20073 | RAIGARH | BANORA | PHC | DELIVERY ROOM | STETHOSCOPE | 1 | LIFE LINE | 0 | 0 | 3000243644 | 15/4/2007 | 0 | - | 0 | - | W
20074 | RAIGARH | BANORA | PHC | OPD | BP MACHINE | 1 | DIAMOND | 0 | 0 | 3000243645 | 31/1/2013 | 0 | - | 0 | - | W
20075 | RAIGARH | BANORA | PHC | OPD | ELECTRIC STERILIZER | 1 | ATLAS | 0 | 0 | 3000243646 | 5/4/2007 | 0 | - | 0 | - | W
20076 | RAIGARH | BHAGORA | PHC | OPD | BP MACHINE | 1 | LIFE LINE | CE 0434 | 0 | 3000243614 | 0 | 0 | - | 0 | - | W
20077 | RAIGARH | BHAGORA | PHC | OPD | GLUCO METER | 1 | ACCU CHEK | ACTIVE | G405132369 | 3000243615 | 20/8/2015 | 0 | - | 0 | - | W
20078 | RAIGARH | BHAGORA | PHC | OPD | NEBULIZER | 1 | OMRON | CE 0123 | 82035 | 3000243616 | 27/7/2015 | 0 | - | 0 | - | W
20079 | RAIGARH | BHAGORA | PHC | OPD | HUB CUTTER | 1 | 0 | 0 | 0 | 3000243617 | 0 | 0 | - | 0 | - | W
20080 | RAIGARH | BHAGORA | PHC | OPD | WEIGHING MACHINE | 1 | SAIFY TRADER | 0 | 6935765081176 | 3000243618 | 0 | 0 | - | 0 | - | W
20081 | RAIGARH | BHAGORA | PHC | OPD | HUB CUTTER | 1 | 0 | 0 | 0 | 3000243619 | 0 | 0 | - | 0 | - | W
20082 | RAIGARH | BHAGORA | PHC | DELIVERY ROOM | AUTOCLAVE | 1 | 0 | 0 | 0 | 3000243620 | 0 | 0 | - | 0 | - | W
20083 | RAIGARH | BHAGORA | PHC | DELIVERY ROOM | BABY WEIGHING SCALE | 1 | SHUVARNA | 0 | 0 | 3000243621 | 0 | 0 | - | 0 | - | W
20084 | RAIGARH | BHAGORA | PHC | DELIVERY ROOM | STETHOSCOPE | 1 | 0 | 0 | 0 | 3000243622 | 0 | 0 | - | 0 | - | W
20085 | RAIGARH | BHAGORA | PHC | DELIVERY ROOM | SUCTION APPARATUS | 1 | 0 | 0 | 0 | 3000243623 | 0 | 0 | - | 0 | - | W
20086 | RAIGARH | BHAGORA | PHC | DELIVERY ROOM | ELECTRIC STERILIZER | 1 | 0 | 0 | 0 | 3000243624 | 0 | 0 | - | 0 | - | W
20087 | RAIGARH | BHAGORA | PHC | DELIVERY ROOM | ELECTRIC STERILIZER | 1 | 0 | 0 | 0 | 3000243625 | 0 | 0 | - | 0 | - | W
20088 | RAIGARH | BHAGORA | PHC | Pathology Lab. | HEMOGLOBIN METER | 1 | 0 | 0 | 0 | 3000243626 | 13/6/2006 | 0 | - | 0 | - | W
20089 | RAIGARH | BHAGORA | PHC | Pathology Lab. | CENTRIFUGE MACHINE | 1 | 0 | 0 | 0 | 3000243627 | 27/11/20113 | 0 | - | 0 | - | W
20090 | RAIGARH | BHAGORA | PHC | Pathology Lab. | MICROSCOPE | 1 | ADVANCE RESACH | 22660 | 0 | 3000243628 | 13/6/206 | 0 | - | 0 | - | W
20091 | RAIGARH | DUMARPALI | PHC | DELIVERY ROOM | RADIANT WARMER | 1 | NEOCARE | NW 0103 | 256 | 3000269543 | 2012 | 0 | - | 0 | - | W
20092 | RAIGARH | DUMARPALI | PHC | DELIVERY ROOM | SUCTION APPARATUS | 1 | SHIVA | - | - | 3000269544 | 2011 | 0 | - | 0 | - | W
20093 | RAIGARH | DUMARPALI | PHC | DELIVERY ROOM | BABY WEIGHING SCALE | 1 | - | - | - | 3000269545 | 8-4-15 | 0 | - | 0 | - | W
20094 | RAIGARH | DUMARPALI | PHC | DELIVERY ROOM | ELECTRIC STERILIZER | 1 | - | - | - | 3000269546 | 2015-03-02 | 0 | - | 0 | - | W
20095 | RAIGARH | DUMARPALI | PHC | DELIVERY ROOM | NEEDLE DESTROYER | 1 | SARA TECH | - | 100 VA 60VA | 3000269547 | 2014 | 0 | - | 0 | - | W
20096 | RAIGARH | DUMARPALI | PHC | GENERAL WARD | BP MACHINE | 1 | HEART CARE | - | - | 3000269548 | 25-7-15 | 0 | - | 0 | - | W
20097 | RAIGARH | DUMARPALI | PHC | GENERAL WARD | BP MACHINE | 1 | ASHOKA | - | 98133815 | 3000269549 | 17-6-14 | 0 | - | 0 | - | W
20098 | RAIGARH | DUMARPALI | PHC | GENERAL WARD | FOETAL DOPPLER | 1 | - | READY DEPP MARK | 09/2013FQ809 | 3000269550 | 27-02-14 | 0 | - | 0 | - | W
20099 | RAIGARH | DUMARPALI | PHC | Pathology Lab. | MICROSCOPE | 1 | LOBOMEL | - | 141275843 | 3000269551 | 2015 | 0 | - | 0 | - | W
20100 | RAIGARH | DUMARPALI | PHC | Pathology Lab. | CENTRIFUGE MACHINE | 1 | REMI | C 852 | FGLC 7936 | 3000269552 | 2015 | 0 | - | 0 | - | W
20101 | RAIGARH | DUMARPALI | PHC | Pathology Lab. | GLUCO METER | 1 | ONE TOUCH | - | SADMWO FP | 3000269553 | 2014 | 0 | - | 0 | - | W
20102 | RAIGARH | DUMARPALI | PHC | Pathology Lab. | ELECTRIC STERILIZER | 1 | - | - | - | 3000269554 | 2012 | 0 | - | 0 | - | W
20103 | RAIGARH | DUMARPALI | PHC | Pathology Lab. | MICROSCOPE | 1 | BESTO | BE -13 | 282/12 | 3000269555 | 2013 | 0 | - | 0 | - | NW
20104 | RAIGARH | DUMARPALI | PHC | Pathology Lab. | NEEDLE DESTROYER | 1 | MICROSEL | ND 350 | 2252 | 3000269556 |  | 0 | - | 0 | - | NW
20105 | RAIGARH | DUMARPALI | PHC | Pathology Lab. | BP MACHINE | 1 | DIAMOND | - | 196043 | 3000269557 | 2-8-13 | 0 | - | 0 | - | W
20106 | RAIGARH | DUMARPALI | PHC | Pathology Lab. | ELECTRIC STERILIZER | 1 | - | - | - | 3000269558 | 2011 | 0 | - | 0 | - | NW
20107 | RAIGARH | DUMARPALI | PHC | Pathology Lab. | AUTOCLAVE | 1 | - | - | - | 3000269559 | 2012 | 0 | - | 0 | - | NW
20108 | RAIGARH | JAMGAON | PHC | OPD | STETHOSCOPE | 1 | MEDILINE | - | - | 3000243575 | - | 0 | - | 0 | - | W
20109 | RAIGARH | JAMGAON | PHC | OPD | BP MACHINE | 1 | ASHOK | MAX | 98130504 | 3000243576 | - | 0 | - | 0 | - | W
20110 | RAIGARH | JAMGAON | PHC | OPD | HUB CUTTER | 1 | - | - | - | 3000243577 | - | 0 | - | 0 | - | W
20111 | RAIGARH | JAMGAON | PHC | DELIVERY ROOM | BABY WEIGHING SCALE | 1 | CROWN | - | - | 3000243578 | - | 0 | - | 0 | - | W
20112 | RAIGARH | JAMGAON | PHC | DELIVERY ROOM | RADIANT WARMER | 1 | - | - | - | 3000243579 | - | 0 | - | 0 | - | W
20113 | RAIGARH | JAMGAON | PHC | DELIVERY ROOM | SUCTION APPARATUS | 1 | - | - | - | 3000243580 | - | 0 | - | 0 | - | W
20114 | RAIGARH | JAMGAON | PHC | DELIVERY ROOM | AMBU BAG | 1 | - | - | - | 3000243581 | - | 0 | - | 0 | - | W
20115 | RAIGARH | JAMGAON | PHC | DELIVERY ROOM | FOETAL DOPPLER | 1 | - | - | - | 3000243582 | - | 0 | - | 0 | - | W
20116 | RAIGARH | JAMGAON | PHC | DELIVERY ROOM | SUCTION APPARATUS | 1 | - | - | - | 3000243583 | - | 0 | - | 0 | - | W
20117 | RAIGARH | JAMGAON | PHC | OPD | WEIGHING MACHINE | 1 | - | - | - | 3000243584 | - | 0 | - | 0 | - | W
20118 | RAIGARH | KIRODIMAL NAGER | PHC | OPD | BP MACHINE | 1 | BIO PLUS | - | - | 3000243565 | 25-7-2015 | 0 | - | 0 | - | W
20119 | RAIGARH | KIRODIMAL NAGER | PHC | OPD | STETHOSCOPE | 1 | LIFE LINE | - | - | 3000243566 | 25-7-2015 | 0 | - | 0 | - | W
20120 | RAIGARH | KIRODIMAL NAGER | PHC | OPD | HUB CUTTER | 1 | MICROSEL | DUSTTRAY | - | 3000243567 | 25-7-2015 | 0 | - | 0 | - | W
20121 | RAIGARH | KIRODIMAL NAGER | PHC | DELIVERY ROOM | SUCTION APPARATUS | 1 | - | - | - | 3000243568 | 25-7-2015 | 0 | - | 0 | - | W
20122 | RAIGARH | KIRODIMAL NAGER | PHC | DELIVERY ROOM | ELECTRIC STERILIZER | 1 | - | - | - | 3000243569 | 25-7-2015 | 0 | - | 0 | - | W
20123 | RAIGARH | KIRODIMAL NAGER | PHC | DELIVERY ROOM | RADIANT WARMER | 1 | - | - | - | 3000243570 | 25-7-2015 | 0 | - | 0 | - | W
20124 | RAIGARH | KIRODIMAL NAGER | PHC | DELIVERY ROOM | WEIGHING MACHINE | 1 | - | - | - | 3000243571 | 25-7-2015 | 0 | - | 0 | - | W
20125 | RAIGARH | KIRODIMAL NAGER | PHC | DELIVERY ROOM | AMBU BAG | 1 | - | - | - | 3000243572 | 25-7-2015 | 0 | - | 0 | - | W
20126 | RAIGARH | KIRODIMAL NAGER | PHC | DELIVERY ROOM | FOETAL DOPPLER | 1 | - | - | - | 3000243573 | 25-7-2015 | 0 | - | 0 | - | W
20127 | RAIGARH | KIRODIMAL NAGER | PHC | OPD | WEIGHING MACHINE | 1 | - | - | - | 3000243574 | 25-7-2015 | 0 | - | 0 | - | W
20128 | RAIGARH | KONDTARAI | PHC | DELIVERY ROOM | BP MACHINE | 1 | GOLD SUPREME | 0 | 9812348 | 3000269501 | 2013 | 0 | - | 0 | - | W
20129 | RAIGARH | KONDTARAI | PHC | DELIVERY ROOM | BABY WEIGHING SCALE | 1 | DOLPHIN | 0 | 0 | 3000269502 | 0 | 0 | - | 0 | - | W
20130 | RAIGARH | KONDTARAI | PHC | DELIVERY ROOM | BP MACHINE | 1 | MEDIGUARD | 0 | 0 | 3000269503 | 0 | 0 | - | 0 | - | W
20131 | RAIGARH | KONDTARAI | PHC | DELIVERY ROOM | ELECTRIC STERILIZER | 1 | ATLAS | 155022 | 0 | 3000269504 | 0 | 0 | - | 0 | - | W
20132 | RAIGARH | KONDTARAI | PHC | DELIVERY ROOM | WEIGHING MACHINE | 1 | VENUS | 0 | 0 | 3000269505 | 0 | 0 | - | 0 | - | W
20133 | RAIGARH | NANDELI | PHC | OPD | BP MACHINE | 1 | JAICNCO | 0 | 143692 | 3000243961 | 0 | 0 | - | 0 | - | W
20134 | RAIGARH | NANDELI | PHC | OPD | STETHOSCOPE | 1 | 0 | 0 | 0 | 3000243962 | 0 | 0 | - | 0 | - | W
20135 | RAIGARH | NANDELI | PHC | OPD | WEIGHING MACHINE | 1 | 0 | 0 | 0 | 3000243963 | 0 | 0 | - | 0 | - | NW
20136 | RAIGARH | NANDELI | PHC | OPD | HUB CUTTER | 1 | 0 | 0 | 0 | 3000243964 | 0 | 0 | - | 0 | - | NW
20137 | RAIGARH | NANDELI | PHC | OPD | STETHOSCOPE | 1 | JE | 0 | 0 | 3000243965 | 0 | 0 | - | 0 | - | W
20138 | RAIGARH | NANDELI | PHC | DELIVERY ROOM | AMBU BAG | 1 | 0 | 0 | 0 | 3000243972 | 0 | 0 | - | 0 | - | W
20139 | RAIGARH | NANDELI | PHC | Pathology Lab. | MICROSCOPE | 1 | LEVA MADE | VISSION 2000 | 141275831 | 3000243966 | 1/5/2015 | 0 | - | 0 | - | W
20140 | RAIGARH | NANDELI | PHC | Pathology Lab. | CENTRIFUGE MACHINE | 1 | REMI | 0 | 0 | 3000243967 | 0 | 0 | - | 0 | - | W
20141 | RAIGARH | NANDELI | PHC | Pathology Lab. | HEMOGLOBIN METER | 1 | SADHI | 0 | 0 | 3000243968 | 0 | 0 | - | 0 | - | W
20142 | RAIGARH | NANDELI | PHC | DELIVERY ROOM | ELECTRIC STERILIZER | 1 | 0 | 0 | 0 | 3000243969 | 0 | 0 | - | 0 | - | W
20143 | RAIGARH | NANDELI | PHC | DELIVERY ROOM | SUCTION APPARATUS | 1 | 0 | 0 | 0 | 3000243970 | 0 | 0 | - | 0 | - | W
20144 | RAIGARH | NANDELI | PHC | DELIVERY ROOM | RADIANT WARMER | 1 | 0 | 0 | 0 | 3000243971 | 0 | 0 | - | 0 | - | W
20145 | RAIGARH | NANDELI | PHC | DELIVERY ROOM | BABY WEIGHING SCALE | 1 | BRAUN | 0 | 0 | 3000243973 | 0 | 0 | - | 0 | - | W
20146 | RAIGARH | NANDELI | PHC | Vaccination Room | DEEP FREEZER | 1 | UNICEF | 0 | 0 | 3000243974 | 0 | 0 | - | 0 | - | W
20147 | RAIGARH | NANDELI | PHC | Vaccination Room | ILR | 1 | 0 | 0 | 0 | 3000243975 | 0 | 0 | - | 0 | - | W
20148 | RAIGARH | NANDELI | PHC | DELIVERY ROOM | SUCTION APPARATUS | 1 | 0 | 0 | 0 | 3000243976 | 0 | 0 | - | 0 | - | W
20149 | RAIGARH | NANDELI | PHC | ENT DEPARTMENT | TRIAL SET | 1 | 0 | 0 | 0 | 3000243977 | 0 | 0 | - | 0 | - | W
20150 | RAIGARH | NAURANGPUR | PHC | OPD | BP MACHINE | 1 | DIAMOND | 0 | 196043 | 3000243978 | 0 | 0 | - | 0 | - | W
20151 | RAIGARH | NAURANGPUR | PHC | OPD | BP MACHINE | 1 | 0 | 0 | 0 | 3000243979 | 0 | 0 | - | 0 | - | W
20152 | RAIGARH | NAURANGPUR | PHC | OPD | WEIGHING MACHINE | 1 | 0 | 0 | 0 | 3000243980 | 0 | 0 | - | 0 | - | W
20153 | RAIGARH | NAURANGPUR | PHC | OPD | HUB CUTTER | 1 | 0 | 0 | 0 | 3000243981 | 0 | 0 | - | 0 | - | W
20154 | RAIGARH | NAURANGPUR | PHC | Pathology Lab. | CENTRIFUGE MACHINE | 1 | 0 | 0 | 0 | 3000243982 | 0 | 0 | - | 0 | - | W
20155 | RAIGARH | NAURANGPUR | PHC | Pathology Lab. | MICROSCOPE | 1 | REDICOL | RMH 4 | 22603 | 3000243983 | 0 | 0 | - | 0 | - | W
20156 | RAIGARH | NAURANGPUR | PHC | Pathology Lab. | HEMOGLOBIN METER | 1 | SAHLI | 0 | 0 | 3000243984 | 0 | 0 | - | 0 | - | W
20157 | RAIGARH | NAURANGPUR | PHC | DELIVERY ROOM | SUCTION APPARATUS | 1 | FSEB | 0 | 0 | 3000243985 | 0 | 0 | - | 0 | - | W
20158 | RAIGARH | NAURANGPUR | PHC | DELIVERY ROOM | OXYGEN CONCENTRATOR | 1 | ASPER | ACZ PLUS | 0 | 3000243986 | 0 | 0 | - | 0 | - | W
20159 | RAIGARH | NAURANGPUR | PHC | DELIVERY ROOM | BABY WEIGHING SCALE | 1 | KIDLEE | 0 | 0 | 3000243987 | 0 | 0 | - | 0 | - | W
20160 | RAIGARH | NAURANGPUR | PHC | DELIVERY ROOM | RADIANT WARMER | 1 | 0 | 0 | 0 | 3000243988 | 0 | 0 | - | 0 | - | W
20161 | RAIGARH | NAURANGPUR | PHC | DELIVERY ROOM | FOETAL DOPPLER | 1 | DOP-ZX | 0 | 0 | 3000243989 | 0 | 0 | - | 0 | - | W
20162 | RAIGARH | NAURANGPUR | PHC | OPD | NEBULIZER | 1 | INF REB | 0 | 0 | 3000243990 | 0 | 0 | - | 0 | - | W
20163 | RAIGARH | SAMBALIPURI | PHC | Other Dept. | BP MACHINE | 1 | ASHOKA | MAX | 98134457 | 3000267974 | 1/4/2015 | 0 | - | 0 | - | W
20164 | RAIGARH | SAMBALIPURI | PHC | Other Dept. | WEIGHING MACHINE | 1 | SAMSO | 0 | 0 | 3000267975 | 0 | 0 | - | 0 | - | W
20165 | RAIGARH | SAMBALIPURI | PHC | Other Dept. | STETHOSCOPE | 1 | LIFE LINE | 0 | 302115 | 3000267976 | 1/4/2015 | 0 | - | 0 | - | W
20166 | RAIGARH | SAMBALIPURI | PHC | DELIVERY ROOM | BABY WEIGHING SCALE | 1 | SHUVARNA | 0 | 0 | 3000267977 | 0 | 0 | - | 0 | - | W
20167 | RAIGARH | SAMBALIPURI | PHC | DELIVERY ROOM | SUCTION APPARATUS | 1 | NEO SUCTION | 0 | 0 | 3000267978 | 0 | 0 | - | 0 | - | W
20168 | RAIGARH | SAMBALIPURI | PHC | DELIVERY ROOM | HUB CUTTER | 1 | SARATECH EQUPMENT | SIR 100 VA | 0 | 3000267979 | 0 | 0 | - | 0 | - | W
20169 | RAIGARH | SARANGAD | CHC | Nursing Duty Room | BP MACHINE | 1 | ASHOKA | - | 938578 | 3000243819 |  | 0 | - | 0 | - | W
20170 | RAIGARH | SARANGAD | CHC | Nursing Duty Room | NEEDLE DESTROYER | 1 | MICROSEL | ND 100 | 2610/0607 | 3000243820 |  | 0 | - | 0 | - | W
20171 | RAIGARH | SARANGAD | CHC | Nursing Duty Room | NEBULIZER | 1 | STON | - | - | 3000243821 |  | 0 | - | 0 | - | W
20172 | RAIGARH | SARANGAD | CHC | Nursing Duty Room | AMBU BAG | 1 | - | - | - | 3000243822 |  | 0 | - | 0 | - | W
20173 | RAIGARH | SARANGAD | CHC | DELIVERY ROOM | RADIANT WARMER | 1 | PHIENIC | - | 1903 | 3000243823 |  | 0 | - | 0 | - | W
20174 | RAIGARH | SARANGAD | CHC | DELIVERY ROOM | RADIANT WARMER | 1 | PHIENIC | - | - | 3000243824 |  | 0 | - | 0 | - | W
20175 | RAIGARH | SARANGAD | CHC | DELIVERY ROOM | RADIANT WARMER | 1 | PHIENIC | - | 6360 | 3000243825 |  | 0 | - | 0 | - | W
20176 | RAIGARH | SARANGAD | CHC | DELIVERY ROOM | RADIANT WARMER | 1 | PHIENIC | - | 6362 | 3000243826 |  | 0 | - | 0 | - | W
20177 | RAIGARH | SARANGAD | CHC | DELIVERY ROOM | SUCTION APPARATUS | 1 | VACUUM | - | S5-25/07 | 3000024827 |  | 0 | - | 0 | - | W
20178 | RAIGARH | SARANGAD | CHC | DELIVERY ROOM | RADIANT WARMER | 1 |  | - | - | 3000243828 |  | 0 | - | 0 | - | W
20179 | RAIGARH | SARANGAD | CHC | DELIVERY ROOM | ELECTRIC STERILIZER | 1 | ATLAS | - | - | 3000243829 |  | 0 | - | 0 | - | W
20180 | RAIGARH | SARANGAD | CHC | DELIVERY ROOM | BABY WEIGHING SCALE | 1 | CROWN | - | - | 3000243830 |  | 0 | - | 0 | - | W
20181 | RAIGARH | SARANGAD | CHC | DELIVERY ROOM | BABY WEIGHING SCALE | 1 | ESSAE | BS-250 | 25014131800 | 3000243831 |  | 0 | - | 0 | - | W
20182 | RAIGARH | SARANGAD | CHC | DELIVERY ROOM | BABY WEIGHING SCALE | 1 | SHUVARNA | - | - | 3000243832 |  | 0 | - | 0 | - | NI
20183 | RAIGARH | SARANGAD | CHC | Vaccination Room | ELECTRIC STERILIZER | 1 | - | - | - | 3000243833 |  | 0 | - | 0 | - | W
20184 | RAIGARH | SARANGAD | CHC | Vaccination Room | NEEDLE DESTROYER | 1 | SARATELLT | SIR (100 VA) | 2492 | 3000243834 |  | 0 | - | 0 | - | W
20185 | RAIGARH | SARANGAD | CHC | Vaccination Room | DEEP FREEZER | 1 | HAIR | HBD 7/6 | BEO4GDEO100B 29690109 | 3000243835 |  | 0 | - | 0 | - | W
20186 | RAIGARH | SARANGAD | CHC | Vaccination Room | DEEP FREEZER | 1 | HAIR | HBD286 | BE04F4E 2600BSABW0013 | 3000243836 |  | 0 | - | 0 | - | W
20187 | RAIGARH | SARANGAD | CHC | Vaccination Room | DEEP FREEZER | 1 | HAIR | HBC-70 | JO 266 | 3000243837 |  | 0 | - | 0 | - | W
20188 | RAIGARH | SARANGAD | CHC | Vaccination Room | DEEP FREEZER | 1 | HAIR | HBC-200 | 20002 | 3000243838 |  | 0 | - | 0 | - | W
20189 | RAIGARH | SARANGAD | CHC | Vaccination Room | DEEP FREEZER | 1 | HAIR | HBD 286 | 10107 | 3000243839 |  | 0 | - | 0 | - | W
20190 | RAIGARH | SARANGAD | CHC | Store Room | CENTRIFUGE MACHINE | 1 | - | - | - | 3000243840 |  | 0 | - | 0 | - | NI
20191 | RAIGARH | SARANGAD | CHC | Store Room | ECG RECORDER | 1 | - | - | - | 3000243841 |  | 0 | - | 0 | - | NI
20192 | RAIGARH | SARANGAD | CHC | ENT DEPARTMENT | SLIT LAMP | 1 | - | - | - | 3000243842 |  | 0 | - | 0 | - | W
20193 | RAIGARH | SARANGAD | CHC | ENT DEPARTMENT | ALPHABETIC VISION CHART | 1 | - | - | - | 3000243843 |  | 0 | - | 0 | - | W
20194 | RAIGARH | SARANGAD | CHC | Pathology Lab. | CENTRIFUGE MACHINE | 1 | - | - | - | 3000243844 |  | 0 | - | 0 | - | W
20195 | RAIGARH | SARANGAD | CHC | Pathology Lab. | MICROSCOPE | 1 | ZEIZZ | - | - | 3000243845 |  | 0 | - | 0 | - | W
20196 | RAIGARH | SARANGAD | CHC | Pathology Lab. | BLOOD STORAGE REFRIGERATOR | 1 | MEDI TECH | MTP F01 | M 786 525345 | 3000243846 |  | 0 | - | 0 | - | W
20197 | RAIGARH | SARANGAD | CHC | Dental Dept. | DENTAL CHAIR | 1 | - | DA 5001 | 10121 | 3000243847 |  | 0 | - | 0 | - | W
20198 | RAIGARH | SARANGAD | CHC | Dental Dept. | ELECTRIC STERILIZER | 1 | - | - | - | 3000243848 |  | 0 | - | 0 | - | W
20199 | RAIGARH | SARANGAD | CHC | RADIOLOGY Dept. | X-RAY MACHINE | 1 | - | - | 335004 | 3000243849 |  | 0 | - | 0 | - | W
20200 | RAIGARH | HIRRI | PHC | DELIVERY ROOM | SUCTION APPARATUS | 1 | - | - | - | 3000268565 | - | 0 | - | 0 | - | W
20201 | RAIGARH | HIRRI | PHC | DELIVERY ROOM | NEEDLE DESTROYER | 1 | - | - | - | 3000243784 | - | 0 | - | 0 | - | W
20202 | RAIGARH | HIRRI | PHC | DELIVERY ROOM | BABY WEIGHING SCALE | 1 | CROWN | - | - | 3000243785 | - | 0 | - | 0 | - | W
20203 | RAIGARH | HIRRI | PHC | DELIVERY ROOM | RADIANT WARMER | 1 | - | - | - | 3000243786 | - | 0 | - | 0 | - | NW
20204 | RAIGARH | HIRRI | PHC | DELIVERY ROOM | AUTOCLAVE | 1 | - | - | - | 3000268566 | - | 0 | - | 0 | - | W
20205 | RAIGARH | HIRRI | PHC | DELIVERY ROOM | AMBU BAG | 1 | - | - | - | 3000268567 | - | 0 | - | 0 | - | W
20206 | RAIGARH | HIRRI | PHC | DELIVERY ROOM | SUCTION APPARATUS | 1 | - | - | - | 3000268568 | - | 0 | - | 0 | - | W
20207 | RAIGARH | HIRRI | PHC | Store Room | ELECTRIC STERILIZER | 1 | - | - | - | 3000268569 | - | 0 | - | 0 | - | NW
20208 | RAIGARH | HIRRI | PHC | Store Room | BP MACHINE | 1 | NAMTT | - | 54616 | 3000268495 | - | 0 | - | 0 | - | NW
20209 | RAIGARH | HIRRI | PHC | Store Room | BP MACHINE | 1 | JINCO | - | 32353 | 3000268496 | - | 0 | - | 0 | - | NW
20210 | RAIGARH | HIRRI | PHC | Store Room | BP MACHINE | 1 | JINCO | - | 32341 | 3000268497 | - | 0 | - | 0 | - | NW
20211 | RAIGARH | HIRRI | PHC | Store Room | BP MACHINE | 1 | ASHOK | - | 30125011 | 3000268498 | - | 0 | - | 0 | - | NW
20212 | RAIGARH | HIRRI | PHC | Store Room | BP MACHINE | 1 | PREMIRE | - | 981345641 | 3000268499 | - | 0 | - | 0 | - | NW
20213 | RAIGARH | BHEDWAN | PHC | DELIVERY ROOM | NEEDLE DESTROYER | 1 | MICROSEL | ND 100 | 5534/03 | 3000268500 | - | 0 | - | 0 | - | W
20214 | RAIGARH | BHEDWAN | PHC | DELIVERY ROOM | FOOT OPERATED SUCTION APPARATUS | 1 | BIRIF | - | - | 3000268501 | - | 0 | - | 0 | - | W
20215 | RAIGARH | BHEDWAN | PHC | DELIVERY ROOM | RADIANT WARMER | 1 | - | - | - | 3000268502 | - | 0 | - | 0 | - | W
20216 | RAIGARH | BHEDWAN | PHC | DELIVERY ROOM | BABY WEIGHING SCALE | 1 | ESSAE | BS-250 | 25014151773 | 3000268503 | - | 0 | - | 0 | - | W
20217 | RAIGARH | BHEDWAN | PHC | DELIVERY ROOM | ELECTRIC STERILIZER | 1 | - | - | - | 3000243811 | - | 0 | - | 0 | - | NW
20218 | RAIGARH | BHEDWAN | PHC | DELIVERY ROOM | SUCTION APPARATUS | 1 | - | - | - | 3000243812 | - | 0 | - | 0 | - | NW
20219 | RAIGARH | BHEDWAN | PHC | DELIVERY ROOM | BP MACHINE | 1 | DIOMOND | - | - | 3000243813 | - | 0 | - | 0 | - | W
20220 | RAIGARH | BHEDWAN | PHC | DELIVERY ROOM | WEIGHING MACHINE | 1 | VENUS | - | - | 3000243814 | - | 0 | - | 0 | - | W
20221 | RAIGARH | BHEDWAN | PHC | DELIVERY ROOM | BP MACHINE | 1 | PUSHPA | - | - | 3000243815 | - | 0 | - | 0 | - | NI
20222 | RAIGARH | BHEDWAN | PHC | DELIVERY ROOM | BP MACHINE | 1 | PUSHPA | - | - | 3000243816 | - | 0 | - | 0 | - | NI
20223 | RAIGARH | BHEDWAN | PHC | DELIVERY ROOM | BP MACHINE | 1 | PUSHPA | - | - | 3000243817 | - | 0 | - | 0 | - | NI
20224 | RAIGARH | BHEDWAN | PHC | DELIVERY ROOM | BP MACHINE | 1 | PUSHPA | - | - | 3000243818 | - | 0 | - | 0 | - | NI
20225 | RAIGARH | GODAN | PHC | DELIVERY ROOM | RADIANT WARMER | 1 | - | - | - | 3000243955 | - | 0 | - | 0 | - | W
20226 | RAIGARH | GODAN | PHC | DELIVERY ROOM | OXYGEN CYLINDER | 1 | - | - |  | 3000243956 | - | 0 | - | 0 | - | W
20227 | RAIGARH | GODAN | PHC | DELIVERY ROOM | BABY WEIGHING SCALE | 1 | - | - | - | 3000243957 | - | 0 | - | 0 | - | W
20228 | RAIGARH | GODAN | PHC | DELIVERY ROOM | SUCTION APPARATUS | 1 | - | - | - | 3000243958 | - | 0 | - | 0 | - | W
20229 | RAIGARH | GODAN | PHC | DELIVERY ROOM | ELECTRIC STERILIZER | 1 | - | - | - | 3000243959 | - | 0 | - | 0 | - | W
20230 | RAIGARH | GODAN | PHC | DELIVERY ROOM | BP MACHINE | 1 | - | - | - | 3000243960 | - | 0 | - | 0 | - | W
20231 | RAIGARH | GODAN | PHC | Pathology Lab. | NEEDLE DESTROYER | 1 | MICROSEL | - | - | 3000243771 | - | 0 | - | 0 | - | W
20232 | RAIGARH | GODAN | PHC | Pathology Lab. | BP MACHINE | 1 | GOLD | - | - | 3000243772 | - | 0 | - | 0 | - | W
20233 | RAIGARH | GODAN | PHC | Pathology Lab. | BP MACHINE | 1 | DIAMOND | - | - | 3000243773 | - | 0 | - | 0 | - | W
20234 | RAIGARH | GODAN | PHC | Vaccination Room | ELECTRIC STERILIZER | 1 | - | - | - | 3000243774 | - | 0 | - | 0 | - | W
20235 | RAIGARH | GODAN | PHC | Vaccination Room | NEEDLE DESTROYER | 1 | - | - | - | 3000243775 | - | 0 | - | 0 | - | W
20236 | RAIGARH | GODAN | PHC | ENT DEPARTMENT | RETINOSCOPE | 1 | - | - | - | 3000243776 | - | 0 | - | 0 | - | W
20237 | RAIGARH | GODAN | PHC | ENT DEPARTMENT | TONO METER | 1 | - | - | - | 3000243777 | 9--3-2014 | 0 | - | 0 | - | W
20238 | RAIGARH | GODAN | PHC | ENT DEPARTMENT | ALPHABETIC VISION CHART | 1 | - | - | - | 3000243778 | 9--3-2014 | 0 | - | 0 | - | W
20239 | RAIGARH | GODAN | PHC | ENT DEPARTMENT | OPTHALMOSCOPE | 1 | - | - | - | 3000243779 | 9--3-2014 | 0 | - | 0 | - | W
20240 | RAIGARH | GODAN | PHC | ENT DEPARTMENT | TRAIL LANCE BOX | 1 | - | - | - | 3000243780 | 9--3-2014 | 0 | - | 0 | - | W
20241 | RAIGARH | GODAN | PHC | ENT DEPARTMENT | ALPHABETIC VISION CHART | 1 | - | - | - | 3000243781 | 9--3-2014 | 0 | - | 0 | - | W
20242 | RAIGARH | GODAN | PHC | ENT DEPARTMENT | ALPHABETIC VISION CHART | 1 | - | - | - | 3000243782 | 9--3-2014 | 0 | - | 0 | - | W
20243 | RAIGARH | GODAN | PHC | ENT DEPARTMENT | TRAIL LANCE BOX | 1 | - | - | - | 3000243783 | 9--3-2014 | 0 | - | 0 | - | W
20244 | RAIGARH | KANAK BEERA | PHC | Store Room | ELECTRIC STERILIZER | 1 | - | - | - | 3000243682 | - | 0 | - | 0 | - | W
20245 | RAIGARH | KANAK BEERA | PHC | Store Room | NEEDLE DESTROYER | 1 | MICROSEL | ND 360 | 1240 | 3000243683 | - | 0 | - | 0 | - | W
20246 | RAIGARH | KANAK BEERA | PHC | Store Room | ELECTRIC STERILIZER | 1 | - | - | - | 3000243684 | - | 0 | - | 0 | - | W
20247 | RAIGARH | KANAK BEERA | PHC | Vaccination Room | NEEDLE DESTROYER | 1 | SARETECH | 100 VA/60VA | - | 3000243685 | - | 0 | - | 0 | - | NW
20248 | RAIGARH | KANAK BEERA | PHC | Vaccination Room | NEEDLE DESTROYER | 1 | MICROSEL | ND 350 | 1238 | 3000243686 | - | 0 | - | 0 | - | W
20249 | RAIGARH | KANAK BEERA | PHC | Vaccination Room | AMBU BAG | 1 | - | - | - | 3000243687 | - | 0 | - | 0 | - | W
20250 | RAIGARH | KANAK BEERA | PHC | OPD | BP MACHINE | 1 |  | - | - | 3000243676 | - | 0 | - | 0 | - | W
20251 | RAIGARH | KANAK BEERA | PHC | OPD | BP MACHINE | 1 | DIAMOND | - | - | 3000243677 | - | 0 | - | 0 | - | W
20252 | RAIGARH | KANAK BEERA | PHC | DELIVERY ROOM | RADIANT WARMER | 1 | - | - | - | 3000243678 | - | 0 | - | 0 | - | W
20253 | RAIGARH | KANAK BEERA | PHC | DELIVERY ROOM | SUCTION APPARATUS | 1 | - | - | - | 3000243679 | - | 0 | - | 0 | - | W
20254 | RAIGARH | KANAK BEERA | PHC | DELIVERY ROOM | BABY WEIGHING SCALE | 1 | - | - | - | 3000243680 | - | 0 | - | 0 | - | W
20255 | RAIGARH | KANAK BEERA | PHC | DELIVERY ROOM | BABY WEIGHING SCALE | 1 | - | BS 250 | 2501413-1775 | 3000243681 | - | 0 | - | 0 | - | W
20256 | RAIGARH | KANAK BEERA | PHC | Store Room | SUCTION APPARATUS | 1 | - | - | - | 3000243688 | - | 0 | - | 0 | - | W
20257 | RAIGARH | KANAK BEERA | PHC | DELIVERY ROOM | AMBU BAG | 1 | - | - | - | 3000243689 | - | 0 | - | 0 | - | W
20258 | RAIGARH | KANAK BEERA | PHC | DELIVERY ROOM | HEMOGLOBIN METER | 1 | - | - | - | 3000243690 | - | 0 | - | 0 | - | W
20259 | RAIGARH | KOSIR | PHC | DELIVERY ROOM | NEEDLE DESTROYER | 1 | MICROSEL | ND350 | 1473 | 3000243850 |  | 0 | - | 0 | - | NW
20260 | RAIGARH | KOSIR | PHC | DELIVERY ROOM | BABY WEIGHING SCALE | 1 | SAVA RNA | - | - | 3000243851 |  | 0 | - | 0 | - | W
20261 | RAIGARH | KOSIR | PHC | DELIVERY ROOM | BABY WEIGHING SCALE | 1 | ESSAE | BS 250 | 25014131781 | 3000243852 |  | 0 | - | 0 | - | NW
20262 | RAIGARH | KOSIR | PHC | DELIVERY ROOM | RADIANT WARMER | 1 | ADDRESS | - | - | 3000243853 |  | 0 | - | 0 | - | W
20263 | RAIGARH | KOSIR | PHC | DELIVERY ROOM | ELECTRIC STERILIZER | 1 | - | - | - | 3000243854 |  | 0 | - | 0 | - | W
20264 | RAIGARH | KOSIR | PHC | OPD | BP MACHINE | 1 | ASHOK | - | 98134557 | 3000243855 |  | 0 | - | 0 | - | W
20265 | RAIGARH | KOSIR | PHC | OPD | WEIGHING MACHINE | 1 | VUN US | - | - | 3000243856 |  | 0 | - | 0 | - | W
20266 | RAIGARH | TAMNAR | CHC | Store Room | SUCTION APPARATUS | 1 | - | - | - | 3000243902 |  | 0 | - | 0 | - | W
20267 | RAIGARH | TAMNAR | CHC | DELIVERY ROOM | RADIANT WARMER | 1 | - | - | - | 3000243903 |  | 0 | - | 0 | - | W
20268 | RAIGARH | TAMNAR | CHC | DELIVERY ROOM | BABY WEIGHING SCALE | 1 | - | - | - | 3000243904 |  | 0 | - | 0 | - | W
20269 | RAIGARH | TAMNAR | CHC | DELIVERY ROOM | ELECTRIC STERILIZER | 1 | - | - | - | 3000243905 |  | 0 | - | 0 | - | W
20270 | RAIGARH | TAMNAR | CHC | DELIVERY ROOM | BABY WEIGHING SCALE | 1 | - | - | - | 3000243906 |  | 0 | - | 0 | - | W
20271 | RAIGARH | TAMNAR | CHC | DELIVERY ROOM | RADIANT WARMER | 1 | - | - | - | 3000243907 |  | 0 | - | 0 | - | W
20272 | RAIGARH | TAMNAR | CHC | DELIVERY ROOM | RADIANT WARMER | 1 | - | - | - | 3000243908 |  | 0 | - | 0 | - | W
20273 | RAIGARH | TAMNAR | CHC | DELIVERY ROOM | ELECTRIC STERILIZER | 1 | - | - | - | 3000243909 |  | 0 | - | 0 | - | W
20274 | RAIGARH | TAMNAR | CHC | DELIVERY ROOM | SUCTION APPARATUS | 1 | - | - | - | 3000243910 |  | 0 | - | 0 | - | W
20275 | RAIGARH | TAMNAR | CHC | Pathology Lab. | MICROSCOPE | 1 | GARMAMA | MLW | - | 3000243911 |  | 0 | - | 0 | - | W
20276 | RAIGARH | TAMNAR | CHC | Pathology Lab. | MICROSCOPE | 1 | GARMANA | MLW | - | 3000243912 |  | 0 | - | 0 | - | W
20277 | RAIGARH | TAMNAR | CHC | Pathology Lab. | MICROSCOPE | 1 | GARMANA | MLW | - | 3000243914 |  | 0 | - | 0 | - | W
20278 | RAIGARH | TAMNAR | CHC | Pathology Lab. | GLUCO METER | 1 | - | - | - | 3000243915 |  | 0 | - | 0 | - | W
20279 | RAIGARH | TAMNAR | CHC | DELIVERY ROOM | CENTRIFUGE MACHINE | 1 | - | - | - | 3000243916 |  | 0 | - | 0 | - | W
20280 | RAIGARH | TAMNAR | CHC | DELIVERY ROOM | SHADOWLESS LAMP | 1 | - | - | - | 3000243917 |  | 0 | - | 0 | - | W
20281 | RAIGARH | TAMNAR | CHC | DELIVERY ROOM | SHADOWLESS LAMP | 1 | - | - | - | 3000243918 |  | 0 | - | 0 | - | NW
20282 | RAIGARH | TAMNAR | CHC | DELIVERY ROOM | SUCTION APPARATUS | 1 | - | - | - | 3000243919 |  | 0 | - | 0 | - | W
20283 | RAIGARH | TAMNAR | CHC | DELIVERY ROOM | BP MACHINE | 1 | - | - | 98133872 | 3000243920 |  | 0 | - | 0 | - | W
20284 | RAIGARH | TAMNAR | CHC | DELIVERY ROOM | BP MACHINE | 1 | - | - | 98135430 | 3000243921 |  | 0 | - | 0 | - | W
20285 | RAIGARH | TAMNAR | CHC | Dental Dept. | BP MACHINE | 1 | ASHOK |  | 981344 | 3000243922 |  | 0 | - | 0 | - | W
20286 | RAIGARH | TAMNAR | CHC | Dental Dept. | DENTAL CHAIR | 1 | AKASH | - | - | 3000243923 |  | 0 | - | 0 | - | W
20287 | RAIGARH | TAMNAR | CHC | Dental Dept. | DENTAL CHAIR | 1 | CUTERSIL | MICROSEL | - | 3000243924 |  | 0 | - | 0 | - | W
20288 | RAIGARH | LIBRA | PHC | DELIVERY ROOM | BP MACHINE | 1 | ASHOK |  | 98134454 | 3000243925 |  | 0 | - | 0 | - | W
20289 | RAIGARH | LIBRA | PHC | DELIVERY ROOM | RADIANT WARMER | 1 | - | - | - | 3000243926 |  | 0 | - | 0 | - | W
20290 | RAIGARH | LIBRA | PHC | DELIVERY ROOM | SUCTION APPARATUS | 1 | - | - | - | 3000243927 |  | 0 | - | 0 | - | W
20291 | RAIGARH | LIBRA | PHC | DELIVERY ROOM | BABY WEIGHING SCALE | 1 | - | - | - | 3000243928 |  | 0 | - | 0 | - | W
20292 | RAIGARH | LIBRA | PHC | DELIVERY ROOM | BABY WEIGHING SCALE | 1 | - | - | - | 3000243929 |  | 0 | - | 0 | - | W
20293 | RAIGARH | LIBRA | PHC | Store Room | SUCTION APPARATUS | 1 | - | - | - | 3000243930 |  | 0 | - | 0 | - | W
20294 | RAIGARH | LIBRA | PHC | Store Room | ELECTRIC STERILIZER | 1 | - | - | - | 3000243932 |  | 0 | - | 0 | - | NW
20295 | RAIGARH | LIBRA | PHC | Store Room | ELECTRIC STERILIZER | 1 | - | - | - | 3000243931 |  | 0 | - | 0 | - | NW
20296 | RAIGARH | SARAIPALI | PHC | OPD | BP MACHINE | 1 | DIAMO ND | - | - | 3000316067 |  | 0 | - | 0 | - | W
20297 | RAIGARH | SARAIPALI | PHC | OPD | SUCTION APPARATUS | 1 | - | - | - | 3000316068 |  | 0 | - | 0 | - | W
20298 | RAIGARH | SARAIPALI | PHC | OPD | AUTOCLAVE | 1 | - | - | - | 3000316069 |  | 0 | - | 0 | - | W
20299 | RAIGARH | SARAIPALI | PHC | OPD | SUCTION APPARATUS | 1 | - | - | - | 3000316070 |  | 0 | - | 0 | - | W
20300 | RAIGARH | SARAIPALI | PHC | OPD | AUTOCLAVE | 1 | - | - | - | 3000316071 |  | 0 | - | 0 | - | W
20301 | RAIGARH | SARAIPALI | PHC | OPD | ELECTRIC STERILIZER | 1 | - | - | - | 3000316072 |  | 0 | - | 0 | - | W
20302 | RAIGARH | SARAIPALI | PHC | Store Room | ELECTRIC STERILIZER | 1 | - | - | - | 3000316073 |  | 0 | - | 0 | - | NW
20303 | RAIGARH | SARAIPALI | PHC | Store Room | ELECTRIC STERILIZER | 1 | - | - | - | 3000316074 |  | 0 | - | 0 | - | NW
20304 | RAIGARH | SARAIPALI | PHC | Store Room | ELECTRIC STERILIZER | 1 | - | - | - | 3000316075 |  | 0 | - | 0 | - | NW