20305 | RAIGARH | SARAIPALI | PHC | DELIVERY ROOM | BABY WEIGHING SCALE | 1 | - | - | - | 3000316076 |  | 0 | - | 0 | - | W
20306 | RAIGARH | SARAIPALI | PHC | DELIVERY ROOM | BP MACHINE | 1 | - | - | - | 3000316077 |  | 0 | - | 0 | - | W
20307 | RAIGARH | SARAIPALI | PHC | DELIVERY ROOM | OXYGEN CYLINDER | 1 | - | - | - | 3000316078 |  | 0 | - | 0 | - | W
20308 | RAIGARH | SARAIPALI | PHC | DELIVERY ROOM | SLIT LAMP | 1 | - | - | - | 3000316079 |  | 0 | - | 0 | - | W
20309 | RAIGARH | SARAIPALI | PHC | DELIVERY ROOM | DEEP FREEZER | 1 | - | - | - | 3000316080 |  | 0 | - | 0 | - | W
20310 | RAIGARH | SARAIPALI | PHC | DELIVERY ROOM | DEEP FREEZER | 1 | - | - | - | 3000316081 |  | 0 | - | 0 | - | W
20311 | RAIGARH | URBA | PHC | Store Room | SUCTION APPARATUS | 1 | - | - | - | 3000243933 |  | 0 | - | 0 | - | W
20312 | RAIGARH | URBA | PHC | Store Room | BABY WEIGHING SCALE | 1 | - | - | - | 3000243934 |  | 0 | - | 0 | - | W
20313 | RAIGARH | URBA | PHC | Store Room | OXYGEN CYLINDER | 1 | - | - | - | 3000243935 |  | 0 | - | 0 | - | W
20314 | RAIGARH | URBA | PHC | Store Room | BP MACHINE | 1 | - | - | - | 3000243936 |  | 0 | - | 0 | - | W
20315 | RAIGARH | URBA | PHC | Store Room | NEEDLE DESTROYER | 1 | - | - | - | 3000243937 |  | 0 | - | 0 | - | W
20316 | RAIGARH | URBA | PHC | Store Room | AUTOCLAVE | 1 | - | - | - | 3000243938 |  | 0 | - | 0 | - | W
20317 | RAIGARH | URBA | PHC | Store Room | BP MACHINE | 1 | DOMNEO | - |  | 3000243939 |  | 0 | - | 0 | - | NW
20318 | RAIGARH | URBA | PHC | Store Room | BP MACHINE | 1 | - | - | - | 3000243940 |  | 0 | - | 0 | - | NW
20319 | RAIGARH | URBA | PHC | Store Room | ELECTRIC STERILIZER | 1 | - | - | - | 3000243941 |  | 0 | - | 0 | - | NW
20320 | RAIGARH | URBA | PHC | Store Room | ELECTRIC STERILIZER | 1 | - | - | - | 3000243942 |  | 0 | - | 0 | - | NW
20321 | RAIGARH | URBA | PHC | Store Room | ELECTRIC STERILIZER | 1 | - | - | - | 3000243943 |  | 0 | - | 0 | - | NW
20322 | RAIGARH | URBA | PHC | Store Room | BP MACHINE | 1 | - | - | - | 3000243945 |  | 0 | - | 0 | - | NW
20323 | RAIGARH | URBA | PHC | Store Room | SUCTION APPARATUS | 1 | - | - | - | 3000243944 |  | 0 | - | 0 | - | W
20324 | KORBA | KORBA | DH | OT | NEEDLE DESTROYER | 1 | DARATOH | SIR 100VA | 3126 | 3000252668 | 0 | 0 | - | 0 | - | W
20325 | KORBA | KORBA | DH | OT | FUMIGERATOR | 1 | 0 | 0 | 0 | 3000252669 | 0 | 0 | - | 0 | - | W
20326 | KORBA | KORBA | DH | OPD | BP MACHINE | 1 | DIAMOND | 0 | 0 | 3000252670 | 0 | 0 | - | 0 | - | NW
20327 | KORBA | KORBA | DH | OPD | OXYGEN CONCENTRATOR | 1 | 0 | 0 | 0 | 3000252671 | 0 | 0 | - | 0 | - | W
20328 | KORBA | KORBA | DH | OPD | OXYGEN CONCENTRATOR | 1 | 0 | 0 | 0 | 3000252672 | 0 | 0 | - | 0 | - | W
20329 | KORBA | KORBA | DH | OPD | SUCTION APPARATUS | 1 | 0 | 0 | 0 | 3000252673 | 0 | 0 | - | 0 | - | W
20330 | KORBA | KORBA | DH | OPD | SUCTION APPARATUS | 1 | 0 | 0 | 0 | 3000252674 | 0 | 0 | - | 0 | - | NW
20331 | KORBA | KORBA | DH | OPD | OXYGEN CONCENTRATOR | 1 | 0 | 0 | 0 | 3000252675 | 0 | 0 | - | 0 | - | W
20332 | KORBA | KORBA | DH | OPD | BP MACHINE | 1 | DIAMOND | 0 | 0 | 3000252676 | 0 | 0 | - | 0 | - | W
20333 | KORBA | KORBA | DH | OPD | NEEDLE DESTROYER | 1 | MICROSIL | ND 360 | 5315/03 | 3000252677 | 0 | 0 | - | 0 | - | W
20334 | KORBA | KORBA | DH | DELIVERY ROOM | RADIANT WARMER | 1 | MEDITRI | 0 | 0 | 3000252678 | 0 | 0 | - | 0 | - | W
20335 | KORBA | KORBA | DH | DELIVERY ROOM | OXYGEN CONCENTRATOR | 1 | 0 | 0 | 0 | 3000252679 | 0 | 0 | - | 0 | - | W
20336 | KORBA | KORBA | DH | DELIVERY ROOM | OXYGEN CONCENTRATOR | 1 | 0 | 0 | 0 | 3000252680 | 0 | 0 | - | 0 | - | W
20337 | KORBA | KORBA | DH | DELIVERY ROOM | SUCTION APPARATUS | 1 | 0 | 0 | 0 | 3000252681 | 0 | 0 | - | 0 | - | W
20338 | KORBA | KORBA | DH | DELIVERY ROOM | BABY WEIGHING SCALE | 1 | CRIWN | 0 | 0 | 3000252682 | 0 | 0 | - | 0 | - | W
20339 | KORBA | KORBA | DH | DELIVERY ROOM | FOETAL DOPPLER | 1 | EASY CARE | 0 | 0 | 3000252683 | 0 | 0 | - | 0 | - | W
20340 | KORBA | KORBA | DH | DELIVERY ROOM | BP MACHINE | 1 | DIAMOND | 0 | 0 | 3000252684 | 0 | 0 | - | 0 | - | W
20341 | KORBA | KORBA | DH | DELIVERY ROOM | ELECTRIC STERILIZER | 1 | 0 | 0 | 0 | 3000252685 | 0 | 0 | - | 0 | - | NW
20342 | KORBA | KORBA | DH | DELIVERY ROOM | NEEDLE DESTROYER | 1 | MICROSIL | ND 360 | 5294/03 | 3000252686 | 0 | 0 | - | 0 | - | W
20343 | KORBA | KORBA | DH | DELIVERY ROOM | SUCTION APPARATUS | 1 | 0 | 0 | 0 | 3000252687 | 0 | 0 | - | 0 | - | NW
20344 | KORBA | KORBA | DH | SNCU | SUCTION APPARATUS | 1 | 0 | 0 | 0 | 3000252688 | 0 | 0 | - | 0 | - | NW
20345 | KORBA | KORBA | DH | SNCU | SUCTION APPARATUS | 1 | 0 | 0 | 0 | 3000252689 | 0 | 0 | - | 0 | - | W
20346 | KORBA | KORBA | DH | SNCU | RADIANT WARMER | 1 | 0 | 0 | 0 | 3000252690 | 0 | 0 | - | 0 | - | W
20347 | KORBA | KORBA | DH | SNCU | RADIANT WARMER | 1 | 0 | 0 | 0 | 3000252691 | 0 | 0 | - | 0 | - | W
20348 | KORBA | KORBA | DH | SNCU | RADIANT WARMER | 1 | PHONEX | 0 | 0 | 3000252692 | 0 | 0 | - | 0 | - | W
20349 | KORBA | KORBA | DH | SNCU | BABY PHOTOTHERAPY UNIT | 1 | PHONEX | 0 | 0 | 3000252693 | 0 | 0 | - | 0 | - | W
20350 | KORBA | KORBA | DH | SNCU | RADIANT WARMER | 1 | PHONEX | 0 | 0 | 3000252694 | 0 | 0 | - | 0 | - | W
20351 | KORBA | KORBA | DH | SNCU | RADIANT WARMER | 1 | PHONEX | 0 | 0 | 3000252695 | 0 | 0 | - | 0 | - | W
20352 | KORBA | KORBA | DH | SNCU | RADIANT WARMER | 1 | 0 | 0 | 0 | 3000252696 | 0 | 0 | - | 0 | - | W
20353 | KORBA | KORBA | DH | SNCU | BABY PHOTOTHERAPY UNIT | 1 | 0 | 0 | 0 | 3000252697 | 0 | 0 | - | 0 | - | W
20354 | KORBA | KORBA | DH | SNCU | SUCTION APPARATUS | 1 | 0 | 0 | 0 | 3000252698 | 0 | 0 | - | 0 | - | W
20355 | KORBA | KORBA | DH | SNCU | BABY WEIGHING SCALE | 1 | ESSAE | BS 250 | 2501413779 | 3000252699 | 0 | 0 | - | 0 | - | W
20356 | KORBA | KORBA | DH | SNCU | BABY WEIGHING SCALE | 1 | ESSAE | BS250 | 25014131715 | 3000252700 | 0 | 0 | - | 0 | - | W
20357 | KORBA | KORBA | DH | SNCU | BABY WEIGHING SCALE | 1 | ESSAE | BS250 | 25014131716 | 3000252701 | 0 | 0 | - | 0 | - | W
20358 | KORBA | KORBA | DH | SNCU | BABY WEIGHING SCALE | 1 | ESSAE | BS250 | 25014131717 | 3000252702 | 0 | 0 | - | 0 | - | W
20359 | KORBA | KORBA | DH | SNCU | INFUSION PUMP | 1 | 0 | SP-1 | 0 | 3000252703 | 0 | 0 | - | 0 | - | W
20360 | KORBA | KORBA | DH | SNCU | RADIANT WARMER | 1 | PHONEX | 0 | 0 | 3000252704 | 0 | 0 | - | 0 | - | W
20361 | KORBA | KORBA | DH | SNCU | RADIANT WARMER | 1 | PHONEX | 0 | 0 | 3000252705 | 0 | 0 | - | 0 | - | W
20362 | KORBA | KORBA | DH | SNCU | RADIANT WARMER | 1 | PHONEX | 0 | 0 | 3000252706 | 0 | 0 | - | 0 | - | NW
20363 | KORBA | KORBA | DH | SNCU | RADIANT WARMER | 1 | PHONEX | 0 | 0 | 3000252707 | 0 | 0 | - | 0 | - | W
20364 | KORBA | KORBA | DH | SNCU | BABY PHOTOTHERAPY UNIT | 1 | PHONEX | 0 | 0 | 3000252708 | 0 | 0 | - | 0 | - | W
20365 | KORBA | KORBA | DH | SNCU | SUCTION APPARATUS | 1 | 0 | 0 | 0 | 3000252709 | 0 | 0 | - | 0 | - | W
20366 | KORBA | KORBA | DH | SNCU | SUCTION APPARATUS | 1 | DELYZE | 0 | 0 | 3000252710 | 0 | 0 | - | 0 | - | W
20367 | KORBA | KORBA | DH | SNCU | BABY WEIGHING SCALE | 1 | ESSE | BS-250 | 25014131718 | 3000252711 | 0 | 0 | - | 0 | - | W
20368 | KORBA | KORBA | DH | SNCU | OXYGEN CONCENTRATOR | 1 | NEW LIFE ELITWW | 0 | 0 | 3000252712 | 0 | 0 | - | 0 | - | NW
20369 | KORBA | KORBA | DH | GENERAL WARD | BP MACHINE | 1 | DIAMOND | 0 | 0 | 3000252713 | 0 | 0 | - | 0 | - | W
20370 | KORBA | KORBA | DH | GENERAL WARD | NEEDLE DESTROYER | 1 | MICROSIL | ND 360 | 5271/03 | 3000252714 | 0 | 0 | - | 0 | - | W
20371 | KORBA | KORBA | DH | GENERAL WARD | SUCTION APPARATUS | 1 | 0 | 0 | 0 | 3000252715 | 0 | 0 | - | 0 | - | W
20372 | KORBA | KORBA | DH | GENERAL WARD | OXYGEN CONCENTRATOR | 1 | 0 | 0 | 0 | 3000252716 | 0 | 0 | - | 0 | - | W
20373 | KORBA | KORBA | DH | GENERAL WARD | OXYGEN CONCENTRATOR | 1 | 0 | 0 | 0 | 3000252717 | 0 | 0 | - | 0 | - | W
20374 | KORBA | KORBA | DH | GENERAL WARD | OXYGEN CONCENTRATOR | 1 | 0 | 0 | 0 | 3000252718 | 0 | 0 | - | 0 | - | W
20375 | KORBA | KORBA | DH | GENERAL WARD | OXYGEN CONCENTRATOR | 1 | 0 | 0 | 0 | 3000252719 | 0 | 0 | - | 0 | - | W
20376 | KORBA | KORBA | DH | GENERAL WARD | NEEDLE DESTROYER | 1 | MICROSIL | ND-360 | 5361/03 | 3000252720 | 0 | 0 | - | 0 | - | W
20377 | KORBA | KORBA | DH | GENERAL WARD | BP MACHINE | 1 | DIAMOND | 0 | 0 | 3000252721 | 0 | 0 | - | 0 | - | W
20378 | KORBA | KORBA | DH | GENERAL WARD | SUCTION APPARATUS | 1 | 0 | 0 | 0 | 3000252722 | 0 | 0 | - | 0 | - | W
20379 | KORBA | KORBA | DH | ENT DEPARTMENT | AUTO REFRACTOMETER | 1 | CANON | 0 | 0 | 3000252723 | 0 | 0 | - | 0 | - | W
20380 | KORBA | KORBA | DH | ENT DEPARTMENT | AUTO ANALYZER | 1 | LIGHT MED | 0 | 0 | 3000252724 | 0 | 0 | - | 0 | - | NW
20381 | KORBA | KORBA | DH | ENT DEPARTMENT | PATIENT MONITOR | 1 | APPASWANI | 0 | 0 | 3000252725 | 0 | 0 | - | 0 | - | NW
20382 | KORBA | KORBA | DH | ENT DEPARTMENT | ULTRASONIC ACCUBE BIO METER | 1 | APPASAMY | 0 | 20710409H | 3000252726 | 0 | 0 | - | 0 | - | W
20383 | KORBA | KORBA | DH | Nursing Duty Room | BABY WEIGHING SCALE | 1 | 0 | 0 | 0 | 3000252727 | 0 | 0 | - | 0 | - | W
20384 | KORBA | KORBA | DH | Nursing Duty Room | NEBULIZER | 1 | LOUDYOOB | 0 | NGM-75-381 | 3000252728 | 0 | 0 | - | 0 | - | W
20385 | KORBA | KORBA | DH | Pathology Lab. | NEEDLE DESTROYER | 1 | MICROSIL | ND350 | 2731 | 3000252729 | 0 | 0 | - | 0 | - | W
20386 | KORBA | KORBA | DH | Pathology Lab. | CENTRIFUGE MACHINE | 1 | 0 | 0 | 0 | 3000252730 | 0 | 0 | - | 0 | - | W
20387 | KORBA | KORBA | DH | Pathology Lab. | INCUBATOR | 1 | 0 | 0 | 0 | 3000252731 | 0 | 0 | - | 0 | - | W
20388 | KORBA | KORBA | DH | Pathology Lab. | COLOUR DOPPLER | 1 | IBL | 0 | 0 | 3000252732 | 0 | 0 | - | 0 | - | W
20389 | KORBA | KORBA | DH | Pathology Lab. | COLOUR DOPPLER | 1 | OCTA | 0 | 0 | 3000252733 | 0 | 0 | - | 0 | - | W
20390 | KORBA | KORBA | DH | Pathology Lab. | MICROSCOPE | 1 | 0 | 0 | 0 | 3000252734 | 0 | 0 | - | 0 | - | W
20391 | KORBA | KORBA | DH | Pathology Lab. | WATER BATH | 1 | 0 | 0 | 0 | 3000252735 | 0 | 0 | - | 0 | - | W
20392 | KORBA | KORBA | DH | RADIOLOGY Dept. | X-RAY MACHINE | 1 | IGEMS | I HEME | 1111111146 | 3000252736 | 0 | 0 | - | 0 | - | W
20393 | KORBA | KORBA | DH | Pathology Lab. | INCUBATOR | 1 | COSLAB | CLE-102 | 0 | 3000252737 | 0 | 0 | - | 0 | - | W
20394 | KORBA | KORBA | DH | Pathology Lab. | MICROSCOPE | 1 | BIOZEL | 0 | 20012226 | 3000252738 | 0 | 0 | - | 0 | - | W
20395 | KORBA | KORBA | DH | Pathology Lab. | INCUBATOR | 1 | 0 | 0 | 0 | 3000252739 | 0 | 0 | - | 0 | - | W
20396 | KORBA | KORBA | DH | Pathology Lab. | CENTRIFUGE MACHINE | 1 | 0 | 0 | 0 | 3000252740 | 0 | 0 | - | 0 | - | W
20397 | KORBA | KORBA | DH | Pathology Lab. | ELECTROLYTE ANALYZER | 1 | EDISCON | 0 | 0 | 3000252741 | 0 | 0 | - | 0 | - | NW
20398 | KORBA | KORBA | DH | Pathology Lab. | VDRL SHAKER | 1 | YARCO | 0 | 0 | 3000252742 | 0 | 0 | - | 0 | - | W
20399 | KORBA | KORBA | DH | Pathology Lab. | BLOOD STORAGE REFRIGERATOR | 1 | REMI | BR-120 | BDI-2858 | 3000252743 | 0 | 0 | - | 0 | - | W
20400 | KORBA | KORBA | DH | Pathology Lab. | BLOOD STORAGE REFRIGERATOR | 1 | REMI | 0 | 0 | 3000252744 | 0 | 0 | - | 0 | - | W
20401 | KORBA | KORBA | DH | Pathology Lab. | BLOOD STORAGE REFRIGERATOR | 1 | REMI | 0 | BDI-2226 | 3000252745 | 0 | 0 | - | 0 | - | W
20402 | KORBA | KORBA | DH | Pathology Lab. | BLOOD STORAGE REFRIGERATOR | 1 | HAIER | HC-608A | BE06PMEIT-00B2888AA0091 | 3000252746 | 0 | 0 | - | 0 | - | W
20403 | KORBA | KORBA | DH | Pathology Lab. | BLOOD STORAGE REFRIGERATOR | 1 | REMI | 0 | 0 | 3000252747 | 0 | 0 | - | 0 | - | NW
20404 | KORBA | KORBA | DH | Pathology Lab. | NEEDLE DESTROYER | 1 | SARATECH | SIR 100VA | 3127 | 3000252748 | 0 | 0 | - | 0 | - | W
20405 | KORBA | KORBA | DH | Pathology Lab. | BLOOD BAG SEALER | 1 | HLL | 0 | 0 | 3000252749 | 0 | 0 | - | 0 | - | NW
20406 | KORBA | KORBA | DH | Pathology Lab. | BP MACHINE | 1 | DIAMOND | 0 | 0 | 3000252750 | 0 | 0 | - | 0 | - | W
20407 | KORBA | KORBA | DH | Pathology Lab. | OXYGEN CONCENTRATOR | 1 | 0 | 0 | 0 | 3000252751 | 0 | 0 | - | 0 | - | W
20408 | KORBA | KORBA | DH | Pathology Lab. | MICROSCOPE | 1 | MOLLER | 0 | 653 | 3000329366 | 0 | 0 | - | 0 | - | W
20409 | KORBA | KORBA | DH | Pathology Lab. | MICROSCOPE | 1 | MOLLER | 0 | 651 | 3000329367 | 0 | 0 | - | 0 | - | W
20410 | KORBA | KORBA | DH | Pathology Lab. | OXYGEN CONCENTRATOR | 1 | 0 | 0 | 0 | 3000329368 | 0 | 0 | - | 0 | - | W
20411 | KORBA | KORBA | DH | Pathology Lab. | MICROSCOPE | 1 | BRILLIANT | 0 | 0 | 3000329369 | 0 | 0 | - | 0 | - | W
20412 | KORBA | KORBA | DH | Pathology Lab. | A-SCANNER | 1 | BPO MEDORE | 0 | 210112 | 3000329370 | 0 | 0 | - | 0 | - | NW
20413 | KORBA | KORBA | DH | Pathology Lab. | NEEDLE DESTROYER | 1 | MICROSIL | ND 360 | 5316/03 | 3000329371 | 0 | 0 | - | 0 | - | W
20414 | KORBA | KORBA | DH | ENT DEPARTMENT | SLIT LAMP | 1 | 0 | 0 | 0 | 3000329372 | 0 | 0 | - | 0 | - | W
20415 | KORBA | KORBA | DH | ENT DEPARTMENT | PATIENT MONITOR | 1 | 0 | AP901 | 396 | 3000329373 | 0 | 0 | - | 0 | - | W
20416 | KORBA | KORBA | DH | ENT DEPARTMENT | BP MACHINE | 1 | NAMATT | 0 | 21323 | 3000329374 | 0 | 0 | - | 0 | - | W
20417 | KORBA | KORBA | DH | ENT DEPARTMENT | AUTO REFRACTOMETER | 1 | 0 | 0 | 0 | 3000329375 | 0 | 0 | - | 0 | - | W
20418 | KORBA | KORBA | DH | ENT DEPARTMENT | CENTRIFUGE MACHINE | 1 | 0 | 0 | 0 | 3000329376 | 0 | 0 | - | 0 | - | W
20419 | KORBA | KORBA | DH | ENT DEPARTMENT | NEEDLE DESTROYER | 1 | SARATECH | SIR 100VA | 3067 | 3000329377 | 0 | 0 | - | 0 | - | W
20420 | KORBA | KORBA | DH | ENT DEPARTMENT | MICROSCOPE | 1 | WWOC | 0 | 0 | 3000329378 | 0 | 0 | - | 0 | - | W
20421 | KORBA | KORBA | DH | ENT DEPARTMENT | MICROSCOPE | 1 | LADONED | 0 | 0 | 3000329379 | 0 | 0 | - | 0 | - | W
20422 | KORBA | KORBA | DH | ENT DEPARTMENT | MICROSCOPE | 1 | MLW | 0 | 0 | 3000329380 | 0 | 0 | - | 0 | - | W
20423 | KORBA | KORBA | DH | RADIOLOGY Dept. | X-RAY MACHINE | 1 | ELPRO | 0 | 0 | 3000329381 | 0 | 0 | - | 0 | - | NW
20424 | KORBA | KORBA | DH | RADIOLOGY Dept. | X-RAY MACHINE | 1 | 0 | 0 | 0 | 3000329382 | 0 | 0 | - | 0 | - | W
20425 | KORBA | KORBA | DH | RADIOLOGY Dept. | X-RAY MACHINE | 1 | ALLERGERS | 0 | 0 | 3000329383 | 0 | 0 | - | 0 | - | W
20426 | KORBA | KORBA | DH | RADIOLOGY Dept. | X-RAY MACHINE | 1 | GME | GMHE 35 | SR2K1403 XRHA-103 | 3000329384 | 0 | 0 | - | 0 | - | W
20427 | KORBA | KORBA | DH | RADIOLOGY Dept. | X-RAY MACHINE | 1 | SEMENES | 0 | 0 | 3000329385 | 0 | 0 | - | 0 | - | W
20428 | KORBA | KORBA | DH | Store Room | OXYGEN CONCENTRATOR | 1 | 0 | 0 | 0 | 3000329386 | 0 | 0 | - | 0 | - | W
20429 | KORBA | KORBA | DH | Store Room | ECG RECORDER | 1 | PHILIPS | 0 | 0 | 3000329387 | 0 | 0 | - | 0 | - | NW
20430 | KORBA | KORBA | DH | Store Room | ECG RECORDER | 1 | PHILIPS | 0 | 0 | 3000329388 | 0 | 0 | - | 0 | - | NW
20431 | KORBA | KORBA | DH | Store Room | RADIANT WARMER | 1 | MEDITRI | 0 | 0 | 3000329389 | 0 | 0 | - | 0 | - | NW
20432 | KORBA | KORBA | DH | Store Room | RADIANT WARMER | 1 | MEDITRI | 0 | 0 | 3000329390 | 0 | 0 | - | 0 | - | NW
20433 | KORBA | KORBA | DH | Store Room | RADIANT WARMER | 1 | MEDITRI | 0 | 0 | 3000329391 | 0 | 0 | - | 0 | - | NW
20434 | KORBA | KORBA | DH | Store Room | ULTRASOUND MACHINE | 1 | 0 | 0 | 0 | 3000329392 | 0 | 0 | - | 0 | - | NW
20435 | KORBA | KORBA | DH | Store Room | ULTRASOUND MACHINE | 1 | 0 | 0 | 0 | 3000329393 | 0 | 0 | - | 0 | - | NW
20436 | KORBA | KORBA | DH | Store Room | DENTAL CHAIR | 1 | 0 | 0 | 0 | 3000329394 | 0 | 0 | - | 0 | - | NW
20437 | KORBA | KORBA | DH | Store Room | AUTOCLAVE | 1 | 0 | 0 | 0 | 3000329395 | 0 | 0 | - | 0 | - | NW
20438 | KORBA | KORBA | DH | Store Room | AUTOCLAVE | 1 | 0 | 0 | 0 | 3000329396 | 0 | 0 | - | 0 | - | W
20439 | KORBA | KORBA | DH | Store Room | AUTOCLAVE | 1 | 0 | 0 | 0 | 3000329397 | 0 | 0 | - | 0 | - | W
20440 | KORBA | KORBA | DH | Store Room | AUTOCLAVE | 1 | 0 | 0 | 0 | 3000329398 | 0 | 0 | - | 0 | - | NW
20441 | KORBA | KORBA | DH | Store Room | AUTOCLAVE | 1 | 0 | 0 | 0 | 3000329399 | 0 | 0 | - | 0 | - | W
20442 | KORBA | KORBA | DH | OT | SUCTION APPARATUS | 1 | 0 | 0 | 0 | 3000329400 | 0 | 0 | - | 0 | - | W
20443 | KORBA | KORBA | DH | OT | C-ARM IMAGE INTENSIFIER | 1 | SURGICO | 0 | G7B039 | 3000329401 | 0 | 0 | - | 0 | - | W
20444 | KORBA | KORBA | DH | OT | ANESTHESIA MACHINE | 1 | MEDILINE | 0 | 0 | 3000329402 | 0 | 0 | - | 0 | - | W
20445 | KORBA | KORBA | DH | OT | ANESTHESIA MACHINE | 1 | 0 | 0 | 0 | 3000329403 | 0 | 0 | - | 0 | - | W
20446 | KORBA | KORBA | DH | OT | ANESTHESIA MACHINE | 1 | MARER | 0 | 0 | 3000329404 | 0 | 0 | - | 0 | - | W
20447 | KORBA | KORBA | DH | OT | SUCTION APPARATUS | 1 | 0 | 0 | 0 | 3000329405 | 0 | 0 | - | 0 | - | W
20448 | KORBA | KORBA | DH | OT | RADIANT WARMER | 1 | MEDITRIN | 0 | 0 | 3000329406 | 0 | 0 | - | 0 | - | W
20449 | KORBA | KORBA | DH | OT | SUCTION APPARATUS | 1 | 0 | 0 | 0 | 3000329407 | 0 | 0 | - | 0 | - | W
20450 | KORBA | KORBA | DH | OT | NEEDLE DESTROYER | 1 | MICROSIL | ND350 | 2952 | 3000329408 | 0 | 0 | - | 0 | - | W
20451 | KORBA | KORBA | DH | OT | OXYGEN CONCENTRATOR | 1 | 0 | 0 | 0 | 3000329409 | 0 | 0 | - | 0 | - | W
20452 | KORBA | KORBA | DH | OT | OXYGEN CONCENTRATOR | 1 | 0 | 0 | 0 | 3000329410 | 0 | 0 | - | 0 | - | W
20453 | KORBA | KORBA | DH | OT | OT TABLE | 1 | 0 | 0 | 0 | 3000329411 | 0 | 0 | - | 0 | - | W
20454 | KORBA | KORBA | DH | OT | OT TABLE | 1 | 0 | 0 | 0 | 3000329412 | 0 | 0 | - | 0 | - | W
20455 | KORBA | KORBA | DH | OT | OT TABLE | 1 | 0 | 0 | 0 | 3000329413 | 0 | 0 | - | 0 | - | NW
20456 | KORBA | KORBA | DH | OPD | BP MACHINE | 1 | DIAMOND | 0 | 0 | 3000329414 | 0 | 0 | - | 0 | - | W
20457 | KORBA | KORBA | DH | OPD | BP MACHINE | 1 | DIAMOND | 0 | 0 | 3000329415 | 0 | 0 | - | 0 | - | W
20458 | KORBA | KORBA | DH | RADIOLOGY Dept. | UTRASOUND MACHINE | 1 | TOSIBA | 0 | 0 | 3000329416 | 0 | 0 | - | 0 | - | W
20459 | KORBA | KARTALA | CHC | DELIVERY ROOM | SUCTION APPARATUS | 1 | 0 | 0 | 0 | 3000252445 | 0 | 0 | - | 0 | - | W
20460 | KORBA | KARTALA | CHC | DELIVERY ROOM | RADIANT WARMER | 1 | FHORNIC | 0 | 6331 | 3000252446 | 0 | 0 | - | 0 | - | W
20461 | KORBA | KARTALA | CHC | DELIVERY ROOM | OXYGEN CONCENTRATOR | 1 | 0 | 0 | 0 | 3000252447 | 0 | 0 | - | 0 | - | W
20462 | KORBA | KARTALA | CHC | DELIVERY ROOM | BABY WEIGHING SCALE | 1 | ESSAE | 0 | 0 | 3000252448 | 0 | 0 | - | 0 | - | W
20463 | KORBA | KARTALA | CHC | DELIVERY ROOM | BABY WEIGHING SCALE | 1 | CROWN | 0 | 0 | 3000252449 | 0 | 0 | - | 0 | - | W
20464 | KORBA | KARTALA | CHC | DELIVERY ROOM | BABY PHOTOTHERAPY UNIT | 1 | PHOENIX | PT 100 | TOP 1896 BOTTOM 1584 | 3000252450 | 8-15 | 0 | - | 0 | - | W
20465 | KORBA | KARTALA | CHC | DELIVERY ROOM | RADIANT WARMER | 1 | MEDITRIN | 0 | 0 | 3000252451 | 0 | 0 | - | 0 | - | W
20466 | KORBA | KARTALA | CHC | DELIVERY ROOM | ELECTRIC STERILIZER | 1 | ATLAS | 0 | 0 | 3000252452 | 0 | 0 | - | 0 | - | W
20467 | KORBA | KARTALA | CHC | DELIVERY ROOM | ELECTRIC STERILIZER | 1 | ATLAS | 0 | 0 | 3000252453 | 0 | 0 | - | 0 | - | W
20468 | KORBA | KARTALA | CHC | DELIVERY ROOM | NEEDLE DESTROYER | 1 | SARTEEH | 0 | 0 | 3000252454 | 0 | 0 | - | 0 | - | W
20469 | KORBA | KARTALA | CHC | OPD | BP MACHINE | 1 | DIAMOND | 0 | 0 | 3000252455 | 0 | 0 | - | 0 | - | W
20470 | KORBA | KARTALA | CHC | OPD | BP MACHINE | 1 | DIAMOND | 0 | 0 | 3000252456 | 0 | 0 | - | 0 | - | W
20471 | KORBA | KARTALA | CHC | Other Dept. | NEEDLE DESTROYER | 1 | SARTEEH | 100 VA | 0 | 3000252457 | 0 | 0 | - | 0 | - | W
20472 | KORBA | KARTALA | CHC | Other Dept. | NEBULIZER | 1 | 0 | 0 | 0 | 3000252458 | 0 | 0 | - | 0 | - | W
20473 | KORBA | KARTALA | CHC | Other Dept. | FOETAL DOPPLER | 1 | MEDIGOT | 0 | 0 | 3000252459 | 0 | 0 | - | 0 | - | NW
20474 | KORBA | KARTALA | CHC | Dental Dept. | DENTAL CHAIR | 1 | CHESA | 0 | 0 | 3000252460 | 5-2-15 | 0 | - | 0 | - | NW
20475 | KORBA | KARTALA | CHC | Pathology Lab. | MICROSCOPE | 1 | LABONED | VISION 2000 | 0 | 3000252461 | 0 | 0 | - | 0 | - | W
20476 | KORBA | KARTALA | CHC | Pathology Lab. | CENTRIFUGE MACHINE | 1 | 0 | 0 | 0 | 3000252462 | 0 | 0 | - | 0 | - | W
20477 | KORBA | KARTALA | CHC | Pathology Lab. | NEEDLE DESTROYER | 1 | SARTEEH | 100 VA | 0 | 3000252463 | 0 | 0 | - | 0 | - | W
20478 | KORBA | KARTALA | CHC | Pathology Lab. | BP MACHINE | 1 | DIAMOND | 0 | 0 | 3000252464 | 0 | 0 | - | 0 | - | W
20479 | KORBA | KARTALA | CHC | Pathology Lab. | ELECTRIC STERILIZER | 1 | ATLAS | 0 | 0 | 3000252465 | 0 | 0 | - | 0 | - | W
20480 | KORBA | KARTALA | CHC | Pathology Lab. | AUTOCLAVE | 1 | 0 | 0 | 0 | 3000252466 | 0 | 0 | - | 0 | - | W
20481 | KORBA | KARTALA | CHC | Pathology Lab. | SUCTION APPARATUS | 1 | SURGIVAC | 0 | C132=002 | 3000252467 | 0 | 0 | - | 0 | - | W
20482 | KORBA | KARTALA | CHC | Pathology Lab. | SUCTION APPARATUS | 1 | 0 | 0 | 0 | 3000252468 | 0 | 0 | - | 0 | - | W
20483 | KORBA | KARTALA | CHC | Store Room | RADIANT WARMER | 1 | MEDITRIN | 0 | 0 | 3000252469 | 0 | 0 | - | 0 | - | NW
20484 | KORBA | KARTALA | CHC | Store Room | BP MACHINE | 1 | DIAMOND | 0 | 0 | 3000252470 | 0 | 0 | - | 0 | - | NW
20485 | KORBA | KARTALA | CHC | Store Room | BP MACHINE | 1 | DIAMOND | BPDGO24 | 0 | 3000252471 | 0 | 0 | - | 0 | - | NW
20486 | KORBA | KARTALA | CHC | Store Room | BP MACHINE | 1 | DIAMOND | 0 | 0 | 3000252472 | 0 | 0 | - | 0 | - | NW
20487 | KORBA | KARTALA | CHC | Store Room | FOETAL DOPPLER | 1 | MICROSIL | 0 | 0 | 3000252473 | 0 | 0 | - | 0 | - | NW
20488 | KORBA | KARTALA | CHC | Store Room | NEEDLE DESTROYER | 1 | SARTEEH | 100 VA | 0 | 3000252474 | 0 | 0 | - | 0 | - | NW
20489 | KORBA | KARTALA | CHC | Store Room | NEEDLE DESTROYER | 1 | SARTEEH | 100 VA | 0 | 3000252475 | 0 | 0 | - | 0 | - | NI
20490 | KORBA | KARTALA | CHC | Store Room | NEEDLE DESTROYER | 1 | SARTEEH | 100 VA | 0 | 3000252476 | 0 | 0 | - | 0 | - | NI
20491 | KORBA | KARTALA | CHC | Store Room | NEEDLE DESTROYER | 1 | SARTEEH | 100 VA | 0 | 3000252477 | 0 | 0 | - | 0 | - | NI
20492 | KORBA | KARTALA | CHC | Store Room | NEEDLE DESTROYER | 1 | SARTEEH | 100 VA | 0 | 3000252478 | 0 | 0 | - | 0 | - | NI
20493 | KORBA | KARTALA | CHC | Store Room | NEEDLE DESTROYER | 1 | SARTEEH | 100 VA | 0 | 3000252479 | 0 | 0 | - | 0 | - | NI
20494 | KORBA | KARTALA | CHC | Store Room | NEEDLE DESTROYER | 1 | SARTEEH | 100 VA | 0 | 3000252480 | 0 | 0 | - | 0 | - | NI
20495 | KORBA | KARTALA | CHC | Store Room | CENTRIFUGE MACHINE | 1 | 0 | 0 | 0 | 3000252481 | 0 | 0 | - | 0 | - | NW
20496 | KORBA | KARTALA | CHC | Store Room | CENTRIFUGE MACHINE | 1 | 0 | 0 | 0 | 3000252482 | 0 | 0 | - | 0 | - | NW
20497 | KORBA | KARTALA | CHC | Store Room | BABY WEIGHING SCALE | 1 | 0 | 0 | 0 | 3000252483 | 0 | 0 | - | 0 | - | W
20498 | KORBA | KARTALA | CHC | OT | AUTOCLAVE | 1 | 0 | 0 | 0 | 3000329301 | 0 | 0 | - | 0 | - | W
20499 | KORBA | KARTALA | CHC | OT | AUTOCLAVE | 1 | 0 | 0 | 0 | 3000329302 | 0 | 0 | - | 0 | - | NW
20500 | KORBA | KARTALA | CHC | OT | AUTOCLAVE | 1 | 0 | 0 | 0 | 3000329303 | 0 | 0 | - | 0 | - | NW
20501 | KORBA | KARTALA | CHC | OT | AUTOCLAVE | 1 | 0 | 0 | 0 | 3000329304 | 0 | 0 | - | 0 | - | W
20502 | KORBA | KARTALA | CHC | OT | AUTOCLAVE | 1 | 0 | 0 | 0 | 3000329305 | 0 | 0 | - | 0 | - | W
20503 | KORBA | KARTALA | CHC | OT | FOGGER | 1 | 0 | 0 | 0 | 3000329306 | 0 | 0 | - | 0 | - | W
20504 | KORBA | CHIKNIPALI | PHC | OPD | BP MACHINE | 1 | INFI | 0 | 13M0272 | 3000252348 | 0 | 0 | - | 0 | - | W
20505 | KORBA | CHIKNIPALI | PHC | Pathology Lab. | ELECTRIC STERILIZER | 1 | 0 | 0 | 0 | 3000252349 | 0 | 0 | - | 0 | - | W
20506 | KORBA | CHIKNIPALI | PHC | Pathology Lab. | GLUCO METER | 1 | ACCUCHEL AAFIVE | 0 | 0 | 3000252350 | 0 | 0 | - | 0 | - | W
20507 | KORBA | CHIKNIPALI | PHC | Pathology Lab. | NEEDLE DESTROYER | 1 | MICROSIL | ND 100 | 2448/06 | 3000252351 | 0 | 0 | - | 0 | - | W
20508 | KORBA | CHIKNIPALI | PHC | Pathology Lab. | CENTRIFUGE MACHINE | 1 | ALRIGO | 0 | 0 | 3000252352 | 0 | 0 | - | 0 | - | W
20509 | KORBA | CHIKNIPALI | PHC | Pathology Lab. | FOETAL DOPPLER | 1 | MEDI GULD | 0 | 0 | 3000252353 | 0 | 0 | - | 0 | - | W
20510 | KORBA | CHIKNIPALI | PHC | Pathology Lab. | SUCTION APPARATUS | 1 | PIONEER | 0 | 0 | 3000252354 | 0 | 0 | - | 0 | - | NW
20511 | KORBA | CHIKNIPALI | PHC | ENT DEPARTMENT | ALPHABETIC VISION CHART | 1 | 0 | 0 | 0 | 3000252355 | 0 | 0 | - | 0 | - | W
20512 | KORBA | CHIKNIPALI | PHC | DELIVERY ROOM | BABY WEIGHING SCALE | 1 | CROWN | 0 | 0 | 3000252356 | 20-6-07 | 0 | - | 0 | - | W
20513 | KORBA | CHIKNIPALI | PHC | DELIVERY ROOM | BABY WEIGHING SCALE | 1 | CROWN | 0 | 0 | 3000252357 | 14-1-08 | 0 | - | 0 | - | NI
20514 | KORBA | CHIKNIPALI | PHC | DELIVERY ROOM | NEEDLE DESTROYER | 1 | SARATEEH | SIR 100 VA | R1299 | 3000252358 | 0 | 0 | - | 0 | - | W
20515 | KORBA | CHIKNIPALI | PHC | Store Room | NEEDLE DESTROYER | 1 | SARATEEH | S1R 100 VA | R 1298 | 3000252359 | 0 | 0 | - | 0 | - | NW
20516 | KORBA | CHIKNIPALI | PHC | Store Room | AUTOCLAVE | 1 | 0 | 0 | 0 | 3000252360 | 0 | 0 | - | 0 | - | NW
20517 | KORBA | CHIKNIPALI | PHC | Store Room | AUTOCLAVE | 1 | 0 | 0 | 0 | 3000252361 | 0 | 0 | - | 0 | - | NW
20518 | KORBA | CHIKNIPALI | PHC | Store Room | ELECTRIC STERILIZER | 1 | 0 | 0 | 0 | 3000252362 | 0 | 0 | - | 0 | - | NW
20519 | KORBA | CHIKNIPALI | PHC | Store Room | ELECTRIC STERILIZER | 1 | 0 | 0 | 0 | 3000252363 | 0 | 0 | - | 0 | - | NW
20520 | KORBA | FARSWANI | PHC | ENT DEPARTMENT | ALPHABETIC VISION CHART | 1 | 0 | 0 | 0 | 3000267229 | 0 | 0 | - | 0 | - | W
20521 | KORBA | FARSWANI | PHC | OPD | BP MACHINE | 1 | DIAMOND | 0 | 0 | 3000267230 | 0 | 0 | - | 0 | - | W
20522 | KORBA | FARSWANI | PHC | OPD | BP MACHINE | 1 | OMRON | 0 | 20121010113 VG | 3000267231 | 0 | 0 | - | 0 | - | W
20523 | KORBA | FARSWANI | PHC | DELIVERY ROOM | NEEDLE DESTROYER | 1 | MICROSIL | ND 360 | 11080103 | 3000267232 | 0 | 0 | - | 0 | - | W
20524 | KORBA | FARSWANI | PHC | DELIVERY ROOM | ELECTRIC STERILIZER | 1 | 0 | 0 | 0 | 3000252321 | 0 | 0 | - | 0 | - | W
20525 | KORBA | FARSWANI | PHC | DELIVERY ROOM | BABY WEIGHING SCALE | 1 | 0 | 0 | 0 | 3000252322 | 0 | 0 | - | 0 | - | W
20526 | KORBA | FARSWANI | PHC | DELIVERY ROOM | BP MACHINE | 1 | GOLD SUPERME | 0 | 98121929 | 3000252323 | 0 | 0 | - | 0 | - | W
20527 | KORBA | FARSWANI | PHC | DELIVERY ROOM | BABY WEIGHING SCALE | 1 | CROWN | 0 | 0 | 3000252324 | 0 | 0 | - | 0 | - | W
20528 | KORBA | FARSWANI | PHC | DELIVERY ROOM | SUCTION APPARATUS | 1 | PIONEER | 0 | 0 | 3000252325 | 0 | 0 | - | 0 | - | W
20529 | KORBA | FARSWANI | PHC | DELIVERY ROOM | BP MACHINE | 1 | LIFEX | 0 | 95100208 | 3000252326 | 0 | 0 | - | 0 | - | NW
20530 | KORBA | KERAKACHHAR | PHC | Pathology Lab. | CENTRIFUGE MACHINE | 1 | ALRIGO | 0 | 0 | 3000252400 | 0 | 0 | - | 0 | - | NI
20531 | KORBA | KERAKACHHAR | PHC | Pathology Lab. | NEEDLE DESTROYER | 1 | SARATEEH | S1R 100VA | 0 | 3000252401 | 0 | 0 | - | 0 | - | NW
20532 | KORBA | KERAKACHHAR | PHC | GENERAL WARD | NEEDLE DESTROYER | 1 | SARATEEH | 100 VA | 0 | 3000252402 | 0 | 0 | - | 0 | - | W
20533 | KORBA | KERAKACHHAR | PHC | GENERAL WARD | AUTOCLAVE | 1 | 0 | 0 | 0 | 3000252403 | 0 | 0 | - | 0 | - | W
20534 | KORBA | KERAKACHHAR | PHC | GENERAL WARD | AUTOCLAVE | 1 | 0 | 0 | 0 | 3000252404 | 0 | 0 | - | 0 | - | W
20535 | KORBA | KERAKACHHAR | PHC | GENERAL WARD | ELECTRIC STERILIZER | 1 | 0 | 0 | 0 | 3000252405 | 0 | 0 | - | 0 | - | W
20536 | KORBA | KERAKACHHAR | PHC | GENERAL WARD | ELECTRIC STERILIZER | 1 | 0 | 0 | 0 | 3000252406 | 10-07-2013 | 0 | - | 0 | - | W
20537 | KORBA | KERAKACHHAR | PHC | GENERAL WARD | ELECTRIC STERILIZER | 1 | 0 | 0 | 0 | 3000252407 | 0 | 0 | - | 0 | - | W
20538 | KORBA | KERAKACHHAR | PHC | GENERAL WARD | ELECTRIC STERILIZER | 1 | 0 | 0 | 0 | 3000252408 | 0 | 0 | - | 0 | - | W
20539 | KORBA | KERAKACHHAR | PHC | GENERAL WARD | SUCTION APPARATUS | 1 | 0 | 0 | 0 | 3000252409 | 18-01-2008 | 0 | - | 0 | - | W
20540 | KORBA | KERAKACHHAR | PHC | GENERAL WARD | BP MACHINE | 1 | NAMATT | 0 | 51896 | 3000252410 | 05-12-2008 | 0 | - | 0 | - | W
20541 | KORBA | KERAKACHHAR | PHC | GENERAL WARD | BP MACHINE | 1 | NOVRAPHON | 0 | 0 | 3000252411 | 0 | 0 | - | 0 | - | NW
20542 | KORBA | KERAKACHHAR | PHC | OPD | BP MACHINE | 1 | NOVRAPHON | 0 | 0 | 3000252412 | 0 | 0 | - | 0 | - | NW
20543 | KORBA | KERAKACHHAR | PHC | DELIVERY ROOM | ELECTRIC STERILIZER | 1 | ATLAS | 0 | 0 | 3000252413 | 22-2-13 | 0 | - | 0 | - | W
20544 | KORBA | KERAKACHHAR | PHC | DELIVERY ROOM | NEEDLE DESTROYER | 1 | 0 | 0 | 0 | 3000252414 | 0 | 0 | - | 0 | - | W
20545 | KORBA | KERAKACHHAR | PHC | DELIVERY ROOM | BABY WEIGHING SCALE | 1 | CROWN | 0 | 0 | 3000252415 | 19-01-08 | 0 | - | 0 | - | W
20546 | KORBA | KERAKACHHAR | PHC | DELIVERY ROOM | SUCTION APPARATUS | 1 | 0 | 0 | 0 | 3000252416 | 0 | 0 | - | 0 | - | W
20547 | KORBA | KERAKACHHAR | PHC | DELIVERY ROOM | BABY WEIGHING SCALE | 1 | CROWN | 0 | 0 | 3000252417 | 0 | 0 | - | 0 | - | NI
20548 | KORBA | KERAKACHHAR | PHC | DELIVERY ROOM | SUCTION APPARATUS | 1 | 0 | 0 | 0 | 3000252418 | 0 | 0 | - | 0 | - | NW
20549 | KORBA | KERAKACHHAR | PHC | DELIVERY ROOM | SUCTION APPARATUS | 1 | 0 | 0 | 0 | 3000252419 | 0 | 0 | - | 0 | - | NW
20550 | KORBA | KERAKACHHAR | PHC | DELIVERY ROOM | NEEDLE DESTROYER | 1 | GARATECH | SIR 100 VA | 1549 | 3000252420 | 0 | 0 | - | 0 | - | NW
20551 | KORBA | KERAKACHHAR | PHC | DELIVERY ROOM | NEEDLE DESTROYER | 1 | MICROSIL | ND 350 | 1266 | 3000252421 | 0 | 0 | - | 0 | - | NW
20552 | KORBA | KERAKACHHAR | PHC | DELIVERY ROOM | BABY WEIGHING SCALE | 1 | CROWN | 0 | 0 | 3000252422 | 0 | 0 | - | 0 | - | NI
20553 | KORBA | KERAKACHHAR | PHC | DELIVERY ROOM | BABY WEIGHING SCALE | 1 | CROWN | 0 | 0 | 3000252423 | 0 | 0 | - | 0 | - | NI
20554 | KORBA | KERAKACHHAR | PHC | DELIVERY ROOM | BABY WEIGHING SCALE | 1 | CROWN | 0 | 0 | 3000252424 | 0 | 0 | - | 0 | - | NI
20555 | KORBA | KHARWANI | PHC | OPD | AUTOCLAVE | 1 | 0 | 0 | 0 | 3000252945 | 0 | 0 | - | 0 | - | NI
20556 | KORBA | KHARWANI | PHC | OPD | ELECTRIC STERILIZER | 1 | 0 | 0 | 0 | 3000252946 | 15-1-8 | 0 | - | 0 | - | W
20557 | KORBA | KHARWANI | PHC | OPD | NEEDLE DESTROYER | 1 | SARTECH | 100 VA | 0 | 3000252947 | 15-1-8 | 0 | - | 0 | - | W
20558 | KORBA | KHARWANI | PHC | OPD | BP MACHINE | 1 | PIONEER | 0 | 339822 | 3000252948 | 0 | 0 | - | 0 | - | W
20559 | KORBA | KHARWANI | PHC | OPD | SUCTION APPARATUS | 1 | 0 | 0 | 0 | 3000252949 | 8-4-13 | 0 | - | 0 | - | NW
20560 | KORBA | KHARWANI | PHC | OPD | SUCTION APPARATUS | 1 | 0 | 0 | 0 | 3000252950 | 15-1-8 | 0 | - | 0 | - | NW
20561 | KORBA | KHARWANI | PHC | Pathology Lab. | CENTRIFUGE MACHINE | 1 | ALMICRO | 0 | 0 | 3000252951 | 0 | 0 | - | 0 | - | W
20562 | KORBA | KHARWANI | PHC | Pathology Lab. | NEEDLE DESTROYER | 1 | SARTEEH | 100 VA | 0 | 3000252952 | 15-1-2008 | 0 | - | 0 | - | W
20563 | KORBA | KHARWANI | PHC | Pathology Lab. | MICROSCOPE | 1 | 0 | 0 | 0 | 3000252953 | 0 | 0 | - | 0 | - | W
20564 | KORBA | KHARWANI | PHC | Pathology Lab. | NEEDLE DESTROYER | 1 | MICROSIL | ND 360 | 1265 | 3000252954 | 29-5-2003 | 0 | - | 0 | - | W
20565 | KORBA | KHARWANI | PHC | Other Dept. | BABY WEIGHING SCALE | 1 | EASYCARE | BS 250 | 25014131759 | 3000252955 | 15-1-2008 | 0 | - | 0 | - | W
20566 | KORBA | KHARWANI | PHC | Other Dept. | ENT SET | 1 | 0 | 0 | 0 | 3000252956 | 8-7-2003 | 0 | - | 0 | - | W
20567 | KORBA | KHARWANI | PHC | Pathology Lab. | ENT SET | 1 | 0 | 0 | 0 | 3000252957 | 22-4-2005 | 0 | - | 0 | - | W
20568 | KORBA | KHARWANI | PHC | Pathology Lab. | BP MACHINE | 1 | DIAMOND | 0 | 0 | 3000252958 | 8-8-2008 | 0 | - | 0 | - | W
20569 | KORBA | KHARWANI | PHC | DELIVERY ROOM | BABY WEIGHING SCALE | 1 | EASYCARE | BP 250 | 25014131782 | 3000252959 | 15-1-2008 | 0 | - | 0 | - | W
20570 | KORBA | KHARWANI | PHC | DELIVERY ROOM | BP MACHINE | 1 | DIAMOND | BPDG014 | 0 | 3000252960 | 24-8-2005 | 0 | - | 0 | - | W
20571 | KORBA | KHARWANI | PHC | DELIVERY ROOM | FOETAL DOPPLER | 1 | MICO | 0 | 0 | 3000252961 | 0 | 0 | - | 0 | - | W
20572 | KORBA | KHARWANI | PHC | DELIVERY ROOM | Oxygen Cylinder | 1 | 0 | 0 | 0 | 3000252962 | 29-5-2003 | 0 | - | 0 | - | W
20573 | KORBA | KHARWANI | PHC | DELIVERY ROOM | ELECTRIC STERILIZER | 1 | 0 | 0 | 0 | 3000252963 | 0 | 0 | - | 0 | - | NI
20574 | KORBA | KHARWANI | PHC | DELIVERY ROOM | COLOUR DOPPLER | 1 | SCIENTEX | 0 | 0 | 3000252964 | 0 | 0 | - | 0 | - | NI
20575 | KORBA | KOTHARI | PHC | Pathology Lab. | NEEDLE DESTROYER | 1 | SARTEEH | 100 VA | 0 | 3000252965 | 0 | 0 | - | 0 | - | W
20576 | KORBA | KOTHARI | PHC | Orthopaedic ward | BP MACHINE | 1 | OMRON | HME 8712 | 20M040 3353VGI | 3000252966 | 0 | 0 | - | 0 | - | W
20577 | KORBA | KOTHARI | PHC | Orthopaedic ward | BP MACHINE | 1 | DIAMOND | 0 | 0 | 3000252967 | 0 | 0 | - | 0 | - | W
20578 | KORBA | KOTHARI | PHC | DELIVERY ROOM | SUCTION APPARATUS | 1 | PIONEER | 0 | 0 | 3000252968 | 0 | 0 | - | 0 | - | W
20579 | KORBA | KOTHARI | PHC | DELIVERY ROOM | BABY WEIGHING SCALE | 1 | SHUVARNA | 0 | 0 | 3000252969 | 0 | 0 | - | 0 | - | W
20580 | KORBA | KOTHARI | PHC | DELIVERY ROOM | SLIT LAMP | 1 | 0 | 0 | 0 | 3000252970 | 0 | 0 | - | 0 | - | W
20581 | KORBA | KOTHARI | PHC | Pathology Lab. | AUTOCLAVE | 1 | 0 | 0 | 0 | 3000252971 | 0 | 0 | - | 0 | - | W
20582 | KORBA | KOTHARI | PHC | DELIVERY ROOM | BABY WEIGHING SCALE | 1 | CROWN | 0 | 0 | 3000252972 | 0 | 0 | - | 0 | - | W
20583 | KORBA | RAMPUR | PHC | Store Room | BP MACHINE | 1 | NAMATT | 0 | 51661 | 3000252425 | 0 | 0 | - | 0 | - | NW
20584 | KORBA | RAMPUR | PHC | Store Room | BP MACHINE | 1 | INFI | 0 | 1204052 | 3000252426 | 0 | 0 | - | 0 | - | NW
20585 | KORBA | RAMPUR | PHC | Store Room | BP MACHINE | 1 | DIAMOND | 0 | 0 | 3000252427 | 2014 | 0 | - | 0 | - | NW
20586 | KORBA | RAMPUR | PHC | Store Room | BP MACHINE | 1 | NAMATT | 0 | 86 | 3000252428 | 0 | 0 | - | 0 | - | NW
20587 | KORBA | RAMPUR | PHC | Store Room | ELECTRIC STERILIZER | 1 | 0 | 0 | 0 | 3000252429 | 0 | 0 | - | 0 | - | NW
20588 | KORBA | RAMPUR | PHC | Store Room | ELECTRIC STERILIZER | 1 | 0 | 0 | 0 | 3000252430 | 0 | 0 | - | 0 | - | NW
20589 | KORBA | RAMPUR | PHC | Store Room | ELECTRIC STERILIZER | 1 | 0 | 0 | 0 | 3000252431 | 0 | 0 | - | 0 | - | NW
20590 | KORBA | RAMPUR | PHC | Store Room | ELECTRIC STERILIZER | 1 | 0 | 0 | 0 | 3000252432 | 0 | 0 | - | 0 | - | NW
20591 | KORBA | RAMPUR | PHC | Store Room | ELECTRIC STERILIZER | 1 | 0 | 0 | 0 | 3000252433 | 0 | 0 | - | 0 | - | NW
20592 | KORBA | RAMPUR | PHC | OPD | BP MACHINE | 1 | DIAMOND | 0 | 0 | 3000252434 | 0 | 0 | - | 0 | - | W
20593 | KORBA | RAMPUR | PHC | DELIVERY ROOM | BABY WEIGHING SCALE | 1 | CROWN | 0 | 0 | 3000252435 | 0 | 0 | - | 0 | - | W
20594 | KORBA | RAMPUR | PHC | DELIVERY ROOM | BP MACHINE | 1 | INFI | 0 | 1204069 | 3000252436 | 0 | 0 | - | 0 | - | W
20595 | KORBA | RAMPUR | PHC | DELIVERY ROOM | ELECTRIC STERILIZER | 1 | 0 | 0 | 0 | 3000252437 | 0 | 0 | - | 0 | - | W
20596 | KORBA | RAMPUR | PHC | DELIVERY ROOM | BABY WEIGHING SCALE | 1 | DUCBEL BRAUN | 0 | 0 | 3000252438 | 0 | 0 | - | 0 | - | W
20597 | KORBA | RAMPUR | PHC | DELIVERY ROOM | FOTEAL DOPPER | 1 | 0 | 0 | 0 | 3000252439 | 0 | 0 | - | 0 | - | W
20598 | KORBA | RAMPUR | PHC | DELIVERY ROOM | NEEDLE DESTROYER | 1 | MICROSIL | ND 350 | 1267 | 3000252440 | 0 | 0 | - | 0 | - | W
20599 | KORBA | RAMPUR | PHC | DELIVERY ROOM | BP MACHINE | 1 | EDTRA CAREA | 0 | 0 | 3000252441 | 2014 | 0 | - | 0 | - | NW
20600 | KORBA | RAMPUR | PHC | Pathology Lab. | ELECTRIC STERILIZER | 1 | 0 | 0 | 0 | 3000252442 | 0 | 0 | - | 0 | - | NW
20601 | KORBA | RAMPUR | PHC | Pathology Lab. | NEEDLE DESTROYER | 1 | MICROSIL | ND 360 | 11098/03 | 3000252443 | 0 | 0 | - | 0 | - | NW
20602 | KORBA | RAMPUR | PHC | Pathology Lab. | MICROSCOPE | 1 | 0 | 0 | 519518 | 3000252444 | 0 | 0 | - | 0 | - | W
20603 | KORBA | SARAGBUNDIYA | PHC | OPD | BP MACHINE | 1 | DIAMOND | 0 | 0 | 3000252327 | 0 | 0 | - | 0 | - | W
20604 | KORBA | SARAGBUNDIYA | PHC | Pathology Lab. | CENTRIFUGE MACHINE | 1 | 0 | 0 | 0 | 3000252328 | 0 | 0 | - | 0 | - | W
20605 | KORBA | SARAGBUNDIYA | PHC | GENERAL WARD | BP MACHINE | 1 | NAMATT | 0 | 8626 | 3000252329 | 0 | 0 | - | 0 | - | W
20606 | KORBA | SARAGBUNDIYA | PHC | GENERAL WARD | AUTOCLAVE | 1 | 0 | 0 | 0 | 3000252330 | 0 | 0 | - | 0 | - | W
20607 | KORBA | SARAGBUNDIYA | PHC | DELIVERY ROOM | BABY WEIGHING SCALE | 1 | ESSAE | 0 | 0 | 3000252331 | 0 | 0 | - | 0 | - | W
20608 | KORBA | SARAGBUNDIYA | PHC | DELIVERY ROOM | SUCTION APPARATUS | 1 | MEDILITE | 0 | 0 | 3000252332 | 0 | 0 | - | 0 | - | NW
20609 | KORBA | SARAGBUNDIYA | PHC | DELIVERY ROOM | ELECTRIC STERILIZER | 1 | ATLAS | 0 | 969852 | 3000252333 | 0 | 0 | - | 0 | - | W
20610 | KORBA | SARAGBUNDIYA | PHC | DELIVERY ROOM | NEBULIZER | 1 | AERO | 0 | 1014781 | 3000252334 | 0 | 0 | - | 0 | - | W
20611 | KORBA | SARAGBUNDIYA | PHC | DELIVERY ROOM | OXYGEN CONCENTRATOR | 1 | 0 | 0 | 0 | 3000252335 | 0 | 0 | - | 0 | - | W
20612 | KORBA | SARAGBUNDIYA | PHC | DELIVERY ROOM | NEEDLE DESTROYER | 1 | HAEMOSEF | 0 | 0 | 3000252336 | 0 | 0 | - | 0 | - | W
20613 | KORBA | SARAGBUNDIYA | PHC | DELIVERY ROOM | FOETAL DOPPLER | 1 | EASY | 0 | 0 | 3000252337 | 0 | 0 | - | 0 | - | W
20614 | KORBA | SARAGBUNDIYA | PHC | DELIVERY ROOM | BABY WEIGHING SCALE | 1 | CROWN | 0 | 0 | 3000252338 | 0 | 0 | - | 0 | - | W
20615 | KORBA | SARAGBUNDIYA | PHC | DELIVERY ROOM | ELECTRIC STERILIZER | 1 | 0 | 0 | 0 | 3000252339 | 0 | 0 | - | 0 | - | NW
20616 | KORBA | SARAGBUNDIYA | PHC | DELIVERY ROOM | ELECTRIC STERILIZER | 1 | 0 | 0 | 0 | 3000252340 | 0 | 0 | - | 0 | - | NW
20617 | KORBA | SARAGBUNDIYA | PHC | DELIVERY ROOM | NEEDLE DESTROYER | 1 | MICROSIL | ND 360 | 5318/03 | 3000252341 | 0 | 0 | - | 0 | - | W
20618 | KORBA | SARAGBUNDIYA | PHC | Store Room | ELECTRIC STERILIZER | 1 | 0 | 0 | 0 | 3000252342 | 0 | 0 | - | 0 | - | NW
20619 | KORBA | SARAGBUNDIYA | PHC | Store Room | ELECTRIC STERILIZER | 1 | 0 | 0 | 0 | 3000252343 | 0 | 0 | - | 0 | - | NW
20620 | KORBA | SARAGBUNDIYA | PHC | Store Room | BP MACHINE | 1 | GOLD SUPERME | 0 | 98104355 | 3000252344 | 0 | 0 | - | 0 | - | NW
20621 | KORBA | SARAGBUNDIYA | PHC | Store Room | BABY WEIGHING SCALE | 1 | CROWN | 0 | 0 | 3000252345 | 0 | 0 | - | 0 | - | W
20622 | KORBA | SARAGBUNDIYA | PHC | Store Room | BABY WEIGHING SCALE | 1 | CROWN | 0 | 0 | 3000252346 | 0 | 0 | - | 0 | - | NW
20623 | KORBA | SARAGBUNDIYA | PHC | Store Room | ELECTRIC STERILIZER | 1 | 0 | 0 | 0 | 3000252347 | 0 | 0 | - | 0 | - | W
20624 | KORBA | KATGHORA | CHC | OPD | BP MACHINE | 1 | DIAMOND | 0 | 0 | 3000268267 | 0 | 0 | - | 0 | - | NW
20625 | KORBA | KATGHORA | CHC | OPD | BP MACHINE | 1 | DIAMOND | 0 | 0 | 3000268268 | 0 | 0 | - | 0 | - | NW
20626 | KORBA | KATGHORA | CHC | DELIVERY ROOM | RADIANT WARMER | 1 | 0 | 0 | 0 | 3000268269 | 0 | 0 | - | 0 | - | NW
20627 | KORBA | KATGHORA | CHC | DELIVERY ROOM | ELECTRIC STERILIZER | 1 | 0 | 0 | 0 | 3000268270 | 0 | 0 | - | 0 | - | W
20628 | KORBA | KATGHORA | CHC | DELIVERY ROOM | BABY WEIGHING SCALE | 1 | 0 | 0 | 0 | 3000268271 | 0 | 0 | - | 0 | - | W
20629 | KORBA | KATGHORA | CHC | DELIVERY ROOM | FOETAL DOPPLER | 1 | 0 | 0 | 0 | 3000268272 | 0 | 0 | - | 0 | - | W
20630 | KORBA | KATGHORA | CHC | DELIVERY ROOM | NEEDLE DESTROYER | 1 | 0 | 0 | 0 | 3000268273 | 0 | 0 | - | 0 | - | W
20631 | KORBA | KATGHORA | CHC | DELIVERY ROOM | AUTOCLAVE | 1 | 0 | 0 | 0 | 3000268274 | 0 | 0 | - | 0 | - | NW
20632 | KORBA | KATGHORA | CHC | DELIVERY ROOM | RADIANT WARMER | 1 | MEDILITE | 0 | 0 | 3000268275 | 0 | 0 | - | 0 | - | W
20633 | KORBA | KATGHORA | CHC | DELIVERY ROOM | SUCTION APPARATUS | 1 | 0 | 0 | 0 | 3000268276 | 0 | 0 | - | 0 | - | W
20634 | KORBA | KATGHORA | CHC | DELIVERY ROOM | ELECTRIC STERILIZER | 1 | 0 | 0 | 0 | 3000268277 | 0 | 0 | - | 0 | - | W
20635 | KORBA | KATGHORA | CHC | DELIVERY ROOM | NEEDLE DESTROYER | 1 | 0 | 0 | 0 | 3000268278 | 0 | 0 | - | 0 | - | W
20636 | KORBA | KATGHORA | CHC | OPD | BP MACHINE | 1 | DIAMOND | 0 | 0 | 3000268279 | 0 | 0 | - | 0 | - | W
20637 | KORBA | KATGHORA | CHC | OPD | BP MACHINE | 1 | DIAMOND | 0 | 0 | 3000268280 | 0 | 0 | - | 0 | - | W
20638 | KORBA | KATGHORA | CHC | OT | PATIENT MONITOR | 1 | PHILIPS | 0 | 0 | 3000268281 | 0 | 0 | - | 0 | - | W
20639 | KORBA | KATGHORA | CHC | OT | SHADOWLESS OT LIGHT | 1 | 0 | 0 | 0 | 3000268282 | 0 | 0 | - | 0 | - | W
20640 | KORBA | KATGHORA | CHC | OT | SHADOWLESS OT LIGHT | 1 | 0 | 0 | 0 | 3000268283 | 0 | 0 | - | 0 | - | W
20641 | KORBA | KATGHORA | CHC | OT | OXYGEN CONCENTRATOR | 1 | 0 | 0 | 0 | 3000268284 | 0 | 0 | - | 0 | - | W
20642 | KORBA | KATGHORA | CHC | OT | SUCTION APPARATUS | 1 | SURGIVAC | 0 | C-133-014 | 3000268285 | 0 | 0 | - | 0 | - | W
20643 | KORBA | KATGHORA | CHC | OT | BP MACHINE | 1 | GOLAL SUPERON | 0 | 98109415 | 3000268286 | 0 | 0 | - | 0 | - | NW
20644 | KORBA | KATGHORA | CHC | Other Dept. | RADIANT WARMER | 1 | MOV & FW | 0 | 0 | 3000268287 | 0 | 0 | - | 0 | - | W
20645 | KORBA | KATGHORA | CHC | Other Dept. | SUCTION APPARATUS | 1 | 0 | 0 | 0 | 3000268288 | 0 | 0 | - | 0 | - | W
20646 | KORBA | KATGHORA | CHC | Other Dept. | OXYGEN CONCENTRATOR | 1 | 0 | 0 | 0 | 3000268289 | 0 | 0 | - | 0 | - | W
20647 | KORBA | KATGHORA | CHC | Other Dept. | AUTOCLAVE | 1 | 0 | 0 | 0 | 3000268290 | 0 | 0 | - | 0 | - | W
20648 | KORBA | KATGHORA | CHC | Other Dept. | AUTOCLAVE | 1 | 0 | 0 | 0 | 3000268291 | 0 | 0 | - | 0 | - | W
20649 | KORBA | KATGHORA | CHC | Other Dept. | BABY WEIGHING SCALE | 1 | DOUBEL BROWN | 0 | 0 | 3000268292 | 0 | 0 | - | 0 | - | NW
20650 | KORBA | KATGHORA | CHC | Other Dept. | NEEDLE DESTROYER | 1 | MICROSIL | ND 350 | 2012 | 3000268293 | 0 | 0 | - | 0 | - | W
20651 | KORBA | KATGHORA | CHC | Other Dept. | AUTOCLAVE | 1 | 0 | 0 | 0 | 3000268294 | 0 | 0 | - | 0 | - | NW
20652 | KORBA | KATGHORA | CHC | Other Dept. | SUCTION APPARATUS | 1 | 0 | 0 | 0 | 3000268295 | 0 | 0 | - | 0 | - | W
20653 | KORBA | KATGHORA | CHC | Other Dept. | BP MACHINE | 1 | NAMATT | 0 | 139020 | 3000268296 | 0 | 0 | - | 0 | - | NW
20654 | KORBA | KATGHORA | CHC | Other Dept. | BP MACHINE | 1 | CROSS DILUR | 0 | 0 | 3000268297 | 0 | 0 | - | 0 | - | NW
20655 | KORBA | KATGHORA | CHC | RADIOLOGY Dept. | X-RAY MACHINE | 1 | 0 | 0 | LQ90178 | 3000268298 | 2010 | 0 | - | 0 | - | W
20656 | KORBA | KATGHORA | CHC | Pathology Lab. | MICROSCOPE | 1 | LABORMADE | VISION 2000 | 1105 | 3000268299 | 0 | 0 | - | 0 | - | W
20657 | KORBA | KATGHORA | CHC | Pathology Lab. | MICROSCOPE | 1 | ZEISSPRINOSTAR | 0 | 0 | 3000268300 | 0 | 0 | - | 0 | - | W
20658 | KORBA | KATGHORA | CHC | Pathology Lab. | ELECTRIC STERILIZER | 1 | 0 | 0 | 0 | 3000268301 | 0 | 0 | - | 0 | - | NW
20659 | KORBA | KATGHORA | CHC | Pathology Lab. | CENTRIFUGE MACHINE | 1 | 0 | 0 | KJLC-7696 | 3000268302 | 0 | 0 | - | 0 | - | W
20660 | KORBA | KATGHORA | CHC | Pathology Lab. | NEEDLE DESTROYER | 1 | SARATEEH | 0 | 0 | 3000268303 | 0 | 0 | - | 0 | - | NW
20661 | KORBA | KATGHORA | CHC | Pathology Lab. | HOT AIR OVEN | 1 | 0 | 0 | 0 | 3000247362 | 0 | 0 | - | 0 | - | W
20662 | KORBA | KATGHORA | CHC | Pathology Lab. | COLOUR DOPPLER | 1 | BEACON | 0 | 0 | 3000247361 | 0 | 0 | - | 0 | - | W
20663 | KORBA | KATGHORA | CHC | Pathology Lab. | MICROSCOPE | 1 | 0 | 0 | 0 | 3000247360 | 0 | 0 | - | 0 | - | NW
20664 | KORBA | KATGHORA | CHC | Pathology Lab. | MICROSCOPE | 1 | 0 | 0 | 0 | 3000247359 | 0 | 0 | - | 0 | - | NW
20665 | KORBA | KATGHORA | CHC | Pathology Lab. | MICROSCOPE | 1 | 0 | 0 | 0 | 3000247358 | 0 | 0 | - | 0 | - | W
20666 | KORBA | BANKIMANIARA | PHC | Pathology Lab. | CENTRIFUGE MACHINE | 1 | 0 | 0 | 0 | 3000247345 | 0 | 0 | - | 0 | - | W
20667 | KORBA | BANKIMANIARA | PHC | Pathology Lab. | NEEDLE DESTROYER | 1 | SARTEEH | 0 | 0 | 3000247346 | 0 | 0 | - | 0 | - | W
20668 | KORBA | BANKIMANIARA | PHC | Pathology Lab. | MICROSCOPE | 1 | BLISCO | 0 | 0 | 3000247347 | 0 | 0 | - | 0 | - | W
20669 | KORBA | BANKIMANIARA | PHC | OPD | BP MACHINE | 1 | DIAMOND | 0 | 0 | 3000247348 | 0 | 0 | - | 0 | - | W
20670 | KORBA | BANKIMANIARA | PHC | OPD | BP MACHINE | 1 | LIFE LINE | 0 | 93101061 | 3000247349 | 0 | 0 | - | 0 | - | W
20671 | KORBA | BANKIMANIARA | PHC | DELIVERY ROOM | OXYGEN CONCENTRATOR | 1 | 0 | 0 | 0 | 3000247350 | 0 | 0 | - | 0 | - | W
20672 | KORBA | BANKIMANIARA | PHC | DELIVERY ROOM | BABY WEIGHING SCALE | 1 | DOCBEL BROWN | 0 | 0 | 3000247351 | 0 | 0 | - | 0 | - | W
20673 | KORBA | BANKIMANIARA | PHC | DELIVERY ROOM | NEEDLE DESTROYER | 1 | MICROSIL | NO 350 | 1009 | 3000247352 | 0 | 0 | - | 0 | - | W
20674 | KORBA | BANKIMANIARA | PHC | DELIVERY ROOM | ELECTRIC STERILIZER | 1 | 0 | 0 | 0 | 3000247353 | 0 | 0 | - | 0 | - | W
20675 | KORBA | BANKIMANIARA | PHC | DELIVERY ROOM | SUCTION APPARATUS | 1 | 0 | 0 | 0 | 3000267207 | 0 | 0 | - | 0 | - | W
20676 | KORBA | BANKIMANIARA | PHC | DELIVERY ROOM | FOETAL DOPPLER | 1 | EURO DOPP | 0 | 0 | 3000267208 | 0 | 0 | - | 0 | - | NW
20677 | KORBA | BANKIMANIARA | PHC | ENT DEPARTMENT | BINOCULAR MICROSCOPE | 1 | 0 | 0 | 0 | 3000267209 | 0 | 0 | - | 0 | - | W
20678 | KORBA | BANKIMANIARA | PHC | GENERAL WARD | BP MACHINE | 1 | DIAMOND | 0 | 0 | 3000267210 | 0 | 0 | - | 0 | - | W
20679 | KORBA | BANKIMANIARA | PHC | Store Room | AUTOCLAVE | 1 | 0 | 0 | 0 | 3000267211 | 0 | 0 | - | 0 | - | W
20680 | KORBA | BANKIMANIARA | PHC | Store Room | AUTOCLAVE | 1 | 0 | 0 | 0 | 3000267212 | 0 | 0 | - | 0 | - | NW
20681 | KORBA | BANKIMANIARA | PHC | Store Room | ELECTRIC STERILIZER | 1 | 0 | 0 | 0 | 3000267213 | 0 | 0 | - | 0 | - | NW
20682 | KORBA | BANKIMANIARA | PHC | Store Room | ELECTRIC STERILIZER | 1 | 0 | 0 | 0 | 3000267214 | 0 | 0 | - | 0 | - | NW
20683 | KORBA | BANKIMANIARA | PHC | Store Room | BP MACHINE | 1 | 0 | 0 | 0 | 3000267215 | 0 | 0 | - | 0 | - | W
20684 | KORBA | BANKIMANIARA | PHC | Pathology Lab. | HOT AIR OVEN | 1 | 0 | 0 | 0 | 3000267216 | 0 | 0 | - | 0 | - | W
20685 | KORBA | BHILAI BAZAR | PHC | GENERAL WARD | ELECTRIC STERILIZER | 1 | 0 | 0 | 0 | 3000247331 | 0 | 0 | - | 0 | - | W
20686 | KORBA | BHILAI BAZAR | PHC | OPD | BP MACHINE | 1 | INFI | 0 | 14N089 | 3000247332 | 0 | 0 | - | 0 | - | W
20687 | KORBA | BHILAI BAZAR | PHC | DELIVERY ROOM | NEEDLE DESTROYER | 1 | MICROSIL | ND 350 | 1813 | 3000247333 | 0 | 0 | - | 0 | - | W
20688 | KORBA | BHILAI BAZAR | PHC | DELIVERY ROOM | AUTOCLAVE | 1 | 0 | 0 | 0 | 3000247334 | 0 | 0 | - | 0 | - | W
20689 | KORBA | BHILAI BAZAR | PHC | DELIVERY ROOM | BABY WEIGHING SCALE | 1 | ESSAE | B5-250 | 25014131789 | 3000247335 | 0 | 0 | - | 0 | - | W
20690 | KORBA | BHILAI BAZAR | PHC | DELIVERY ROOM | ELECTRIC STERILIZER | 1 | 0 | 0 | 0 | 3000247336 | 0 | 0 | - | 0 | - | W
20691 | KORBA | BHILAI BAZAR | PHC | DELIVERY ROOM | SUCTION APPARATUS | 1 | 0 | 0 | 0 | 3000247337 | 0 | 0 | - | 0 | - | W
20692 | KORBA | BHILAI BAZAR | PHC | DELIVERY ROOM | OXYGEN CONCENTRATOR | 1 | 0 | 0 | 0 | 3000247338 | 0 | 0 | - | 0 | - | W
20693 | KORBA | BHILAI BAZAR | PHC | DELIVERY ROOM | BP MACHINE | 1 | 0 | 0 | 13J0326 | 3000247339 | 0 | 0 | - | 0 | - | W
20694 | KORBA | BHILAI BAZAR | PHC | Pathology Lab. | MICROSCOPE | 1 | LABONED | VISION 2000 | 844 | 3000247340 | 0 | 0 | - | 0 | - | W
20695 | KORBA | BHILAI BAZAR | PHC | Pathology Lab. | COLOUR DOPPLER | 1 | 0 | 0 | 0 | 3000247341 | 0 | 0 | - | 0 | - | NW
20696 | KORBA | BHILAI BAZAR | PHC | Pathology Lab. | CENTRIFUGE MACHINE | 1 | 0 | 0 | 0 | 3000247342 | 0 | 0 | - | 0 | - | W
20697 | KORBA | BHILAI BAZAR | PHC | Pathology Lab. | HOT AIR OVEN | 1 | VTS | 0 | 0 | 3000247343 | 0 | 0 | - | 0 | - | W
20698 | KORBA | BHILAI BAZAR | PHC | Pathology Lab. | NEEDLE DESTROYER | 1 | MICROSIL | ND 100 | 1822/05-16 | 3000247344 | 0 | 0 | - | 0 | - | W
20699 | KORBA | CHAKABUDA | PHC | OPD | BP MACHINE | 1 | DIAMOND | 0 | 0 | 3000267217 | 0 | 0 | - | 0 | - | W
20700 | KORBA | CHAKABUDA | PHC | DELIVERY ROOM | ELECTRIC STERILIZER | 1 | ATLAS | 09E-9107 | 0 | 3000267218 | 0 | 0 | - | 0 | - | W
20701 | KORBA | CHAKABUDA | PHC | DELIVERY ROOM | SUCTION APPARATUS | 1 | 0 | 0 | 0 | 3000267220 | 0 | 0 | - | 0 | - | NW
20702 | KORBA | CHAKABUDA | PHC | DELIVERY ROOM | BABY WEIGHING SCALE | 1 | CROWN | 0 | 0 | 3000267221 | 0 | 0 | - | 0 | - | W
20703 | KORBA | CHAKABUDA | PHC | DELIVERY ROOM | OXYGEN CONCENTRATOR | 1 | 0 | 0 | 0 | 3000267222 | 0 | 0 | - | 0 | - | W
20704 | KORBA | CHAKABUDA | PHC | DELIVERY ROOM | MICROSCOPE | 1 | 0 | 0 | 0 | 3000267223 | 0 | 0 | - | 0 | - | W
20705 | KORBA | CHAKABUDA | PHC | Store Room | AUTOCLAVE | 1 | 0 | 0 | 0 | 3000267224 | 0 | 0 | - | 0 | - | W
20706 | KORBA | CHAKABUDA | PHC | Store Room | AUTOCLAVE | 1 | 0 | 0 | 0 | 3000267225 | 0 | 0 | - | 0 | - | W
20707 | KORBA | CHAKABUDA | PHC | ENT DEPARTMENT | BINOCULAR MICROSCOPE | 1 | 0 | 0 | 0 | 3000267226 | 0 | 0 | - | 0 | - | W
20708 | KORBA | CHAKABUDA | PHC | Other Dept. | ELECTRIC STERILIZER | 1 | 0 | 0 | 0 | 3000267227 | 0 | 0 | - | 0 | - | NW
20709 | KORBA | CHAKABUDA | PHC | DELIVERY ROOM | NEEDLE DESTROYER | 1 | 0 | 0 | 0 | 3000267228 | 0 | 0 | - | 0 | - | W
20710 | KORBA | CHHURI | PHC | OT | NEEDLE DESTROYER | 1 | SARATEEH | 100 VA | 0 | 3000247357 | 0 | 0 | - | 0 | - | W
20711 | KORBA | CHHURI | PHC | OT | ELECTRIC STERILIZER | 1 | 0 | 0 | 0 | 3000247356 | 0 | 0 | - | 0 | - | W
20712 | KORBA | CHHURI | PHC | OT | AUTOCLAVE | 1 | 0 | 0 | 0 | 3000247355 | 0 | 0 | - | 0 | - | W
20713 | KORBA | CHHURI | PHC | OT | BABY WEIGHING SCALE | 1 | DOCBEL BROWN | 0 | 0 | 3000247354 | 0 | 0 | - | 0 | - | W
20714 | KORBA | CHHURI | PHC | OT | SUCTION APPARATUS | 1 | 0 | 0 | 0 | 3000247325 | 0 | 0 | - | 0 | - | W
20715 | KORBA | CHHURI | PHC | OT | OXYGEN CONCENTRATOR | 1 | 0 | 0 | 0 | 3000247326 | 0 | 0 | - | 0 | - | W
20716 | KORBA | CHHURI | PHC | OT | BP MACHINE | 1 | DIAMOND | 0 | 0 | 3000247327 | 0 | 0 | - | 0 | - | W
20717 | KORBA | CHHURI | PHC | OT | BP MACHINE | 1 | DIAMOND | 0 | 0 | 3000247328 | 0 | 0 | - | 0 | - | W
20718 | KORBA | CHHURI | PHC | OT | CENTRIFUGE MACHINE | 1 | RENI | 0 | 0 | 3000247329 | 0 | 0 | - | 0 | - | W
20719 | KORBA | CHHURI | PHC | OT | MICROSCOPE | 1 | 0 | 0 | 0 | 3000247330 | 0 | 0 | - | 0 | - | W
20720 | KORBA | RANJANA | PHC | OPD | BP MACHINE | 1 | DIAMOND | 0 | 0 | 3000252509 | 0 | 0 | - | 0 | - | W
20721 | KORBA | RANJANA | PHC | OPD | NEBULIZER | 1 | OVERTEL INF | 0 | 0 | 3000252608 | 0 | 0 | - | 0 | - | W
20722 | KORBA | RANJANA | PHC | OPD | BP MACHINE | 1 | 0 | 0 | 903A000737 | 3000252609 | 0 | 0 | - | 0 | - | W
20723 | KORBA | RANJANA | PHC | OPD | GLUCO METER | 1 | 0 | 0 | 102A0014E00 | 3000252610 | 0 | 0 | - | 0 | - | W
20724 | KORBA | RANJANA | PHC | Pathology Lab. | MICROSCOPE | 1 | MICROSIL | 0 | 34620 | 3000252611 | 0 | 0 | - | 0 | - | W
20725 | KORBA | RANJANA | PHC | Pathology Lab. | CENTRIFUGE MACHINE | 1 | 0 | 0 | 0 | 3000252612 | 0 | 0 | - | 0 | - | NW
20726 | KORBA | RANJANA | PHC | Pathology Lab. | NEEDLE DESTROYER | 1 | MICROSIL | ND 100 | 2252/0607 | 3000252613 | 0 | 0 | - | 0 | - | W
20727 | KORBA | RANJANA | PHC | Pathology Lab. | ELECTRIC STERILIZER | 1 | 0 | 0 | 0 | 3000252614 | 0 | 0 | - | 0 | - | W
20728 | KORBA | RANJANA | PHC | Pathology Lab. | AUTOCLAVE | 1 | 0 | 0 | 0 | 3000252615 | 0 | 0 | - | 0 | - | W
20729 | KORBA | RANJANA | PHC | DELIVERY ROOM | OXYGEN CONCENTRATOR | 1 | 0 | 0 | 0 | 3000252616 | 0 | 0 | - | 0 | - | W
20730 | KORBA | RANJANA | PHC | DELIVERY ROOM | BABY WEIGHING SCALE | 1 | CROWN | 0 | 0 | 3000252546 | 0 | 0 | - | 0 | - | W
20731 | KORBA | RANJANA | PHC | DELIVERY ROOM | NEEDLE DESTROYER | 1 | 0 | 0 | 0 | 3000252547 | 0 | 0 | - | 0 | - | W
20732 | KORBA | RANJANA | PHC | ENT DEPARTMENT | SLIT LAMP | 1 | 0 | 0 | 0 | 3000252548 | 0 | 0 | - | 0 | - | W
20733 | Korba | CHC KORBA | CHC | Other Dept.
20734 | KORBA | AJGAR BANAR | PHC | OPD | BP MACHINE | 1 | DIAMOND | 0 | 0 | 3000329345 | 0 | 0 | - | 0 | - | W
20735 | KORBA | AJGAR BANAR | PHC | OPD | BP MACHINE | 1 | OMRON | 0 | 0 | 3000329346 | 0 | 0 | - | 0 | - | W
20736 | KORBA | AJGAR BANAR | PHC | DELIVERY ROOM | NEEDLE DESTROYER | 1 | MICROSIL | ND 350 | 1350 | 3000329347 | 0 | 0 | - | 0 | - | W
20737 | KORBA | AJGAR BANAR | PHC | DELIVERY ROOM | NEEDLE DESTROYER | 1 | HLL | 0 | 0 | 3000329348 | 0 | 0 | - | 0 | - | NW
20738 | KORBA | AJGAR BANAR | PHC | DELIVERY ROOM | BABY WEIGHING SCALE | 1 | 0 | 0 | 0 | 3000329349 | 0 | 0 | - | 0 | - | W
20739 | KORBA | AJGAR BANAR | PHC | DELIVERY ROOM | SUCTION APPARATUS | 1 | 0 | 0 | 0 | 3000329350 | 0 | 0 | - | 0 | - | W
20740 | KORBA | AJGAR BANAR | PHC | Pathology Lab. | MICROSCOPE | 1 | LABOMED | VISION 2000 | 840 | 3000329351 | 0 | 0 | - | 0 | - | W
20741 | KORBA | AJGAR BANAR | PHC | Store Room | BP MACHINE | 1 | NAMATT | 0 | 88102333 | 3000329352 | 0 | 0 | - | 0 | - | NW
20742 | KORBA | AJGAR BANAR | PHC | Store Room | BP MACHINE | 1 | 0 | 0 | 0 | 3000329353 | 0 | 0 | - | 0 | - | NW
20743 | KORBA | AJGAR BANAR | PHC | Store Room | ENT SET | 1 | 0 | 0 | 0 | 3000329355 | 0 | 0 | - | 0 | - | NW
20744 | KORBA | AJGAR BANAR | PHC | Store Room | ELECTRIC STERILIZER | 1 | 0 | 0 | 0 | 3000329356 | 0 | 0 | - | 0 | - | NW
20745 | KORBA | AJGAR BANAR | PHC | Store Room | BP MACHINE | 1 | 0 | 0 | 0 | 3000329357 | 0 | 0 | - | 0 | - | NW
20746 | KORBA | AJGAR BANAR | PHC | Store Room | ELECTRIC STERILIZER | 1 | 0 | 0 | 0 | 3000329354 | 0 | 0 | - | 0 | - | NW
20747 | KORBA | AJGAR BANAR | PHC | Other Dept. | SLIT LAMP | 1 | 0 | 0 | 0 | 3000329358 | 0 | 0 | - | 0 | - | W
20748 | KORBA | AJGAR BANAR | PHC | Other Dept. | ELECTRIC STERILIZER | 1 | ATLAS | 0 | 09F8869 | 3000329359 | 0 | 0 | - | 0 | - | W
20749 | KORBA | BHAISMA | PHC | DELIVERY ROOM | BABY WEIGHING SCALE | 1 | CROWN | 0 | 0 | 3000252364 | 0 | 0 | - | 0 | - | W
20750 | KORBA | BHAISMA | PHC | DELIVERY ROOM | BP MACHINE | 1 | DIAMOND | 0 | 0 | 3000252365 | 0 | 0 | - | 0 | - | W
20751 | KORBA | BHAISMA | PHC | DELIVERY ROOM | BP MACHINE | 1 | NAMATT | 0 | 0 | 3000252366 | 0 | 0 | - | 0 | - | NW
20752 | KORBA | BHAISMA | PHC | DELIVERY ROOM | ELECTRIC STERILIZER | 1 | ATLAS | 0 | 09E9124 | 3000252367 | 0 | 0 | - | 0 | - | W
20753 | KORBA | BHAISMA | PHC | DELIVERY ROOM | SUCTION APPARATUS | 1 | 0 | 0 | 0 | 3000252368 | 0 | 0 | - | 0 | - | W
20754 | KORBA | BHAISMA | PHC | DELIVERY ROOM | NEEDLE DESTROYER | 1 | SARATEEH | 0 | 0 | 3000252369 | 0 | 0 | - | 0 | - | NW
20755 | KORBA | BHAISMA | PHC | DELIVERY ROOM | OXYGEN CONCENTRATOR | 1 | 0 | 0 | 0 | 3000252370 | 0 | 0 | - | 0 | - | W
20756 | KORBA | BHAISMA | PHC | DELIVERY ROOM | BP MACHINE | 1 | PIONEER | 0 | 339817 | 3000252371 | 0 | 0 | - | 0 | - | NW
20757 | KORBA | BHAISMA | PHC | DELIVERY ROOM | MICROSCOPE | 1 | LABORMADE | VISION 2000 | 0 | 3000252372 | 0 | 0 | - | 0 | - | NW
20758 | KORBA | BHAISMA | PHC | DELIVERY ROOM | CENTRIFUGE MACHINE | 1 | COSLAB | 0 | 0 | 3000252373 | 0 | 0 | - | 0 | - | NW
20759 | KORBA | KORBA | PHC | Pathology Lab. | NEEDLE DESTROYER | 1 | BIOPLUS | 0 | 0 | 3000252374 | 0 | 0 | - | 0 | - | W
20760 | KORBA | KORBA | PHC | Pathology Lab. | MICROSCOPE | 1 |  | MLW | 0 | 3000252375 | 0 | 0 | - | 0 | - | W
20761 | KORBA | KORBA | PHC | Pathology Lab. | MICROSCOPE | 1 |  | MLW | 0 | 3000252376 | 0 | 0 | - | 0 | - | W
20762 | KORBA | KORBA | PHC | Pathology Lab. | CENTRIFUGE MACHINE | 1 | 0 | 0 | 0 | 3000252377 | 0 | 0 | - | 0 | - | W
20763 | KORBA | KORBA | PHC | Pathology Lab. | CENTRIFUGE MACHINE | 1 | 0 | 0 | 0 | 3000252378 | 0 | 0 | - | 0 | - | NW
20764 | KORBA | KORBA | PHC | Pathology Lab. | HOT AIR OVEN | 1 | 0 | 0 | 0 | 3000252379 | 0 | 0 | - | 0 | - | W
20765 | KORBA | KORBA | PHC | ENT DEPARTMENT | SLIT LAMP | 1 | 0 | 0 | 0 | 3000252380 | 0 | 0 | - | 0 | - | W
20766 | KORBA | KORBA | PHC | DELIVERY ROOM | AUTOCLAVE | 1 | 0 | 0 | 0 | 3000252382 | 0 | 0 | - | 0 | - | W
20767 | KORBA | KORBA | PHC | DELIVERY ROOM | AUTOCLAVE | 1 | 0 | 0 | 0 | 3000252383 | 0 | 0 | - | 0 | - | W
20768 | KORBA | KORBA | PHC | DELIVERY ROOM | BP MACHINE | 1 | DIAMOND | 0 | 0 | 3000252384 | 0 | 0 | - | 0 | - | W
20769 | KORBA | KORBA | PHC | DELIVERY ROOM | OXYGEN CONCENTRATOR | 1 | 0 | 0 | 0 | 3000252385 | 0 | 0 | - | 0 | - | W
20770 | KORBA | KORBA | PHC | DELIVERY ROOM | OXYGEN CONCENTRATOR | 1 | 0 | 0 | 0 | 3000252386 | 0 | 0 | - | 0 | - | W
20771 | KORBA | KORBA | PHC | DELIVERY ROOM | SUCTION APPARATUS | 1 | 0 | 0 | 0 | 3000252387 | 0 | 0 | - | 0 | - | W
20772 | KORBA | KORBA | PHC | DELIVERY ROOM | BABY WEIGHING SCALE | 1 | MEDI FRIM | 0 | 0 | 3000252388 | 0 | 0 | - | 0 | - | W
20773 | KORBA | KORBA | PHC | DELIVERY ROOM | BABY WEIGHING SCALE | 1 | SHUVARNA | 0 | 0 | 3000252389 | 0 | 0 | - | 0 | - | W
20774 | KORBA | KORBA | PHC | DELIVERY ROOM | NEEDLE DESTROYER | 1 | SAILIFE | 0 | 0 | 3000252390 | 0 | 0 | - | 0 | - | W
20775 | KORBA | KORBA | PHC | DELIVERY ROOM | NEEDLE DESTROYER | 1 | SAILIFE | 0 | 0 | 3000252391 | 0 | 0 | - | 0 | - | W
20776 | KORBA | KORBA | PHC | DELIVERY ROOM | BP MACHINE | 1 | DIAMOND | 0 | 0 | 3000252392 | 0 | 0 | - | 0 | - | NW
20777 | KORBA | KORBA | PHC | DELIVERY ROOM | FOETAL DOPPLER | 1 | MEHAR | READY DOPP MOSC II | 0 | 3000252393 | 0 | 0 | - | 0 | - | W
20778 | KORBA | KORBA | PHC | DELIVERY ROOM | NEBULIZER | 1 | EASY CARE | 0 | 631404 | 3000252394 | 0 | 0 | - | 0 | - | W
20779 | KORBA | KORBA | PHC | DELIVERY ROOM | NEEDLE DESTROYER | 1 | SAI LIFE | 0 | 0 | 3000252395 | 0 | 0 | - | 0 | - | W
20780 | KORBA | KORBA | PHC | DELIVERY ROOM | NEEDLE DESTROYER | 1 | BIO PLUS | 0 | 0 | 3000252396 | 0 | 0 | - | 0 | - | W
20781 | KORBA | KORBA | PHC | OPD | BP MACHINE | 1 | DIAMOND | 0 | 0 | 3000252397 | 0 | 0 | - | 0 | - | NW
20782 | KORBA | KORBA | PHC | OPD | BP MACHINE | 1 | DIAMOND | 0 | 0 | 3000252398 | 0 | 0 | - | 0 | - | W
20783 | KORBA | KORBA | PHC | Dental Dept. | DENTAL CHAIR | 1 | CHESA INC | 0 | 0 | 3000252399 | 0 | 0 | - | 0 | - | NI
20784 | KORBA | KORKOMA | PHC | OPD | BP MACHINE | 1 | OMRON | HEM 120 | 20131005948 VGI | 3000329360 | 0 | 0 | - | 0 | - | W
20785 | KORBA | KORKOMA | PHC | DELIVERY ROOM | BABY WEIGHING SCALE | 1 | CROWN | 0 | 0 | 3000329361 | 0 | 0 | - | 0 | - | W
20786 | KORBA | KORKOMA | PHC | Pathology Lab. | MICROSCOPE | 1 | 0 | 0 | 67089 | 3000329362 | 0 | 0 | - | 0 | - | W
20787 | KORBA | KORKOMA | PHC | Other Dept. | BP MACHINE | 1 | IDEAL | 0 | 0 | 3000329363 | 0 | 0 | - | 0 | - | NW
20788 | KORBA | KORKOMA | PHC | Other Dept. | ELECTRIC STERILIZER | 1 | 0 | 0 | 0 | 3000329364 | 0 | 0 | - | 0 | - | NI
20789 | KORBA | KORKOMA | PHC | Other Dept. | BP MACHINE | 1 | 0 | 0 | 0 | 3000329365 | 0 | 0 | - | 0 | - | NW
20790 | KORBA | KUDMURA | PHC | DELIVERY ROOM | SUCTION APPARATUS | 1 | YOGA CARE | - | - | 3000329307 | 0 | 0 | - | 0 | - | W
20791 | KORBA | KUDMURA | PHC | DELIVERY ROOM | FOETAL DOPPLER | 1 | 0 | 0 | 0 | 3000329308 | 0 | 0 | - | 0 | - | W
20792 | KORBA | KUDMURA | PHC | DELIVERY ROOM | SUCTION APPARATUS | 1 | 0 | 0 | 0 | 3000329309 | 0 | 0 | - | 0 | - | W
20793 | KORBA | KUDMURA | PHC | DELIVERY ROOM | BABY WEIGHING SCALE | 1 | KOHINOOR | 0 | 0 | 3000329310 | 0 | 0 | - | 0 | - | W
20794 | KORBA | KUDMURA | PHC | DELIVERY ROOM | ELECTRIC STERILIZER | 1 | 0 | 0 | 0 | 3000329311 | 0 | 0 | - | 0 | - | NI
20795 | KORBA | KUDMURA | PHC | Store Room | ELECTRIC STERILIZER | 1 | 0 | 0 | 0 | 3000329312 | 0 | 0 | - | 0 | - | NI
20796 | KORBA | KUDMURA | PHC | Store Room | AUTOCLAVE | 1 | 0 | 0 | 0 | 3000329313 | 0 | 0 | - | 0 | - | NI
20797 | KORBA | KUDMURA | PHC | Store Room | AUTOCLAVE | 1 | 0 | 0 | 0 | 3000329314 | 0 | 0 | - | 0 | - | NI
20798 | KORBA | KUDMURA | PHC | Pathology Lab. | NEBULIZER | 1 | BIO PLUS | 0 | 0 | 3000329315 | 0 | 0 | - | 0 | - | W
20799 | KORBA | KUDMURA | PHC | Pathology Lab. | MICROSCOPE | 1 | BLIOSCO | 0 | 0 | 3000329316 | 0 | 0 | - | 0 | - | W
20800 | KORBA | KUDMURA | PHC | Pathology Lab. | SLIT LAMP | 1 | 0 | 0 | 0 | 3000329317 | 0 | 0 | - | 0 | - | W
20801 | KORBA | KUDMURA | PHC | Pathology Lab. | BP MACHINE | 1 | PIONEER | 0 | 0 | 3000329318 | 0 | 0 | - | 0 | - | W
20802 | KORBA | KUDMURA | PHC | Other Dept. | AUTOCLAVE | 1 | 0 | 0 | 0 | 3000329319 | 0 | 0 | - | 0 | - | NW
20803 | KORBA | KUDMURA | PHC | Other Dept. | AUTOCLAVE | 1 | 0 | 0 | 0 | 3000329320 | 0 | 0 | - | 0 | - | NW
20804 | KORBA | KUDMURA | PHC | Other Dept. | AUTOCLAVE | 1 | 0 | 0 | 0 | 3000329321 | 0 | 0 | - | 0 | - | NW
20805 | KORBA | KUDMURA | PHC | Other Dept. | ELECTRIC STERILIZER | 1 | 0 | 0 | 0 | 3000329322 | 0 | 0 | - | 0 | - | NW
20806 | KORBA | KUDMURA | PHC | Other Dept. | ELECTRIC STERILIZER | 1 | 0 | 0 | 0 | 3000329323 | 0 | 0 | - | 0 | - | NW
20807 | KORBA | LEMRU | PHC | OPD | BP MACHINE | 1 | DIAMOND | 0 | 0 | 3000329335 | 0 | 0 | - | 0 | - | W
20808 | KORBA | LEMRU | PHC | Other Dept. | NEEDLE DESTROYER | 1 | 0 | 0 | 0 | 3000329336 | 0 | 0 | - | 0 | - | W
20809 | KORBA | LEMRU | PHC | Other Dept. | BABY WEIGHING SCALE | 1 | DOCBEL BROWN | 0 | 0 | 3000329337 | 0 | 0 | - | 0 | - | W
20810 | KORBA | LEMRU | PHC | Store Room | OXYGEN CONCENTRATOR | 1 | 0 | 0 | 0 | 3000329338 | 0 | 0 | - | 0 | - | NW
20811 | KORBA | LEMRU | PHC | Store Room | SUCTION APPARATUS | 1 | 0 | 0 | 0 | 3000329339 | 0 | 0 | - | 0 | - | NI
20812 | KORBA | LEMRU | PHC | Store Room | ELECTRIC STERILIZER | 1 | 0 | 0 | 0 | 3000329340 | 0 | 0 | - | 0 | - | NI
20813 | KORBA | LEMRU | PHC | Store Room | ELECTRIC STERILIZER | 1 | 0 | 0 | 0 | 3000329341 | 0 | 0 | - | 0 | - | NI
20814 | KORBA | LEMRU | PHC | Store Room | NEBULIZER | 1 | 0 | 0 | 0 | 3000329342 | 0 | 0 | - | 0 | - | NI
20815 | KORBA | LEMRU | PHC | Store Room | FOETAL DOPPLER | 1 | MEDIGOLD | 0 | 0 | 3000329343 | 0 | 0 | - | 0 | - | NI
20816 | KORBA | LEMRU | PHC | Store Room | BABY WEIGHING SCALE | 1 | DOCBEL BROWN | 0 | 0 | 3000329344 | 0 | 0 | - | 0 | - | NI
20817 | KORBA | PATADHI | PHC | OPD | BP MACHINE | 1 | DIAMOND | 0 | 0 | 3000252939 | 0 | 0 | - | 0 | - | W
20818 | KORBA | PATADHI | PHC | DELIVERY ROOM | BABY WEIGHING SCALE | 1 | CROWN | 0 | 0 | 3000252940 | 0 | 0 | - | 0 | - | W
20819 | KORBA | PATADHI | PHC | DELIVERY ROOM | SUCTION APPARATUS | 1 | 0 | 0 | 0 | 3000252941 | 0 | 0 | - | 0 | - | W
20820 | KORBA | PATADHI | PHC | DELIVERY ROOM | NEEDLE DESTROYER | 1 | SAILIFE | 0 | 0 | 3000252942 | 0 | 0 | - | 0 | - | W
20821 | KORBA | PATADHI | PHC | DELIVERY ROOM | FOETAL DOPPLER | 1 | EASYCARE | ECFDT-106 | 0 | 3000252943 | 0 | 0 | - | 0 | - | W
20822 | KORBA | PATADHI | PHC | DELIVERY ROOM | ELECTRIC STERILIZER | 1 | 0 | 0 | 0 | 3000252944 | 0 | 0 | - | 0 | - | NW
20823 | KORBA | SHYANG | PHC | OPD | BP MACHINE | 1 | DIAMOND | 0 | 0 | 3000329324 | 0 | 0 | - | 0 | - | W
20824 | KORBA | SHYANG | PHC | OT | NEEDLE DESTROYER | 1 | MICROSIL | ND 350 | 1365 | 3000329325 | 0 | 0 | - | 0 | - | W
20825 | KORBA | SHYANG | PHC | Other Dept. | FOETAL DOPPLER | 1 | 0 | 0 | 0 | 3000329326 | 0 | 0 | - | 0 | - | W
20826 | KORBA | SHYANG | PHC | Other Dept. | ELECTRIC STERILIZER | 1 | 0 | 0 | 0 | 3000329327 | 0 | 0 | - | 0 | - | W
20827 | KORBA | SHYANG | PHC | Other Dept. | Oxygen Cylinder | 1 | 0 | 0 | 0 | 3000329328 | 0 | 0 | - | 0 | - | W
20828 | KORBA | SHYANG | PHC | Other Dept. | BABY WEIGHING SCALE | 1 | KOHINOOR | 0 | 0 | 3000329329 | 0 | 0 | - | 0 | - | W
20829 | KORBA | SHYANG | PHC | Other Dept. | SUCTION APPARATUS | 1 | 0 | 0 | 0 | 3000329330 | 0 | 0 | - | 0 | - | W
20830 | KORBA | SHYANG | PHC | Store Room | MICROSCOPE | 1 | 0 | 0 | 0 | 3000329331 | 0 | 0 | - | 0 | - | NW
20831 | KORBA | SHYANG | PHC | Store Room | ELECTRIC STERILIZER | 1 | 0 | 0 | 0 | 3000329332 | 0 | 0 | - | 0 | - | NI
20832 | KORBA | SHYANG | PHC | Store Room | ELECTRIC STERILIZER | 1 | 0 | 0 | 0 | 3000329333 | 0 | 0 | - | 0 | - | NI
20833 | KORBA | SHYANG | PHC | Store Room | SUCTION APPARATUS | 1 | 0 | 0 | 0 | 3000329334 | 0 | 0 | - | 0 | - | W
20834 | KORBA | TILKEJA | PHC | OPD | BP MACHINE | 1 | DIAMOND | 0 | 0 | 3000252973 | 0 | 0 | - | 0 | - | W
20835 | KORBA | TILKEJA | PHC | Pathology Lab. | NEEDLE DESTROYER | 1 | SARTEEH | SIR 100VA | 0 | 3000252974 | 0 | 0 | - | 0 | - | W
20836 | KORBA | TILKEJA | PHC | Pathology Lab. | CENTRIFUGE MACHINE | 1 | 0 | 0 | 0 | 3000252975 | 0 | 0 | - | 0 | - | W
20837 | KORBA | TILKEJA | PHC | Pathology Lab. | MICROSCOPE | 1 | 0 | 0 | 0 | 3000252976 | 0 | 0 | - | 0 | - | W
20838 | KORBA | TILKEJA | PHC | DELIVERY ROOM | BP MACHINE | 1 | DIAMOND | 0 | 0 | 3000252977 | 0 | 0 | - | 0 | - | W
20839 | KORBA | TILKEJA | PHC | DELIVERY ROOM | ELECTRIC STERILIZER | 1 | ATLAS | 0 | 09F9876 | 3000252978 | 0 | 0 | - | 0 | - | W
20840 | KORBA | TILKEJA | PHC | DELIVERY ROOM | OXYGEN CONCENTRATOR | 1 | 0 | 0 | 0 | 3000252979 | 0 | 0 | - | 0 | - | W
20841 | KORBA | TILKEJA | PHC | DELIVERY ROOM | BP MACHINE | 1 | DIAMOND | 0 | 0 | 3000252980 | 0 | 0 | - | 0 | - | W
20842 | KORBA | TILKEJA | PHC | DELIVERY ROOM | FOETAL DOPPLER | 1 | ESY CARE | ECFDT-106 | 0 | 3000252981 | 0 | 0 | - | 0 | - | W
20843 | KORBA | TILKEJA | PHC | Store Room | FOETAL DOPPLER | 1 | MEDIGOLD | 0 | 0 | 3000252982 | 0 | 0 | - | 0 | - | NW
20844 | KORBA | TILKEJA | PHC | Store Room | FOETAL DOPPLER | 1 | JAINCO | 0 | 0 | 3000252983 | 0 | 0 | - | 0 | - | NW
20845 | KORBA | TILKEJA | PHC | Store Room | BABY WEIGHING SCALE | 1 | CROWN | 0 | 0 | 3000252984 | 0 | 0 | - | 0 | - | W
20846 | KORBA | TILKEJA | PHC | Store Room | SUCTION APPARATUS | 1 | YOGA CARE | 0 | 0 | 3000252985 | 0 | 0 | - | 0 | - | W
20847 | KORBA | TILKEJA | PHC | Store Room | FOETAL DOPPLER | 1 | EASY CARE | ECFDT-106 | 0 | 3000252986 | 0 | 0 | - | 0 | - | NI
20848 | KORBA | TILKEJA | PHC | Store Room | BP MACHINE | 1 | DIAMOND | 0 | 5046 | 3000252987 | 0 | 0 | - | 0 | - | NI
20849 | KORBA | PALI | CHC | RADIOLOGY Dept. | X-RAY MACHINE | 1 | MEDIWROKS | 0 | SE023 | 3000252510 | 0 | 0 | - | 0 | - | NW
20850 | KORBA | PALI | CHC | RADIOLOGY Dept. | X-RAY MACHINE | 1 | ADONIS | 0 | 0 | 3000252511 | 0 | 0 | - | 0 | - | W
20851 | KORBA | PALI | CHC | Store Room | ELECTRIC STERILIZER | 1 | ATLAS | 0 | 0 | 3000252512 | 0 | 0 | - | 0 | - | W
20852 | KORBA | PALI | CHC | Store Room | NEEDLE DESTROYER | 1 | MICROSIL | 0 | 0 | 3000252513 | 0 | 0 | - | 0 | - | NW
20853 | KORBA | PALI | CHC | Store Room | ELECTRIC STERILIZER | 1 | ATLAS | 0 | 0 | 3000252514 | 0 | 0 | - | 0 | - | W
20854 | KORBA | PALI | CHC | OPD | BP MACHINE | 1 | DIAMOND | 0 | 0 | 3000252515 | 0 | 0 | - | 0 | - | W
20855 | KORBA | PALI | CHC | DELIVERY ROOM | NEEDLE DESTROYER | 1 | MCP | 0 | 0 | 3000252516 | 0 | 0 | - | 0 | - | W
20856 | KORBA | PALI | CHC | DELIVERY ROOM | OXYGEN CONCENTRATOR | 1 | 0 | 0 | 0 | 3000252517 | 0 | 0 | - | 0 | - | W
20857 | KORBA | PALI | CHC | DELIVERY ROOM | BABY WEIGHING SCALE | 1 | EASSE | 0 | 0 | 3000252518 | 0 | 0 | - | 0 | - | W
20858 | KORBA | PALI | CHC | DELIVERY ROOM | SUCTION APPARATUS | 1 | 0 | 0 | 0 | 3000252519 | 0 | 0 | - | 0 | - | W
20859 | KORBA | PALI | CHC | DELIVERY ROOM | OXYGEN CONCENTRATOR | 1 | 0 | 0 | 0 | 3000252520 | 0 | 0 | - | 0 | - | W
20860 | KORBA | PALI | CHC | DELIVERY ROOM | RADIANT WARMER | 1 | TIAN NW | 0 | 0 | 3000252521 | 0 | 0 | - | 0 | - | W
20861 | KORBA | PALI | CHC | DELIVERY ROOM | NEEDLE DESTROYER | 1 | MCP | 0 | 0 | 3000252522 | 0 | 0 | - | 0 | - | W
20862 | KORBA | PALI | CHC | DELIVERY ROOM | FOETAL DOPPLER | 1 | MCO | 0 | 0 | 3000252523 | 0 | 0 | - | 0 | - | W
20863 | KORBA | PALI | CHC | DELIVERY ROOM | ELECTRIC STERILIZER | 1 | 0 | 0 | 0 | 3000252524 | 0 | 0 | - | 0 | - | NW
20864 | KORBA | PALI | CHC | DELIVERY ROOM | NEEDLE DESTROYER | 1 | DIAMOND | 0 | 0 | 3000252525 | 0 | 0 | - | 0 | - | NW
20865 | KORBA | PALI | CHC | DELIVERY ROOM | ELECTRIC STERILIZER | 1 | ATLAS | 0 | 0 | 3000252526 | 0 | 0 | - | 0 | - | W
20866 | KORBA | PALI | CHC | OT | ELECTRIC STERILIZER | 1 | 0 | 0 | 0 | 3000252527 | 0 | 0 | - | 0 | - | W
20867 | KORBA | PALI | CHC | OT | AUTOCLAVE | 1 | B NI | 0 | 0 | 3000252528 | 0 | 0 | - | 0 | - | NW
20868 | KORBA | PALI | CHC | OT | AUTOCLAVE | 1 | SHIVA | 0 | 0 | 3000252529 | 0 | 0 | - | 0 | - | W
20869 | KORBA | PALI | CHC | OT | BP MACHINE | 1 | GOLAL SUPRENCE | 0 | 98119113 | 3000252530 | 0 | 0 | - | 0 | - | W
20870 | KORBA | PALI | CHC | OT | ANESTHESIA MACHINE | 1 | ALIED | JUPITOR PLUS | 2002760 | 3000252531 | 0 | 0 | - | 0 | - | W
20871 | KORBA | PALI | CHC | OT | OXYGEN CONCENTRATOR | 1 | 0 | 0 | 0 | 3000252532 | 0 | 0 | - | 0 | - | W
20872 | KORBA | PALI | CHC | OT | SUCTION APPARATUS | 1 | SHIVA | 0 | 0 | 3000252533 | 0 | 0 | - | 0 | - | W
20873 | KORBA | PALI | CHC | OT | SUCTION APPARATUS | 1 | SHIVA | 0 | 0 | 3000252534 | 0 | 0 | - | 0 | - | W
20874 | KORBA | PALI | CHC | OT | BABY WEIGHING SCALE | 1 | DOTECTO | MB 130 | 0 | 3000252535 | 0 | 0 | - | 0 | - | W
20875 | KORBA | PALI | CHC | OT | ANESTHESIA MACHINE | 1 | BASIC | 0 | 0 | 3000252536 | 0 | 0 | - | 0 | - | NI
20876 | KORBA | PALI | CHC | OT | OXYGEN CONCENTRATOR | 1 | 0 | 0 | 0 | 3000252537 | 0 | 0 | - | 0 | - | W
20877 | KORBA | PALI | CHC | OT | OT TABLE | 1 | 0 | 0 | 0 | 3000252538 | 0 | 0 | - | 0 | - | W
20878 | KORBA | PALI | CHC | OT | BABY WEIGHING SCALE | 1 | DOUBEL BROWN | 0 | 0 | 3000252539 | 0 | 0 | - | 0 | - | NW
20879 | KORBA | PALI | CHC | OT | BP MACHINE | 1 | DIAMOND | 0 | 0 | 3000252540 | 0 | 0 | - | 0 | - | W
20880 | KORBA | PALI | CHC | Dental Dept. | DENTAL CHAIR | 1 | 0 | 0 | 0 | 3000252541 | 0 | 0 | - | 0 | - | NI
20881 | KORBA | PALI | CHC | ENT DEPARTMENT | SLIT LAMP | 1 | GCGMSC | 0 | 0 | 3000252542 | 0 | 0 | - | 0 | - | NI
20882 | KORBA | PALI | CHC | ENT DEPARTMENT | SLIT LAMP | 1 | 0 | 0 | 0 | 3000252543 | 0 | 0 | - | 0 | - | W
20883 | KORBA | PALI | CHC | Pathology Lab. | MICROSCOPE | 1 | JEISS | 0 | 0 | 3000252544 | 0 | 0 | - | 0 | - | W
20884 | KORBA | PALI | CHC | Pathology Lab. | HOT AIR OVEN | 1 | 0 | 0 | 0 | 3000252545 | 0 | 0 | - | 0 | - | W
20885 | KORBA | PALI | CHC | Pathology Lab. | CENTRIFUGE MACHINE | 1 | 0 | 0 | 0 | 3000252597 | 0 | 0 | - | 0 | - | W
20886 | KORBA | PALI | CHC | Pathology Lab. | NEEDLE DESTROYER | 1 | 0 | 0 | 0 | 3000252598 | 0 | 0 | - | 0 | - | W
20887 | KORBA | CHAITMA | PHC | Other Dept. | NEEDLE DESTROYER | 1 | MICROSIL | ND 100 | 2658/0506 | 3000252484 | 0 | 0 | - | 0 | - | W
20888 | KORBA | CHAITMA | PHC | OPD | BP MACHINE | 1 | DIAMOND | 0 | 0 | 3000252485 | 0 | 0 | - | 0 | - | W
20889 | KORBA | CHAITMA | PHC | Pathology Lab. | MICROSCOPE | 1 | LABOND | 0 | 141275883 | 3000252486 | 2015 | 0 | - | 0 | - | NW
20890 | KORBA | CHAITMA | PHC | Pathology Lab. | CENTRIFUGE MACHINE | 1 | 0 | 0 | 0 | 3000252487 | 0 | 0 | - | 0 | - | W
20891 | KORBA | CHAITMA | PHC | Pathology Lab. | AUTOCLAVE | 1 | RAVI | 0 | 0 | 3000252488 | 0 | 0 | - | 0 | - | NW
20892 | KORBA | CHAITMA | PHC | Pathology Lab. | AUTOCLAVE | 1 | SNI | 0 | 0 | 3000252489 | 0 | 0 | - | 0 | - | NW
20893 | KORBA | CHAITMA | PHC | Pathology Lab. | ELECTRIC STERILIZER | 1 | 0 | 0 | 0 | 3000252490 | 0 | 0 | - | 0 | - | NW
20894 | KORBA | CHAITMA | PHC | DELIVERY ROOM | OXYGEN CONCENTRATOR | 1 | 0 | 0 | 0 | 3000252491 | 0 | 0 | - | 0 | - | NW
20895 | KORBA | CHAITMA | PHC | DELIVERY ROOM | NEEDLE DESTROYER | 1 | MICROSIL | ND 100 | 2974/0607 | 3000252492 | 0 | 0 | - | 0 | - | W
20896 | KORBA | CHAITMA | PHC | DELIVERY ROOM | ELECTRIC STERILIZER | 1 | 0 | 0 | 0 | 3000252493 | 0 | 0 | - | 0 | - | W
20897 | KORBA | CHAITMA | PHC | DELIVERY ROOM | SUCTION APPARATUS | 1 | 0 | 0 | 0 | 3000252494 | 0 | 0 | - | 0 | - | W
20898 | KORBA | CHAITMA | PHC | DELIVERY ROOM | BP MACHINE | 1 | MICROSIL | 0 | 88102105 | 3000252495 | 0 | 0 | - | 0 | - | W
20899 | KORBA | CHAITMA | PHC | DELIVERY ROOM | FOETAL DOPPLER | 1 | 0 | 0 | 0 | 3000252496 | 0 | 0 | - | 0 | - | W
20900 | KORBA | CHAITMA | PHC | DELIVERY ROOM | BABY WEIGHING SCALE | 1 | DOCBEL BROWN | 0 | 0 | 3000252497 | 0 | 0 | - | 0 | - | W
20901 | KORBA | CHAITMA | PHC | DELIVERY ROOM | OXYGEN CONCENTRATOR | 1 | 0 | 0 | 0 | 3000252498 | 0 | 0 | - | 0 | - | NW
20902 | KORBA | CHAITMA | PHC | DELIVERY ROOM | HOT AIR OVEN | 1 | TANCO | 0 | 0 | 3000252499 | 0 | 0 | - | 0 | - | NW
20903 | KORBA | CHAITMA | PHC | Store Room | BABY WEIGHING SCALE | 1 | DOCBEL BROWN | 0 | 0 | 3000252500 | 0 | 0 | - | 0 | - | NW
20904 | KORBA | CHAITMA | PHC | Store Room | BABY WEIGHING SCALE | 1 | 0 | 0 | 0 | 3000252501 | 0 | 0 | - | 0 | - | NW
20905 | KORBA | CHAITMA | PHC | Store Room | ELECTRIC STERILIZER | 1 | 0 | 0 | 0 | 3000252502 | 0 | 0 | - | 0 | - | NW
20906 | KORBA | CHAITMA | PHC | Store Room | NEEDLE DESTROYER | 1 | MICROSIL | ND 100 | 2962/0607 | 3000252503 | 0 | 0 | - | 0 | - | NW
20907 | KORBA | CHAITMA | PHC | Store Room | NEEDLE DESTROYER | 1 | MICROSIL | ND 100 | 2975 | 3000252504 | 0 | 0 | - | 0 | - | NW
20908 | KORBA | CHAITMA | PHC | Store Room | NEEDLE DESTROYER | 1 | SARATEEH | S1R 100VA | 1311 | 3000252505 | 0 | 0 | - | 0 | - | NW
20909 | KORBA | CHAITMA | PHC | Store Room | SUCTION APPARATUS | 1 | 0 | 0 | 0 | 3000252506 | 0 | 0 | - | 0 | - | NW
20910 | KORBA | CHAITMA | PHC | Store Room | AUTOCLAVE | 1 | 0 | 0 | 0 | 3000252507 | 0 | 0 | - | 0 | - | NW
20911 | KORBA | CHAITMA | PHC | Store Room | BP MACHINE | 1 | 0 | 0 | 98111840 | 3000252508 | 0 | 0 | - | 0 | - | NW
20912 | KORBA | HARDIBAZAR | PHC | OPD | BP MACHINE | 1 | DIAMOND | 0 | 0 | 3000252617 | 20-03-2012 | 0 | - | 0 | - | W
20913 | KORBA | HARDIBAZAR | PHC | OPD | BP MACHINE | 1 | DIAMOND | 0 | 0 | 3000252618 | 31-03-10 | 0 | - | 0 | - | W
20914 | KORBA | HARDIBAZAR | PHC | Other Dept. | ENT SET | 1 | 0 | 0 | 0 | 3000252619 | 0 | 0 | - | 0 | - | W
20915 | KORBA | HARDIBAZAR | PHC | Store Room | ELECTRIC STERILIZER | 1 | 0 | 0 | 0 | 3000252620 | 31-03-10 | 0 | - | 0 | - | NW
20916 | KORBA | HARDIBAZAR | PHC | Pathology Lab. | NEEDLE DESTROYER | 1 | 0 | 0 | 0 | 3000252621 | 0 | 0 | - | 0 | - | W
20917 | KORBA | HARDIBAZAR | PHC | Pathology Lab. | MICROSCOPE | 1 | LABORMADE | VISION 2000 | 0 | 3000252622 | 2-01-14 | 0 | - | 0 | - | W
20918 | KORBA | HARDIBAZAR | PHC | Pathology Lab. | MICROSCOPE | 1 | LABORMADE | VISION 2000 | 0 | 3000252623 | 8-6-2000 | 0 | - | 0 | - | W
20919 | KORBA | HARDIBAZAR | PHC | Pathology Lab. | MICROSCOPE | 1 | INSPEETEL | 0 | 0 | 3000252624 | 8-6-2000 | 0 | - | 0 | - | NW
20920 | KORBA | HARDIBAZAR | PHC | Pathology Lab. | CENTRIFUGE MACHINE | 1 | 0 | 0 | 0 | 3000252625 | 0 | 0 | - | 0 | - | W
20921 | KORBA | HARDIBAZAR | PHC | DELIVERY ROOM | SUCTION APPARATUS | 1 | 0 | 0 | 0 | 3000252626 | 5-8-15 | 0 | - | 0 | - | W
20922 | KORBA | HARDIBAZAR | PHC | DELIVERY ROOM | OXYGEN CONCENTRATOR | 1 | 0 | 0 | 0 | 3000252627 | 0 | 0 | - | 0 | - | W
20923 | KORBA | HARDIBAZAR | PHC | DELIVERY ROOM | BABY WEIGHING SCALE | 1 | ESSAE | BS 250 | 2501413187 | 3000252628 | 24-3-14 | 0 | - | 0 | - | W
20924 | KORBA | HARDIBAZAR | PHC | DELIVERY ROOM | FOETAL DOPPLER | 1 | MICROSIL | DX-02 | 0 | 3000252629 | 0 | 0 | - | 0 | - | W
20925 | KORBA | HARDIBAZAR | PHC | DELIVERY ROOM | BP MACHINE | 1 | DIAMOND | 0 | 0 | 3000252630 | 31-3-2012 | 0 | - | 0 | - | W
20926 | KORBA | HARDIBAZAR | PHC | DELIVERY ROOM | BP MACHINE | 1 | DIAMOND | 0 | 0 | 3000252631 | 0 | 0 | - | 0 | - | W
20927 | KORBA | KORBI | PHC | OPD | BP MACHINE | 1 | DIAMOND | 0 | 0 | 3000252870 | 0 | 0 | - | 0 | - | W
20928 | KORBA | KORBI | PHC | DELIVERY ROOM | BABY WEIGHING SCALE | 1 | DOCBEL BROWN | 0 | 0 | 3000252871 | 0 | 0 | - | 0 | - | W
20929 | KORBA | KORBI | PHC | DELIVERY ROOM | SUCTION APPARATUS | 1 | 0 | 0 | 0 | 3000252872 | 0 | 0 | - | 0 | - | W
20930 | KORBA | KORBI | PHC | DELIVERY ROOM | ELECTRIC STERILIZER | 1 | 0 | 0 | 0 | 3000252873 | 0 | 0 | - | 0 | - | W
20931 | KORBA | KORBI | PHC | Other Dept. | BP MACHINE | 1 | DIAMOND | 0 | 0 | 3000252874 | 0 | 0 | - | 0 | - | W
20932 | KORBA | KORBI | PHC | Other Dept. | NEEDLE DESTROYER | 1 | 0 | 0 | 0 | 3000252875 | 0 | 0 | - | 0 | - | W
20933 | KORBA | KORBI | PHC | Other Dept. | NEEDLE DESTROYER | 1 | HOMED ESSAE CARE | MECNB 108 | 121222653 | 3000252876 | 0 | 0 | - | 0 | - | W
20934 | KORBA | KORBI | PHC | Store Room | ELECTRIC STERILIZER | 1 | 0 | 0 | 0 | 3000252877 | 0 | 0 | - | 0 | - | NI
20935 | KORBA | KORBI | PHC | Store Room | ELECTRIC STERILIZER | 1 | 0 | 0 | 0 | 3000252878 | 0 | 0 | - | 0 | - | NI
20936 | KORBA | KORBI | PHC | Store Room | ELECTRIC STERILIZER | 1 | 0 | 0 | 0 | 3000252879 | 0 | 0 | - | 0 | - | NI
20937 | KORBA | KORBI | PHC | Store Room | ELECTRIC STERILIZER | 1 | 0 | 0 | 0 | 3000252880 | 0 | 0 | - | 0 | - | NI
20938 | KORBA | KORBI | PHC | Store Room | ELECTRIC STERILIZER | 1 | 0 | 0 | 0 | 3000252881 | 0 | 0 | - | 0 | - | NI
20939 | KORBA | KORBI | PHC | Store Room | ELECTRIC STERILIZER | 1 | ATLES | 0 | 04E8808 | 3000252882 | 0 | 0 | - | 0 | - | NI
20940 | KORBA | KORBI | PHC | Store Room | BABY WEIGHING SCALE | 1 | DOUBEL BROWN | 0 | 0 | 3000252883 | 0 | 0 | - | 0 | - | NI
20941 | KORBA | KORBI | PHC | Store Room | AUTOCLAVE | 1 | 0 | 0 | 0 | 3000252884 | 0 | 0 | - | 0 | - | NI
20942 | KORBA | KORBI | PHC | Store Room | AUTOCLAVE | 1 | 0 | 0 | 0 | 3000252885 | 0 | 0 | - | 0 | - | NW
20943 | KORBA | KORBI | PHC | Store Room | SUCTION APPARATUS | 1 | 0 | 0 | 0 | 3000252886 | 0 | 0 | - | 0 | - | NI
20944 | KORBA | KORBI | PHC | Pathology Lab. | MICROSCOPE | 1 | 0 | 0 | 0 | 3000252887 | 0 | 0 | - | 0 | - | W
20945 | KORBA | KORBI | PHC | Pathology Lab. | HOT AIR OVEN | 1 | 0 | 0 | 0 | 3000252888 | 0 | 0 | - | 0 | - | W
20946 | KORBA | LAEA | PHC | Store Room | AUTOCLAVE | 1 | SNI | 0 | 0 | 3000252599 | 0 | 0 | - | 0 | - | W
20947 | KORBA | LAEA | PHC | Store Room | NEEDLE DESTROYER | 1 | MICROSIL | ND 360 | 8342/03 | 3000252600 | 0 | 0 | - | 0 | - | W
20948 | KORBA | LAEA | PHC | Store Room | ELECTRIC STERILIZER | 1 | 0 | 0 | 0 | 3000252601 | 0 | 0 | - | 0 | - | W
20949 | KORBA | LAEA | PHC | Store Room | BP MACHINE | 1 | DIAMOND | 0 | 0 | 3000252602 | 0 | 0 | - | 0 | - | W
20950 | KORBA | LAEA | PHC | Store Room | BP MACHINE | 1 | IFNI | 0 | 0 | 3000252603 | 0 | 0 | - | 0 | - | NW
20951 | KORBA | LAEA | PHC | Store Room | BP MACHINE | 1 | 0 | PW 220 | 0 | 3000252604 | 0 | 0 | - | 0 | - | W
20952 | KORBA | LAEA | PHC | DELIVERY ROOM | NEBULIZER | 1 | 0 | 0 | 0 | 3000252605 | 0 | 0 | - | 0 | - | W
20953 | KORBA | LAEA | PHC | DELIVERY ROOM | BABY WEIGHING SCALE | 1 | DOCBEL BROWN | 0 | 0 | 3000252606 | 0 | 0 | - | 0 | - | W
20954 | KORBA | LAEA | PHC | DELIVERY ROOM | SUCTION APPARATUS | 1 | 0 | 0 | 0 | 3000252607 | 0 | 0 | - | 0 | - | W
20955 | KORBA | SAPALWA | PHC | DELIVERY ROOM | NEEDLE DESTROYER | 1 | MICROSIL | ND 360 | 10784/03 | 3000252988 | 0 | 0 | - | 0 | - | W
20956 | KORBA | SAPALWA | PHC | DELIVERY ROOM | SUCTION APPARATUS | 1 | 0 | 0 | 0 | 3000252989 | 0 | 0 | - | 0 | - | W
20957 | KORBA | SAPALWA | PHC | DELIVERY ROOM | BABY WEIGHING SCALE | 1 | CROWN | 0 | 0 | 3000252990 | 0 | 0 | - | 0 | - | W
20958 | KORBA | SAPALWA | PHC | DELIVERY ROOM | OXYGEN CONCENTRATOR | 1 | 0 | 0 | 0 | 3000252991 | 0 | 0 | - | 0 | - | W
20959 | KORBA | SAPALWA | PHC | DELIVERY ROOM | FOETAL DOPPLER | 1 | 0 | 0 | 0 | 3000252992 | 0 | 0 | - | 0 | - | W
20960 | KORBA | SAPALWA | PHC | DELIVERY ROOM | BP MACHINE | 1 | LIFE LINE | 0 | 12546 | 3000252993 | 0 | 0 | - | 0 | - | W
20961 | KORBA | SAPALWA | PHC | DELIVERY ROOM | NEBULIZER | 1 | - | 0 | NGM117123 | 3000252994 | 0 | 0 | - | 0 | - | W
20962 | KORBA | SAPALWA | PHC | Store Room | ELECTRIC STERILIZER | 1 | 0 | 0 | 0 | 3000252995 | 0 | 0 | - | 0 | - | NI
20963 | KORBA | SAPALWA | PHC | Store Room | ELECTRIC STERILIZER | 1 | 0 | 0 | 0 | 3000252996 | 0 | 0 | - | 0 | - | NI
20964 | KORBA | SAPALWA | PHC | Store Room | AUTOCLAVE | 1 | 0 | 0 | 0 | 3000252997 | 0 | 0 | - | 0 | - | NI
20965 | KORBA | SAPALWA | PHC | Store Room | BABY WEIGHING SCALE | 1 | LIFE LINE | 0 | 0 | 3000252998 | 0 | 0 | - | 0 | - | W
20966 | KORBA | UTARDA | PHC | OPD | BP MACHINE | 1 | 0 | 0 | 0 | 3000252632 | 0 | 0 | - | 0 | - | NW
20967 | KORBA | UTARDA | PHC | OPD | BP MACHINE | 1 | DIAMOND | 0 | 0 | 3000252633 | 0 | 0 | - | 0 | - | W
20968 | KORBA | UTARDA | PHC | DELIVERY ROOM | SUCTION APPARATUS | 1 | 0 | 0 | 0 | 3000252634 | 0 | 0 | - | 0 | - | W
20969 | KORBA | UTARDA | PHC | DELIVERY ROOM | BABY WEIGHING SCALE | 1 | DOCBEL BROWN | 0 | 0 | 3000252635 | 0 | 0 | - | 0 | - | W
20970 | KORBA | UTARDA | PHC | DELIVERY ROOM | ELECTRIC STERILIZER | 1 | ATLAS | 0 | 0 | 3000252636 | 0 | 0 | - | 0 | - | W
20971 | KORBA | UTARDA | PHC | DELIVERY ROOM | NEEDLE DESTROYER | 1 | SARTEEH | 100 VA | 0 | 3000252637 | 0 | 0 | - | 0 | - | W
20972 | KORBA | UTARDA | PHC | DELIVERY ROOM | OXYGEN CONCENTRATOR | 1 | 0 | 0 | 0 | 3000252638 | 0 | 0 | - | 0 | - | W
20973 | KORBA | UTARDA | PHC | DELIVERY ROOM | OXYGEN CONCENTRATOR | 1 | 0 | 0 | 0 | 3000252639 | 0 | 0 | - | 0 | - | W
20974 | KORBA | UTARDA | PHC | DELIVERY ROOM | ELECTRIC STERILIZER | 1 | ATLAS | 0 | 09F984 | 3000252640 | 0 | 0 | - | 0 | - | W
20975 | KORBA | UTARDA | PHC | DELIVERY ROOM | NEEDLE DESTROYER | 1 | SARTEEH | 100 VA | 0 | 3000252641 | 0 | 0 | - | 0 | - | W
20976 | KORBA | UTARDA | PHC | Store Room | AUTOCLAVE | 1 | 0 | 0 | 0 | 3000252642 | 0 | 0 | - | 0 | - | W
20977 | KORBA | UTARDA | PHC | Store Room | AUTOCLAVE | 1 | 0 | 0 | 0 | 3000252643 | 0 | 0 | - | 0 | - | W
20978 | KORBA | UTARDA | PHC | Store Room | SUCTION APPARATUS | 1 | 0 | 0 | 0 | 3000252644 | 0 | 0 | - | 0 | - | W
20979 | KORBA | UTARDA | PHC | Store Room | NEBULIZER | 1 | 0 | 0 | 0 | 3000252645 | 0 | 0 | - | 0 | - | NW
20980 | KORBA | PODI UPRORA | CHC | Pathology Lab. | MICROSCOPE | 1 | LABONAD | VISION 2000 | 979 | 3000252765 | 0 | 0 | - | 0 | - | W
20981 | KORBA | PODI UPRORA | CHC | Pathology Lab. | HOT AIR OVEN | 1 | 0 | 0 | 0 | 3000252766 | 0 | 0 | - | 0 | - | W
20982 | KORBA | PODI UPRORA | CHC | Pathology Lab. | CENTRIFUGE MACHINE | 1 | 0 | 0 | 0 | 3000252767 | 0 | 0 | - | 0 | - | W
20983 | KORBA | PODI UPRORA | CHC | Pathology Lab. | NEEDLE DESTROYER | 1 | MICROSIL | 0 | 0 | 3000252768 | 0 | 0 | - | 0 | - | NW
20984 | KORBA | PODI UPRORA | CHC | Pathology Lab. | MICROSCOPE | 1 | 0 | 0 | 0 | 3000252769 | 0 | 0 | - | 0 | - | NW
20985 | KORBA | PODI UPRORA | CHC | Pathology Lab. | CENTRIFUGE MACHINE | 1 | 0 | 0 | 0 | 3000252770 | 0 | 0 | - | 0 | - | NW
20986 | KORBA | PODI UPRORA | CHC | Pathology Lab. | CENTRIFUGE MACHINE | 1 | 0 | 0 | 0 | 3000252771 | 0 | 0 | - | 0 | - | NW
20987 | KORBA | PODI UPRORA | CHC | Pathology Lab. | MICROSCOPE | 1 | 0 | 0 | 0 | 3000252772 | 0 | 0 | - | 0 | - | NW
20988 | KORBA | PODI UPRORA | CHC | Pathology Lab. | MICROSCOPE | 1 | 0 | 0 | 0 | 3000252773 | 0 | 0 | - | 0 | - | NW
20989 | KORBA | PODI UPRORA | CHC | Pathology Lab. | MICROSCOPE | 1 | 0 | 0 | 0 | 3000252774 | 0 | 0 | - | 0 | - | NW
20990 | KORBA | PODI UPRORA | CHC | Pathology Lab. | MICROSCOPE | 1 | 0 | 0 | 0 | 3000252775 | 0 | 0 | - | 0 | - | NW
20991 | KORBA | PODI UPRORA | CHC | Pathology Lab. | MICROSCOPE | 1 | 0 | 0 | 0 | 3000252776 | 0 | 0 | - | 0 | - | NW
20992 | KORBA | PODI UPRORA | CHC | Pathology Lab. | MICROSCOPE | 1 | 0 | 0 | 0 | 3000252777 | 0 | 0 | - | 0 | - | NW
20993 | KORBA | PODI UPRORA | CHC | Pathology Lab. | MICROSCOPE | 1 | LABONAD | 0 | 0 | 3000252778 | 0 | 0 | - | 0 | - | NW
20994 | KORBA | PODI UPRORA | CHC | Pathology Lab. | MICROSCOPE | 1 | 0 | 0 | 0 | 3000252779 | 0 | 0 | - | 0 | - | NW
20995 | KORBA | PODI UPRORA | CHC | Pathology Lab. | CENTRIFUGE MACHINE | 1 | 0 | 0 | 0 | 3000252780 | 0 | 0 | - | 0 | - | NW
20996 | KORBA | PODI UPRORA | CHC | OPD | BP MACHINE | 1 | DIAMOND | 0 | 0 | 3000252781 | 0 | 0 | - | 0 | - | W
20997 | KORBA | PODI UPRORA | CHC | OPD | BP MACHINE | 1 | DIAMOND | 0 | 0 | 3000252782 | 0 | 0 | - | 0 | - | W
20998 | KORBA | PODI UPRORA | CHC | OPD | Oxygen Cylinder | 1 | 0 | 0 | 0 | 3000252783 | 0 | 0 | - | 0 | - | W
20999 | KORBA | PODI UPRORA | CHC | OPD | NEEDLE DESTROYER | 1 | MICROSIL | NP-100 | 388778 | 3000252784 | 0 | 0 | - | 0 | - | W
21000 | KORBA | PODI UPRORA | CHC | OPD | ELECTRIC STERILIZER | 1 | 0 | 0 | 0 | 3000252785 | 0 | 0 | - | 0 | - | W
21001 | KORBA | PODI UPRORA | CHC | OPD | ELECTRIC STERILIZER | 1 | ALLAS | 0 | 09F987 | 3000252786 | 0 | 0 | - | 0 | - | W
21002 | KORBA | PODI UPRORA | CHC | DELIVERY ROOM | BABY WEIGHING SCALE | 1 | CROWN | 0 | 0 | 3000252787 | 0 | 0 | - | 0 | - | W
21003 | KORBA | PODI UPRORA | CHC | DELIVERY ROOM | Oxygen Cylinder | 1 | 0 | 0 | 0 | 3000252788 | 0 | 0 | - | 0 | - | W
21004 | KORBA | PODI UPRORA | CHC | DELIVERY ROOM | SUCTION APPARATUS | 1 | PIONEER | 0 | 0 | 3000252789 | 0 | 0 | - | 0 | - | W
21005 | KORBA | PODI UPRORA | CHC | DELIVERY ROOM | FOETAL DOPPLER | 1 | 0 | 0 | 0 | 3000252790 | 0 | 0 | - | 0 | - | NW
21006 | KORBA | PODI UPRORA | CHC | DELIVERY ROOM | ELECTRIC STERILIZER | 1 | 0 | 0 | 0 | 3000252791 | 0 | 0 | - | 0 | - | W
21007 | KORBA | PODI UPRORA | CHC | Other Dept. | MICROSCOPE | 1 | 0 | 0 | 0 | 3000252792 | 0 | 0 | - | 0 | - | NW
21008 | KORBA | PODI UPRORA | CHC | Other Dept. | MICROSCOPE | 1 | 0 | 0 | 0 | 3000252793 | 0 | 0 | - | 0 | - | W
21009 | KORBA | PODI UPRORA | CHC | RADIOLOGY Dept. | X-RAY MACHINE | 1 | 0 | 0 | 0 | 3000252794 | 0 | 0 | - | 0 | - | W
21010 | KORBA | JAIGA | PHC | OPD | BP MACHINE | 1 | DIAMOND | 0 | 0 | 3000252841 | 0 | 0 | - | 0 | - | W
21011 | KORBA | JAIGA | PHC | DELIVERY ROOM | BABY WEIGHING SCALE | 1 | 0 | 0 | 0 | 3000252842 | 0 | 0 | - | 0 | - | W
21012 | KORBA | JAIGA | PHC | DELIVERY ROOM | NEBULIZER | 1 | BIOPLUS | 0 | 0 | 3000252843 | 0 | 0 | - | 0 | - | W
21013 | KORBA | JAIGA | PHC | DELIVERY ROOM | NEBULIZER | 1 | DRANURPEN | 0 | 0 | 3000252844 | 0 | 0 | - | 0 | - | W
21014 | KORBA | JAIGA | PHC | DELIVERY ROOM | GLUCO METER | 1 | DR MORPEN | BG 03 | 0 | 3000252845 | 0 | 0 | - | 0 | - | W
21015 | KORBA | JAIGA | PHC | Pathology Lab. | HOT AIR OVEN | 1 | TENCO | 0 | 0 | 3000252846 | 0 | 0 | - | 0 | - | W
21016 | KORBA | JAIGA | PHC | Pathology Lab. | MICROSCOPE | 1 | MLW | 0 | 0 | 3000252847 | 0 | 0 | - | 0 | - | W
21017 | KORBA | JAIGA | PHC | Pathology Lab. | ELECTRIC STERILIZER | 1 | 0 | 0 | 0 | 3000252848 | 0 | 0 | - | 0 | - | W
21018 | KORBA | JAIGA | PHC | Pathology Lab. | ELECTRIC STERILIZER | 1 | 0 | 0 | 0 | 3000252849 | 0 | 0 | - | 0 | - | W
21019 | KORBA | JAIGA | PHC | Other Dept. | OXYGEN CONCENTRATOR | 1 | 0 | 0 | 0 | 3000252850 | 0 | 0 | - | 0 | - | W
21020 | KORBA | JAIGA | PHC | Other Dept. | BP MACHINE | 1 | LIFELINE | 0 | 0 | 3000252851 | 0 | 0 | - | 0 | - | W
21021 | KORBA | JAIGA | PHC | Other Dept. | BP MACHINE | 1 | DIAMOND | 0 | 0 | 3000252852 | 0 | 0 | - | 0 | - | W
21022 | KORBA | JAIGA | PHC | Other Dept. | FOETAL DOPPLER | 1 | 0 | DEDURE 03M | 0 | 3000252853 | 0 | 0 | - | 0 | - | W
21023 | KORBA | JAIGA | PHC | Other Dept. | NEEDLE DESTROYER | 1 | MICROSIL | ND 100 | 274790 | 3000252854 | 0 | 0 | - | 0 | - | W
21024 | KORBA | JAIGA | PHC | Other Dept. | SUCTION APPARATUS | 1 | 0 | 0 | 0 | 3000252855 | 0 | 0 | - | 0 | - | W
21025 | KORBA | KATORI NAGOI | PHC | OPD | BP MACHINE | 1 | DIAMOND | 0 | 0 | 3000252832 | 0 | 0 | - | 0 | - | W
21026 | KORBA | KATORI NAGOI | PHC | Other Dept. | NEBULIZER | 1 | MEDIGOLD | 0 | 0 | 3000252833 | 0 | 0 | - | 0 | - | W
21027 | KORBA | KATORI NAGOI | PHC | Other Dept. | NEEDLE DESTROYER | 1 | SRATECH | 100 VA | 0 | 3000252834 | 0 | 0 | - | 0 | - | NW
21028 | KORBA | KATORI NAGOI | PHC | Other Dept. | BP MACHINE | 1 | NAMATT | 0 | 51114 | 3000252835 | 0 | 0 | - | 0 | - | NW
21029 | KORBA | KATORI NAGOI | PHC | Other Dept. | ELECTRIC STERILIZER | 1 | 0 | 0 | 0 | 3000252836 | 0 | 0 | - | 0 | - | NW
21030 | KORBA | KATORI NAGOI | PHC | Other Dept. | BABY WEIGHING SCALE | 1 | DOCBEL BROWN | 0 | 0 | 3000252837 | 0 | 0 | - | 0 | - | W
21031 | KORBA | KATORI NAGOI | PHC | Store Room | SUCTION APPARATUS | 1 | 0 | 0 | 0 | 3000252838 | 0 | 0 | - | 0 | - | NI
21032 | KORBA | KATORI NAGOI | PHC | Store Room | SUCTION APPARATUS | 1 | 0 | 0 | 0 | 3000252839 | 0 | 0 | - | 0 | - | NW
21033 | KORBA | KATORI NAGOI | PHC | Store Room | AUTOCLAVE | 1 | 0 | 0 | 0 | 3000252840 | 0 | 0 | - | 0 | - | NW
21034 | KORBA | KORBI | PHC | DELIVERY ROOM | SUCTION APPARATUS | 1 | 0 | 0 | 0 | 3000252646 | 20-6-12 | 0 | - | 0 | - | W
21035 | KORBA | KORBI | PHC | DELIVERY ROOM | ELECTRIC STERILIZER | 1 | 0 | 0 | 0 | 3000252647 | 25-2-15 | 0 | - | 0 | - | W
21036 | KORBA | KORBI | PHC | DELIVERY ROOM | OXYGEN CONCENTRATOR | 1 | 0 | 0 | 0 | 3000252648 | 20-6-12 | 0 | - | 0 | - | W
21037 | KORBA | KORBI | PHC | DELIVERY ROOM | NEEDLE DESTROYER | 1 | SORTEEH | 100VA/60VA | 0 | 3000252649 | 0 | 0 | - | 0 | - | W
21038 | KORBA | KORBI | PHC | DELIVERY ROOM | BABY WEIGHING SCALE | 1 | KOHINOOR | 0 | 0 | 3000252650 | 0 | 0 | - | 0 | - | W
21039 | KORBA | KORBI | PHC | DELIVERY ROOM | BP MACHINE | 1 | DIAMOND | 0 | 0 | 3000252651 | 21-3-14 | 0 | - | 0 | - | W
21040 | KORBA | KORBI | PHC | Other Dept. | BP MACHINE | 1 | DIAMOND | 0 | 0 | 3000252652 | 15-12-12 | 0 | - | 0 | - | W
21041 | KORBA | KORBI | PHC | Other Dept. | NEEDLE DESTROYER | 1 | SARTEEH | SIR 100VA | R1211 | 3000252653 | 0 | 0 | - | 0 | - | W
21042 | KORBA | KORBI | PHC | Pathology Lab. | SUCTION APPARATUS | 1 | 0 | 0 | 0 | 3000252654 | 0 | 0 | - | 0 | - | NW
21043 | KORBA | KORBI | PHC | Store Room | ELECTRIC STERILIZER | 1 | 0 | 0 | 0 | 3000252655 | 0 | 0 | - | 0 | - | NW
21044 | KORBA | KORBI | PHC | Store Room | ELECTRIC STERILIZER | 1 | 0 | 0 | 0 | 3000252656 | 0 | 0 | - | 0 | - | NW
21045 | KORBA | KORBI | PHC | Store Room | ELECTRIC STERILIZER | 1 | 0 | 0 | 0 | 3000252657 | 0 | 0 | - | 0 | - | NW
21046 | KORBA | KORBI | PHC | Store Room | AUTOCLAVE | 1 | 0 | 0 | 0 | 3000252658 | 27-01-15 | 0 | - | 0 | - | NW
21047 | KORBA | KORBI | PHC | Store Room | AUTOCLAVE | 1 | 0 | 0 | 0 | 3000252659 | 27-01-15 | 0 | - | 0 | - | NW
21048 | KORBA | KORBI | PHC | Store Room | AUTOCLAVE | 1 | 0 | 0 | 0 | 3000252660 | 17-12-2008 | 0 | - | 0 | - | NW
21049 | KORBA | KORBI | PHC | Store Room | AUTOCLAVE | 1 | 0 | 0 | 0 | 3000252661 | 17-12-2008 | 0 | - | 0 | - | NW
21050 | KORBA | KORBI | PHC | Store Room | CENTRIFUGE MACHINE | 1 | 0 | 0 | 0 | 3000252662 | 0 | 0 | - | 0 | - | W
21051 | KORBA | KORBI | PHC | Store Room | NEEDLE DESTROYER | 1 | SARTEEH | SIR 100VA | R1290 | 3000252663 | 0 | 0 | - | 0 | - | W
21052 | KORBA | KORBI | PHC | Store Room | NEEDLE DESTROYER | 1 | MICROSIL | ND 360 | 11069/03 | 3000252664 | 10-8-10 | 0 | - | 0 | - | NI
21053 | KORBA | KORBI | PHC | Store Room | NEEDLE DESTROYER | 1 | SARTEEH | 100 VA/VA | 0 | 3000252665 | 10-8-10 | 0 | - | 0 | - | NI
21054 | KORBA | KORBI | PHC | Store Room | ELECTRIC STERILIZER | 1 | 0 | 0 | 0 | 3000252666 | 0 | 0 | - | 0 | - | W
21055 | KORBA | KORBI | PHC | Store Room | RADIANT WARMER | 1 | 0 | 0 | 0 | 3000252667 | 20-6-12 | 0 | - | 0 | - | W
21056 | KORBA | MACHADOLI | PHC | DELIVERY ROOM | NEEDLE DESTROYER | 1 | MICROSIL | ND 10 | 2709/0506 | 3000252759 | 0 | 0 | - | 0 | - | W
21057 | KORBA | MACHADOLI | PHC | DELIVERY ROOM | ELECTRIC STERILIZER | 1 | 0 | 0 | 0 | 3000252760 | 0 | 0 | - | 0 | - | W
21058 | KORBA | MACHADOLI | PHC | DELIVERY ROOM | SUCTION APPARATUS | 1 | 0 | 0 | 0 | 3000252761 | 0 | 0 | - | 0 | - | W
21059 | KORBA | MACHADOLI | PHC | DELIVERY ROOM | BP MACHINE | 1 | NAMATT | 0 | 0 | 3000252762 | 0 | 0 | - | 0 | - | NW
21060 | KORBA | MACHADOLI | PHC | DELIVERY ROOM | BP MACHINE | 1 | NAMATT | 0 | 0 | 3000252763 | 0 | 0 | - | 0 | - | NW
21061 | KORBA | MACHADOLI | PHC | DELIVERY ROOM | ELECTRIC STERILIZER | 1 | 0 | 0 | 0 | 3000252764 | 0 | 0 | - | 0 | - | NW
21062 | KORBA | MACHADOLI | PHC | OPD | BP MACHINE | 1 | DIAMOND | 0 | 0 | 3000252752 | 0 | 0 | - | 0 | - | W
21063 | KORBA | MACHADOLI | PHC | OPD | BABY WEIGHING SCALE | 1 | AOUBET BROWN | 0 | 0 | 3000252753 | 0 | 0 | - | 0 | - | W
21064 | KORBA | MACHADOLI | PHC | OPD | NEEDLE DESTROYER | 1 | MICROSIL | ND 100 | 2632/0506 | 3000252754 | 0 | 0 | - | 0 | - | W
21065 | KORBA | MACHADOLI | PHC | OPD | NEEDLE DESTROYER | 1 | MICROSIL | 0 | 0 | 3000252755 | 0 | 0 | - | 0 | - | W
21066 | KORBA | MACHADOLI | PHC | Pathology Lab. | NEEDLE DESTROYER | 1 | MICROSIL | ND 560 | 4140/03 | 3000252756 | 0 | 0 | - | 0 | - | W
21067 | KORBA | MACHADOLI | PHC | Pathology Lab. | MICROSCOPE | 1 | MLW | 0 | 0 | 3000252757 | 0 | 0 | - | 0 | - | W
21068 | KORBA | MACHADOLI | PHC | DELIVERY ROOM | BABY WEIGHING SCALE | 1 | CROWN | 0 | 0 | 3000252758 | 0 | 0 | - | 0 | - | W
21069 | KORBA | MAHORA | PHC | OPD | BP MACHINE | 1 | DIAMOND | 0 | 0 | 3000252795 | 0 | 0 | - | 0 | - | W
21070 | KORBA | MAHORA | PHC | OPD | SUCTION APPARATUS | 1 | 0 | 0 | 0 | 3000252796 | 0 | 0 | - | 0 | - | W
21071 | KORBA | MAHORA | PHC | DELIVERY ROOM | RADIANT WARMER | 1 | 0 | 0 | 0 | 3000252797 | 0 | 0 | - | 0 | - | W
21072 | KORBA | MAHORA | PHC | DELIVERY ROOM | BABY WEIGHING SCALE | 1 | DOCBEL BROWN | 0 | 0 | 3000252798 | 0 | 0 | - | 0 | - | W
21073 | KORBA | MAHORA | PHC | Pathology Lab. | CENTRIFUGE MACHINE | 1 | 0 | 0 | 0 | 3000252799 | 0 | 0 | - | 0 | - | W
21074 | KORBA | MAHORA | PHC | Pathology Lab. | MICROSCOPE | 1 | 0 | 0 | 0 | 3000252800 | 0 | 0 | - | 0 | - | W
21075 | KORBA | MAHORA | PHC | Pathology Lab. | ELECTRIC STERILIZER | 1 | 0 | 0 | 0 | 3000252801 | 0 | 0 | - | 0 | - | NW
21076 | KORBA | MAHORA | PHC | Other Dept. | ELECTRIC STERILIZER | 1 | 0 | 0 | 0 | 3000252802 | 0 | 0 | - | 0 | - | NW
21077 | KORBA | MAHORA | PHC | Other Dept. | ELECTRIC STERILIZER | 1 | 0 | 0 | 0 | 3000252803 | 0 | 0 | - | 0 | - | NW
21078 | KORBA | MAHORA | PHC | Other Dept. | ELECTRIC STERILIZER | 1 | 0 | 0 | 0 | 3000252804 | 0 | 0 | - | 0 | - | NW
21079 | KORBA | MAHORA | PHC | Other Dept. | BP MACHINE | 1 | DIAMOND | 0 | 0 | 3000252805 | 0 | 0 | - | 0 | - | W
21080 | KORBA | MAHORA | PHC | Other Dept. | NEBULIZER | 1 | HONED | BECNB-108 | 0 | 3000252806 | 0 | 0 | - | 0 | - | W
21081 | KORBA | MAHORA | PHC | Other Dept. | NEEDLE DESTROYER | 1 | MICROSIL | ND360 | 5134/03 | 3000252807 | 0 | 0 | - | 0 | - | W
21082 | KORBA | MAHORA | PHC | Other Dept. | SLIT LAMP | 1 | 0 | 0 | 0 | 3000252808 | 0 | 0 | - | 0 | - | W
21083 | KORBA | MAHORA | PHC | Other Dept. | NEEDLE DESTROYER | 1 | MICROSIL | ND 350 | 2740 | 3000252809 | 0 | 0 | - | 0 | - | NI
21084 | KORBA | MAHORA | PHC | Other Dept. | AUTOCLAVE | 1 | 0 | 0 | 0 | 3000252810 | 0 | 0 | - | 0 | - | W
21085 | KORBA | MAHORA | PHC | Other Dept. | OPTHALMOSCOPE | 1 | 0 | 0 | 0 | 3000252811 | 0 | 0 | - | 0 | - | W
21086 | KORBA | MAHORA | PHC | Other Dept. | ENT SET | 1 | 0 | 0 | 0 | 3000252812 | 0 | 0 | - | 0 | - | W
21087 | KORBA | MAHORA | PHC | Other Dept. | ELECTRIC STERILIZER | 1 | 0 | 0 | 0 | 3000252813 | 0 | 0 | - | 0 | - | W
21088 | KORBA | MAHORA | PHC | Other Dept. | SUCTION APPARATUS | 1 | 0 | 0 | 0 | 3000252814 | 0 | 0 | - | 0 | - | W
21089 | KORBA | MAHORA | PHC | Store Room | NEEDLE DESTROYER | 1 | MICROSIL | ND 350 | 3211 | 3000252815 | 0 | 0 | - | 0 | - | NI
21090 | KORBA | MAHORA | PHC | Store Room | NEEDLE DESTROYER | 1 | MICROSIL | ND 360 | 8384/03 | 3000252816 | 0 | 0 | - | 0 | - | NI
21091 | KORBA | MAHORA | PHC | Store Room | NEEDLE DESTROYER | 1 | MICROSIL | ND 360 | 10939/03 | 3000252817 | 0 | 0 | - | 0 | - | NI
21092 | KORBA | MAHORA | PHC | Store Room | BABY WEIGHING SCALE | 1 | DOCBEL BROWN | 0 | 0 | 3000252818 | 0 | 0 | - | 0 | - | NI
21093 | KORBA | MAHORA | PHC | Store Room | BABY WEIGHING SCALE | 1 | 0 | 0 | 0 | 3000252819 | 0 | 0 | - | 0 | - | NI
21094 | KORBA | MAHORA | PHC | Store Room | BABY WEIGHING SCALE | 1 | 0 | 0 | 0 | 3000252820 | 0 | 0 | - | 0 | - | NI
21095 | KORBA | MAHORA | PHC | Store Room | BABY WEIGHING SCALE | 1 | 0 | 0 | 0 | 3000252821 | 0 | 0 | - | 0 | - | NI
21096 | KORBA | MORGA | PHC | Other Dept. | HOT AIR OVEN | 1 | TENCO | 0 | 0 | 3000252924 | 0 | 0 | - | 0 | - | NW
21097 | KORBA | MORGA | PHC | Other Dept. | BP MACHINE | 1 | DIAMOND | 0 | 0 | 3000252925 | 0 | 0 | - | 0 | - | W
21098 | KORBA | MORGA | PHC | Other Dept. | BABY WEIGHING SCALE | 1 | DUCBEL BRAUN | 0 | 0 | 3000252926 | 0 | 0 | - | 0 | - | W
21099 | KORBA | MORGA | PHC | Other Dept. | ELECTRIC STERILIZER | 1 | 0 | 0 | 0 | 3000252927 | 0 | 0 | - | 0 | - | W
21100 | KORBA | MORGA | PHC | Other Dept. | NEEDLE DESTROYER | 1 | MICROSIL | ND360 | 2845 | 3000252928 | 0 | 0 | - | 0 | - | W
21101 | KORBA | MORGA | PHC | Pathology Lab. | MICROSCOPE | 1 | 0 | 0 | 0 | 3000252929 | 0 | 0 | - | 0 | - | W
21102 | KORBA | MORGA | PHC | Pathology Lab. | ENT SET | 1 | 0 | 0 | 0 | 3000252930 | 25-11-12 | 0 | - | 0 | - | W
21103 | KORBA | MORGA | PHC | Pathology Lab. | NEEDLE DESTROYER | 1 | MICROSIL | ND 350 | 2757 | 3000252931 | 0 | 0 | - | 0 | - | W
21104 | KORBA | MORGA | PHC | Store Room | BABY WEIGHING SCALE | 1 | DUCBEL BRAUN | 0 | 0 | 3000252932 | 0 | 0 | - | 0 | - | NI
21105 | KORBA | MORGA | PHC | Store Room | SLIT LAMP | 1 | 0 | 0 | 0 | 3000252933 | 15-8-13 | 0 | - | 0 | - | NI
21106 | KORBA | MORGA | PHC | Store Room | AUTOCLAVE | 1 | 0 | 0 | 0 | 3000252934 | 0 | 0 | - | 0 | - | NW
21107 | KORBA | MORGA | PHC | Store Room | AUTOCLAVE | 1 | 0 | 0 | 0 | 3000252935 | 0 | 0 | - | 0 | - | NW
21108 | KORBA | MORGA | PHC | Store Room | AUTOCLAVE | 1 | 0 | 0 | 0 | 3000252936 | 0 | 0 | - | 0 | - | NI
21109 | KORBA | MORGA | PHC | Store Room | ELECTRIC STERILIZER | 1 | 0 | 0 | 0 | 3000252937 | 0 | 0 | - | 0 | - | NW
21110 | KORBA | MORGA | PHC | Store Room | ELECTRIC STERILIZER | 1 | 0 | 0 | 0 | 3000252938 | 0 | 0 | - | 0 | - | NW
21111 | KORBA | PASAN | PHC | OPD | BP MACHINE | 1 | 0 | PW 220 | 0 | 3000252856 | 0 | 0 | - | 0 | - | W
21112 | KORBA | PASAN | PHC | DELIVERY ROOM | ELECTRIC STERILIZER | 1 | ATTAR | 0 | 09F986 | 3000252857 | 0 | 0 | - | 0 | - | W
21113 | KORBA | PASAN | PHC | DELIVERY ROOM | ELECTRIC STERILIZER | 1 | 0 | 0 | 0 | 3000252858 | 0 | 0 | - | 0 | - | W
21114 | KORBA | PASAN | PHC | DELIVERY ROOM | BABY WEIGHING SCALE | 1 | ESSAE | BS 250 | 25014131769 | 3000252859 | 0 | 0 | - | 0 | - | W
21115 | KORBA | PASAN | PHC | DELIVERY ROOM | BABY WEIGHING SCALE | 1 | CROWN | 0 | 0 | 3000252860 | 0 | 0 | - | 0 | - | W
21116 | KORBA | PASAN | PHC | DELIVERY ROOM | BABY WEIGHING SCALE | 1 | 0 | 0 | 0 | 3000252861 | 0 | 0 | - | 0 | - | W
21117 | KORBA | PASAN | PHC | DELIVERY ROOM | FOETAL DOPPLER | 1 | MICROSIL | 0 | 0 | 3000252862 | 0 | 0 | - | 0 | - | W
21118 | KORBA | PASAN | PHC | DELIVERY ROOM | BP MACHINE | 1 | 0 | PW 220 | 0 | 3000252863 | 0 | 0 | - | 0 | - | W
21119 | KORBA | PASAN | PHC | DELIVERY ROOM | FOETAL DOPPLER | 1 | EASY CARE | FDT 106 | 0 | 3000252864 | 0 | 0 | - | 0 | - | W
21120 | KORBA | PASAN | PHC | Pathology Lab. | HOT AIR OVEN | 1 | 0 | 0 | 0 | 3000252865 | 0 | 0 | - | 0 | - | W
21121 | KORBA | PASAN | PHC | Pathology Lab. | NEEDLE DESTROYER | 1 | SARATECH | 100 VA | 0 | 3000252866 | 0 | 0 | - | 0 | - | W
21122 | KORBA | PASAN | PHC | Pathology Lab. | SUCTION APPARATUS | 1 | 0 | 0 | 0 | 3000252867 | 0 | 0 | - | 0 | - | NW
21123 | KORBA | PASAN | PHC | Pathology Lab. | SUCTION APPARATUS | 1 | 0 | 0 | 0 | 3000252868 | 0 | 0 | - | 0 | - | NW
21124 | KORBA | PASAN | PHC | Pathology Lab. | SUCTION APPARATUS | 1 | 0 | 0 | 0 | 3000252869 | 0 | 0 | - | 0 | - | NW
21125 | KORBA | PIPARIYA | PHC | DELIVERY ROOM | ELECTRIC STERILIZER | 1 | 0 | 0 | 0 | 3000329484 | 0 | 0 | - | 0 | - | W
21126 | KORBA | PIPARIYA | PHC | DELIVERY ROOM | ELECTRIC STERILIZER | 1 | 0 | 0 | 0 | 3000329485 | 0 | 0 | - | 0 | - | W
21127 | KORBA | PIPARIYA | PHC | DELIVERY ROOM | NEEDLE DESTROYER | 1 | MICROSIL | ND 100 | 2651 | 3000329486 | 0 | 0 | - | 0 | - | W
21128 | KORBA | PIPARIYA | PHC | DELIVERY ROOM | NEEDLE DESTROYER | 1 | 0 | 0 | 0 | 3000329487 | 0 | 0 | - | 0 | - | W
21129 | KORBA | PIPARIYA | PHC | OPD | BP MACHINE | 1 | DIAMOND | 0 | 0 | 3000329488 | 0 | 0 | - | 0 | - | W
21130 | KORBA | PIPARIYA | PHC | OPD | BP MACHINE | 1 | DIAMOND | BPDG024 | 0 | 3000329489 | 0 | 0 | - | 0 | - | W
21131 | KORBA | PIPARIYA | PHC | Other Dept. | NEBULIZER | 1 | EASY CARE | HECNB-108 | 0 | 3000329490 | 0 | 0 | - | 0 | - | W
21132 | KORBA | PIPARIYA | PHC | OPD | GLUCO METER | 1 | 0 | 0 | GC17114327 | 3000329491 | 0 | 0 | - | 0 | - | W
21133 | KORBA | PIPARIYA | PHC | OPD | ELECTRIC STERILIZER | 1 | 0 | 0 | 0 | 3000329492 | 0 | 0 | - | 0 | - | W
21134 | KORBA | PIPARIYA | PHC | OPD | NEEDLE DESTROYER | 1 | SARTEEH | 100 VA | 0 | 3000329493 | 0 | 0 | - | 0 | - | W
21135 | KORBA | PIPARIYA | PHC | OPD | BABY WEIGHING SCALE | 1 | DOCBEL BROWN | 0 | 0 | 3000329494 | 0 | 0 | - | 0 | - | W
21136 | KORBA | PIPARIYA | PHC | OPD | ELECTRIC STERILIZER | 1 | 0 | 0 | 0 | 3000329495 | 0 | 0 | - | 0 | - | NI
21137 | KORBA | PIPARIYA | PHC | OPD | AUTOCLAVE | 1 | 0 | 0 | 0 | 3000329496 | 0 | 0 | - | 0 | - | W
21138 | KORBA | PIPARIYA | PHC | OPD | SUCTION APPARATUS | 1 | 0 | 0 | 0 | 3000329497 | 0 | 0 | - | 0 | - | W
21139 | KORBA | PIPARIYA | PHC | Store Room | BP MACHINE | 1 | NAMATT | 0 | 51871 | 3000329498 | 0 | 0 | - | 0 | - | NW
21140 | KORBA | PIPARIYA | PHC | Store Room | ELECTRIC STERILIZER | 1 | 0 | 0 | 0 | 3000329499 | 0 | 0 | - | 0 | - | NW
21141 | KORBA | PIPARIYA | PHC | Store Room | BABY WEIGHING SCALE | 1 | DOCBEL BROWN | 0 | 0 | 3000329500 | 0 | 0 | - | 0 | - | NI
21142 | KORBA | SIRMINA | PHC | OPD | BP MACHINE | 1 | DIAMOND | 0 | 0 | 3000252889 | 0 | 0 | - | 0 | - | W
21143 | KORBA | SIRMINA | PHC | DELIVERY ROOM | BABY WEIGHING SCALE | 1 | DOUBED BROWN | 0 | 0 | 3000252890 | 0 | 0 | - | 0 | - | W
21144 | KORBA | SIRMINA | PHC | DELIVERY ROOM | BP MACHINE | 1 | DIAMOND | 0 | 0 | 3000252891 | 0 | 0 | - | 0 | - | NW
21145 | KORBA | SIRMINA | PHC | DELIVERY ROOM | ELECTRIC STERILIZER | 1 | 0 | 0 | 0 | 3000252892 | 0 | 0 | - | 0 | - | W
21146 | KORBA | SIRMINA | PHC | DELIVERY ROOM | NEEDLE DESTROYER | 1 | MICROSIL | ND360 | 8811/03 | 3000252893 | 0 | 0 | - | 0 | - | W
21147 | KORBA | SIRMINA | PHC | DELIVERY ROOM | NEEDLE DESTROYER | 1 | MICROSIL | ND 360 | 8787/03 | 3000252894 | 0 | 0 | - | 0 | - | W
21148 | KORBA | SIRMINA | PHC | Store Room | ELECTRIC STERILIZER | 1 | ATLES | 0 | 09E9551 | 3000252895 | 0 | 0 | - | 0 | - | NI
21149 | KORBA | SIRMINA | PHC | Store Room | BABY WEIGHING SCALE | 1 | DOCBEL BROWN | 0 | 0 | 3000252896 | 0 | 0 | - | 0 | - | W
21150 | KORBA | SIRMINA | PHC | Store Room | BABY WEIGHING SCALE | 1 | DOCBEL BROWN | 0 | 0 | 3000252897 | 0 | 0 | - | 0 | - | NI
21151 | KORBA | SIRMINA | PHC | Store Room | BABY WEIGHING SCALE | 1 | DOCBEL BROWN | 0 | 0 | 3000252898 | 0 | 0 | - | 0 | - | NI
21152 | KORBA | SIRMINA | PHC | Store Room | BABY WEIGHING SCALE | 1 | DOCBEL BROWN | 0 | 0 | 3000252899 | 0 | 0 | - | 0 | - | NI
21153 | KORBA | SIRMINA | PHC | Store Room | BABY WEIGHING SCALE | 1 | DOCBEL BROWN | 0 | 0 | 3000252900 | 0 | 0 | - | 0 | - | NI
21154 | KORBA | SIRMINA | PHC | Store Room | BABY WEIGHING SCALE | 1 | DOCBEL BROWN | 0 | 0 | 3000252901 | 0 | 0 | - | 0 | - | NI
21155 | KORBA | SIRMINA | PHC | Store Room | NEEDLE DESTROYER | 1 | SARATECH | 0 | 0 | 3000252902 | 0 | 0 | - | 0 | - | NI
21156 | KORBA | SIRMINA | PHC | Store Room | NEEDLE DESTROYER | 1 | SARATECH | 100 VA | 0 | 3000252903 | 0 | 0 | - | 0 | - | NI
21157 | KORBA | SIRMINA | PHC | Store Room | NEEDLE DESTROYER | 1 | SARATECH | 100 VA | 0 | 3000252904 | 0 | 0 | - | 0 | - | NI
21158 | KORBA | SIRMINA | PHC | Store Room | NEEDLE DESTROYER | 1 | MICROSIL | ND 360 | 8945/03 | 3000252905 | 0 | 0 | - | 0 | - | NI
21159 | KORBA | SIRMINA | PHC | Store Room | AUTOCLAVE | 1 | 0 | 0 | 0 | 3000252906 | 0 | 0 | - | 0 | - | NW
21160 | KORBA | SIRMINA | PHC | Store Room | AUTOCLAVE | 1 | 0 | 0 | 0 | 3000252907 | 0 | 0 | - | 0 | - | NI
21161 | KORBA | SIRMINA | PHC | Store Room | SUCTION APPARATUS | 1 | 0 | 0 | 0 | 3000252908 | 0 | 0 | - | 0 | - | NW
21162 | KORBA | SIRMINA | PHC | Store Room | SUCTION APPARATUS | 1 | 0 | 0 | 0 | 3000252909 | 0 | 0 | - | 0 | - | NW
21163 | KORBA | SIRMINA | PHC | Store Room | SUCTION APPARATUS | 1 | 0 | 0 | 0 | 3000252910 | 0 | 0 | - | 0 | - | NW
21164 | KORBA | SIRMINA | PHC | Store Room | SUCTION APPARATUS | 1 | 0 | 0 | 0 | 3000252911 | 0 | 0 | - | 0 | - | NW
21165 | KORBA | SIRMINA | PHC | Store Room | SUCTION APPARATUS | 1 | 0 | 0 | 0 | 3000252912 | 0 | 0 | - | 0 | - | NW
21166 | KORBA | SIRMINA | PHC | Store Room | SUCTION APPARATUS | 1 | 0 | 0 | 0 | 3000252913 | 0 | 0 | - | 0 | - | NW
21167 | KORBA | SIRMINA | PHC | Store Room | SUCTION APPARATUS | 1 | 0 | 0 | 0 | 3000252914 | 0 | 0 | - | 0 | - | NW
21168 | KORBA | SIRMINA | PHC | Store Room | BABY WEIGHING SCALE | 1 | 0 | 0 | 0 | 3000252915 | 0 | 0 | - | 0 | - | NI
21169 | KORBA | SIRMINA | PHC | Store Room | BABY WEIGHING SCALE | 1 | 0 | 0 | 0 | 3000252916 | 0 | 0 | - | 0 | - | NI
21170 | KORBA | SIRMINA | PHC | Store Room | BABY WEIGHING SCALE | 1 | 0 | 0 | 0 | 3000252917 | 0 | 0 | - | 0 | - | NI
21171 | KORBA | SIRMINA | PHC | Store Room | BABY WEIGHING SCALE | 1 | 0 | 0 | 0 | 3000252918 | 0 | 0 | - | 0 | - | NI
21172 | KORBA | SIRMINA | PHC | Store Room | BABY WEIGHING SCALE | 1 | DOCBEL BROWN | 0 | 0 | 3000252919 | 0 | 0 | - | 0 | - | NI
21173 | KORBA | SIRMINA | PHC | Store Room | ELECTRIC STERILIZER | 1 | 0 | 0 | 0 | 3000252920 | 0 | 0 | - | 0 | - | NW
21174 | KORBA | SIRMINA | PHC | Store Room | ELECTRIC STERILIZER | 1 | 0 | 0 | 0 | 3000252921 | 0 | 0 | - | 0 | - | NW
21175 | KORBA | SIRMINA | PHC | Store Room | ELECTRIC STERILIZER | 1 | 0 | 0 | 0 | 3000252922 | 0 | 0 | - | 0 | - | NW
21176 | KORBA | SIRMINA | PHC | Store Room | ELECTRIC STERILIZER | 1 | 0 | 0 | 0 | 3000252923 | 0 | 0 | - | 0 | - | NW
21177 | KORBA | TUMAN | PHC | OPD | BP MACHINE | 1 | ASHDEANONE | 0 | 98134273 | 3000252822 | 0 | 0 | - | 0 | - | W
21178 | KORBA | TUMAN | PHC | Other Dept. | ELECTRIC STERILIZER | 1 | ATLES | 0 | 09F9855 | 3000252823 | 0 | 0 | - | 0 | - | W
21179 | KORBA | TUMAN | PHC | Other Dept. | NEEDLE DESTROYER | 1 | MICROSIL | ND 360 | 11088/03 | 3000252824 | 0 | 0 | - | 0 | - | W
21180 | KORBA | TUMAN | PHC | DELIVERY ROOM | BABY WEIGHING SCALE | 1 | DOCBEL BROWN | 0 | 0 | 3000252825 | 0 | 0 | - | 0 | - | W
21181 | KORBA | TUMAN | PHC | DELIVERY ROOM | AUTOCLAVE | 1 | 0 | 0 | 0 | 3000252826 | 0 | 0 | - | 0 | - | NW
21182 | KORBA | TUMAN | PHC | DELIVERY ROOM | AUTOCLAVE | 1 | 0 | 0 | 0 | 3000252827 | 0 | 0 | - | 0 | - | NW
21183 | KORBA | TUMAN | PHC | Store Room | SLIT LAMP | 1 | 0 | 0 | 0 | 3000252828 | 0 | 0 | - | 0 | - | NI
21184 | KORBA | TUMAN | PHC | Store Room | SUCTION APPARATUS | 1 | 0 | 0 | 0 | 3000252829 | 0 | 0 | - | 0 | - | NI
21185 | KORBA | TUMAN | PHC | Store Room | MICROSCOPE | 1 | 0 | 0 | 0 | 3000252830 | 0 | 0 | - | 0 | - | W
21186 | KORBA | TUMAN | PHC | Store Room | BP MACHINE | 1 | 0 | 0 | 0 | 3000252831 | 0 | 0 | - | 0 | - | W
21187 | Koria | Bainkuthpur | DH | OT | FUMIGERATOR | 1 |  |  |  | 3000247019 |  | 0 | - | 0 | - | W
21188 | Koria | Bainkuthpur | DH | OT | FUMIGERATOR | 1 |  |  |  | 3000247020 |  | 0 | - | 0 | - | W
21189 | Koria | Bainkuthpur | DH | OT | SUCTION APPARATUS | 1 | Santoshi |  |  | 3000247026 |  | 0 | - | 0 | - | W
21190 | Koria | Bainkuthpur | DH | OT | SUCTION APPARATUS | 1 |  |  |  | 3000247027 |  | 0 | - | 0 | - | W
21191 | Koria | Bainkuthpur | DH | OT | NEEDLE DESTROYER | 1 | Microsile |  |  | 3000247028 |  | 0 | - | 0 | - | W
21192 | Koria | Bainkuthpur | DH | OT | BABY WEIGHING SCALE | 1 | Essae |  | 25014131835 | 3000247029 |  | 0 | - | 0 | - | W
21193 | Koria | Bainkuthpur | DH | OT | SHADOWLESS OT LIGHT | 1 |  |  |  | 3000247043 |  | 0 | - | 0 | - | W
21194 | Koria | Bainkuthpur | DH | OT | OT TABLE | 1 |  |  |  | 3000247044 |  | 0 | - | 0 | - | W
21195 | Koria | Bainkuthpur | DH | OT | OT TABLE | 1 |  |  |  | 3000247045 |  | 0 | - | 0 | - | W
21196 | Koria | Bainkuthpur | DH | OT | STETHOSCOPE | 1 |  |  |  | 3000096387 |  | 0 | - | 0 | - | W
21197 | Koria | Bainkuthpur | DH | OT | ENDOSCOPY MACHINE | 1 |  |  |  | 3000247055 |  | 0 | - | 0 | - | W
21198 | Koria | Bainkuthpur | DH | OT | ECG RECORDER | 1 | Siemens |  |  | 3000247236 |  | 0 | - | 0 | - | W
21199 | Koria | Bainkuthpur | DH | OT | Oxegen Stand | 1 |  |  |  | 3000247007 |  | 0 | - | 0 | - | W
21200 | Koria | Bainkuthpur | DH | OT | BLOOD DONOR COACH | 1 |  |  |  | 3000247008 |  | 0 | - | 0 | - | W
21201 | Koria | Bainkuthpur | DH | OT | HOT AIR OVEN | 1 | Coslab |  |  | 3000247009 |  | 0 | - | 0 | - | W
21202 | Koria | Bainkuthpur | DH | OT | INCUBATOR | 1 | Universal |  |  | 3000247010 |  | 0 | - | 0 | - | W
21203 | Koria | Bainkuthpur | DH | OT | BLOOD STORAGE REFRIGERATOR | 1 | Remi |  |  | 3000247011 |  | 0 | - | 0 | - | W
21204 | Koria | Bainkuthpur | DH | OT | BLOOD STORAGE REFRIGERATOR | 1 | Rajas |  |  | 3000247012 |  | 0 | - | 0 | - | W
21205 | Koria | Bainkuthpur | DH | OT | C-ARM IMAGE INTENSIFIER | 1 | Siemens |  |  | 3000247013 |  | 0 | - | 0 | - | W
21206 | Koria | Bainkuthpur | DH | OT | SHADOWLESS OT LIGHT | 1 |  |  | 1010/A1/0603 | 3000247014 |  | 0 | - | 0 | - | W
21207 | Koria | Bainkuthpur | DH | OT | SHADOWLESS OT LIGHT | 1 |  |  |  | 3000247015 |  | 0 | - | 0 | - | W
21208 | Koria | Bainkuthpur | DH | OT | ANESTHESIA MACHINE | 1 | Datey Ohemeda |  |  | 3000247016 |  | 0 | - | 0 | - | W
21209 | Koria | Bainkuthpur | DH | OT | ANESTHESIA MACHINE | 1 | Datey Ohemeda |  |  | 3000247017 |  | 0 | - | 0 | - | W
21210 | Koria | Bainkuthpur | DH | OT | ELECTRIC STERILIZER | 1 |  |  |  | 3000247018 |  | 0 | - | 0 | - | W
21211 | Koria | Bainkuthpur | DH | OT | SHADOWLESS OT LIGHT | 1 |  |  |  | 3000247030 |  | 0 | - | 0 | - | W
21212 | Koria | Bainkuthpur | DH | OT | SHADOWLESS OT LIGHT | 1 |  |  |  | 3000247031 |  | 0 | - | 0 | - | W
21213 | Koria | Bainkuthpur | DH | OT | FUMIGERATOR | 1 | Duke |  |  | 3000247032 |  | 0 | - | 0 | - | W
21214 | Koria | Bainkuthpur | DH | OT | PATIENT MONITOR | 1 | Datey Ohemeda |  |  | 3000247021 |  | 0 | - | 0 | - | W
21215 | Koria | Bainkuthpur | DH | OT | PATIENT MONITOR | 1 | Datey Ohemeda |  | FBXGO1688 | 3000247022 |  | 0 | - | 0 | - | W
21216 | Koria | Bainkuthpur | DH | OT | OT TABLE | 1 |  |  |  | 3000247023 |  | 0 | - | 0 | - | W
21217 | Koria | Bainkuthpur | DH | OT | OT TABLE | 1 |  |  |  | 30000247024 |  | 0 | - | 0 | - | W
21218 | Koria | Bainkuthpur | DH | OT | Oxygen Cylinder | 1 |  |  |  | 3000247025 |  | 0 | - | 0 | - | W
21219 | Koria | Bainkuthpur | DH | OT | BP MACHINE | 1 |  |  |  | 3000247033 |  | 0 | - | 0 | - | W
21220 | Koria | Bainkuthpur | DH | OT | BP MACHINE | 1 |  |  |  | 3000247034 |  | 0 | - | 0 | - | W
21221 | Koria | Bainkuthpur | DH | OT | CAUTARY MACHINE | 1 | Exal Lence |  |  | 3000247035 |  | 0 | - | 0 | - | W
21222 | Koria | Bainkuthpur | DH | OT | PATIENT MONITOR | 1 | Datey Ohemeda |  | FBXGO1681 | 3000247036 |  | 0 | - | 0 | - | W
21223 | Koria | Bainkuthpur | DH | OT | OT TABLE | 1 |  |  |  | 3000247037 |  | 0 | - | 0 | - | W
21224 | Koria | Bainkuthpur | DH | OT | AUTOCLAVE | 1 |  |  |  | 3000247038 |  | 0 | - | 0 | - | NW
21225 | Koria | Bainkuthpur | DH | OT | AUTOCLAVE | 1 |  |  |  | 3000247039 |  | 0 | - | 0 | - | W
21226 | Koria | Bainkuthpur | DH | OT | AUTOCLAVE | 1 | Obromax |  | 575273 | 3000247040 |  | 0 | - | 0 | - | W
21227 | Koria | Bainkuthpur | DH | OT | OT TABLE | 1 |  |  |  | 3000247041 |  | 0 | - | 0 | - | W
21228 | Koria | Bainkuthpur | DH | OT | OT TABLE | 1 |  |  |  | 3000247042 |  | 0 | - | 0 | - | W
21229 | Koria | Bainkuthpur | DH | OT | SUCTION APPARATUS | 1 |  |  |  | 3000247390 |  | 0 | - | 0 | - | W
21230 | Koria | Bainkuthpur | DH | OT | Oxygen Cylinder | 1 |  |  |  | 3000247391 |  | 0 | - | 0 | - | W
21231 | Koria | Bainkuthpur | DH | OT | AUTOCLAVE | 1 |  |  |  | 3000247392 |  | 0 | - | 0 | - | NW
21232 | Koria | Bainkuthpur | DH | OT | ELECTRIC STERILIZER | 1 |  |  |  | 3000247393 |  | 0 | - | 0 | - | NW
21233 | Koria | Bainkuthpur | DH | OT | OT TABLE | 1 |  |  |  | 3000247394 |  | 0 | - | 0 | - | W
21234 | Koria | Bainkuthpur | DH | OT | OT TABLE | 1 |  |  |  | 3000247395 |  | 0 | - | 0 | - | W
21235 | Koria | Bainkuthpur | DH | OT | AUTOCLAVE | 1 |  |  |  | 3000247396 |  | 0 | - | 0 | - | W
21236 | Koria | Bainkuthpur | DH | OT | TRACTION MACHINE | 1 | Akay Hi Track Unit |  |  | 3000247397 |  | 0 | - | 0 | - | W
21237 | Koria | Bainkuthpur | DH | OT | SUCTION APPARATUS | 1 |  |  |  | 3000247398 |  | 0 | - | 0 | - | W
21238 | Koria | Bainkuthpur | DH | OT | CAUTARY MACHINE | 1 |  |  |  | 3000247399 |  | 0 | - | 0 | - | W
21239 | Koria | Bainkuthpur | DH | OT | SHADOWLESS LAMP | 1 |  |  |  | 3000247400 |  | 0 | - | 0 | - | NI
21240 | Koria | Bainkuthpur | DH | OT | SHADOWLESS LAMP | 1 |  |  |  | 3000247401 |  | 0 | - | 0 | - | NI
21241 | Koria | Bainkuthpur | DH | OT | SHADOWLESS LAMP | 1 |  |  |  | 3000247402 |  | 0 | - | 0 | - | NI
21242 | Koria | Bainkuthpur | DH | CHILD WARD | SHADOWLESS LAMP | 1 |  |  |  | 3000247403 |  | 0 | - | 0 | - | NI
21243 | Koria | Bainkuthpur | DH | CHILD WARD | NEEDLE DESTROYER | 1 |  |  |  | 3000247404 |  | 0 | - | 0 | - | NI
21244 | Koria | Bainkuthpur | DH | CHILD WARD | ELECTRIC STERILIZER | 1 |  |  |  | 3000247405 |  | 0 | - | 0 | - | NW
21245 | Koria | Bainkuthpur | DH | CHILD WARD | ELECTRIC STERILIZER | 1 |  |  |  | 3000247406 |  | 0 | - | 0 | - | NW
21246 | Koria | Bainkuthpur | DH | CHILD WARD | NEEDLE DESTROYER | 1 |  |  |  | 3000247407 |  | 0 | - | 0 | - | NW
21247 | Koria | Bainkuthpur | DH | CHILD WARD | NEEDLE DESTROYER | 1 | Saratech | 1000 VA |  | 3000247408 |  | 0 | - | 0 | - | NW
21248 | Koria | Bainkuthpur | DH | CHILD WARD | FOOT OPERATED SUCTION APPARATUS | 1 |  |  |  | 3000247409 |  | 0 | - | 0 | - | NW
21249 | Koria | Bainkuthpur | DH | CHILD WARD | BP MACHINE | 1 | jainco |  | 285 | 3000247410 |  | 0 | - | 0 | - | NW
21250 | Koria | Bainkuthpur | DH | CHILD WARD | NEEDLE DESTROYER | 1 | Titen |  |  | 3000247411 |  | 0 | - | 0 | - | W
21251 | Koria | Bainkuthpur | DH | CHILD WARD | RADIANT WARMER | 1 | Meditrain |  |  | 3000247412 |  | 0 | - | 0 | - | W
21252 | Koria | Bainkuthpur | DH | CHILD WARD | RADIANT WARMER | 1 |  |  |  | 3000247413 |  | 0 | - | 0 | - | NW
21253 | Koria | Bainkuthpur | DH | CHILD WARD | RADIANT WARMER | 1 | Delta |  | DRHW99005027 | 3000247414 |  | 0 | - | 0 | - | NW
21254 | Koria | Bainkuthpur | DH | CHILD WARD | BABY PHOTOTHERAPY UNIT | 1 | Medi Train |  |  | 3000247415 |  | 0 | - | 0 | - | W
21255 | Koria | Bainkuthpur | DH | CHILD WARD | BABY PHOTOTHERAPY UNIT | 1 | Medi Train |  |  | 3000247416 |  | 0 | - | 0 | - | W
21256 | Koria | Bainkuthpur | DH | CHILD WARD | BABY PHOTOTHERAPY UNIT | 1 | Medi Train |  |  | 3000247417 |  | 0 | - | 0 | - | W
21257 | Koria | Bainkuthpur | DH | CHILD WARD | BABY PHOTOTHERAPY UNIT | 1 | Medi Train |  |  | 3000247418 |  | 0 | - | 0 | - | W
21258 | Koria | Bainkuthpur | DH | CHILD WARD | BABY PHOTOTHERAPY UNIT | 1 | Medi Train |  |  | 3000247419 |  | 0 | - | 0 | - | W
21259 | Koria | Bainkuthpur | DH | RADIOLOGY Dept. | X-RAY MACHINE | 1 | Flpro |  |  | 3000247420 |  | 0 | - | 0 | - | W
21260 | Koria | Bainkuthpur | DH | RADIOLOGY Dept. | X-RAY MACHINE | 1 | Siemens |  |  | 3000247421 |  | 0 | - | 0 | - | W
21261 | Koria | Bainkuthpur | DH | RADIOLOGY Dept. | Laser Oprater | 1 | Lightend |  |  | 3000247422 |  | 0 | - | 0 | - | W
21262 | Koria | Bainkuthpur | DH | RADIOLOGY Dept. | SLIT LAMP | 1 | Appasamy |  |  | 3000247423 |  | 0 | - | 0 | - | W
21263 | Koria | Bainkuthpur | DH | RADIOLOGY Dept. | AUTOCLAVE | 1 |  |  |  | 3000247424 |  | 0 | - | 0 | - | W
21264 | Koria | Bainkuthpur | DH | RADIOLOGY Dept. | BP MACHINE | 1 | MCP |  |  | 3000247425 |  | 0 | - | 0 | - | W
21265 | Koria | Bainkuthpur | DH | ENT DEPARTMENT | MICROSCOPE | 1 | HS |  | 652 | 3000247426 |  | 0 | - | 0 | - | W
21266 | Koria | Bainkuthpur | DH | ENT DEPARTMENT | OXYGEN CONCENTRATOR | 1 |  | Acc001 | 2710807028 | 3000247427 |  | 0 | - | 0 | - | NW
21267 | Koria | Bainkuthpur | DH | ENT DEPARTMENT | Feco Machine | 1 | Galaxi Pro |  |  | 3000247428 |  | 0 | - | 0 | - | W
21268 | Koria | Bainkuthpur | DH | ENT DEPARTMENT | AUTOCLAVE | 1 |  |  |  | 3000247429 |  | 0 | - | 0 | - | NW
21269 | Koria | Bainkuthpur | DH | ENT DEPARTMENT | AUTOCLAVE | 1 |  |  |  | 3000247430 |  | 0 | - | 0 | - | W
21270 | Koria | Bainkuthpur | DH | ENT DEPARTMENT | AUTOCLAVE | 1 |  |  |  | 3000247431 |  | 0 | - | 0 | - | W
21271 | Koria | Bainkuthpur | DH | ENT DEPARTMENT | SUCTION APPARATUS | 1 |  |  |  | 3000247432 |  | 0 | - | 0 | - | NW
21272 | Koria | Bainkuthpur | DH | ENT DEPARTMENT | FUMIGERATOR | 1 |  |  |  | 3000247433 |  | 0 | - | 0 | - | W
21273 | Koria | Bainkuthpur | DH | ENT DEPARTMENT | ELECTRIC STERILIZER | 1 |  |  |  | 3000247434 |  | 0 | - | 0 | - | NW
21274 | Koria | Bainkuthpur | DH | ENT DEPARTMENT | AUTOCLAVE | 1 |  |  |  | 3000247435 |  | 0 | - | 0 | - | W
21275 | Koria | Bainkuthpur | DH | Blood Bank | AUTOCLAVE | 1 |  |  |  | 3000247436 |  | 0 | - | 0 | - | W
21276 | Koria | Bainkuthpur | DH | Blood Bank | AUTO REFRACTOMETER | 1 | Nikon |  |  | 3000247437 |  | 0 | - | 0 | - | NW
21277 | Koria | Bainkuthpur | DH | Blood Bank | ELECTRIC STERILIZER | 1 | Sterimax |  |  | 3000247438 |  | 0 | - | 0 | - | W
21278 | Koria | Bainkuthpur | DH | Blood Bank | MICROSCOPE | 1 | Zeiss |  | 6635322371 | 3000247439 |  | 0 | - | 0 | - | W
21279 | Koria | Bainkuthpur | DH | Blood Bank | MICROSCOPE | 1 | Zeiss |  |  | 3000247440 |  | 0 | - | 0 | - | W
21280 | Koria | Bainkuthpur | DH | Blood Bank | ALPHABETIC VISION CHART | 1 |  |  |  | 3000247441 |  | 0 | - | 0 | - | W
21281 | Koria | Bainkuthpur | DH | Blood Bank | SLIT LAMP | 1 | Appasamy |  | 00ZO65 | 3000247442 |  | 0 | - | 0 | - | W
21282 | Koria | Bainkuthpur | DH | Blood Bank | ALPHABETIC VISION CHART | 1 |  |  |  | 3000247443 |  | 0 | - | 0 | - | W
21283 | Koria | Bainkuthpur | DH | Blood Bank | FUMIGERATOR | 1 |  |  |  | 3000247444 |  | 0 | - | 0 | - | NW
21284 | Koria | Bainkuthpur | DH | Blood Bank | AUTOCLAVE | 1 |  |  |  | 3000247445 |  | 0 | - | 0 | - | NW
21285 | Koria | Bainkuthpur | DH | Blood Bank | COLORIMETER | 1 |  |  |  | 3000247446 |  | 0 | - | 0 | - | NW
21286 | Koria | Bainkuthpur | DH | Blood Bank | COLORIMETER | 1 |  |  | 199005 | 3000247447 |  | 0 | - | 0 | - | W
21287 | Koria | Bainkuthpur | DH | Blood Bank | ALPHABETIC VISION CHART | 1 |  |  |  | 3000247448 |  | 0 | - | 0 | - | NW
21288 | Koria | Bainkuthpur | DH | RADIOLOGY Dept. | ULTRASONIC PROBE | 1 | Scane Pluse |  | 2705-03-12-4 | 3000247449 |  | 0 | - | 0 | - | W
21289 | Koria | Bainkuthpur | DH | Blood Bank | AUTOCLAVE | 1 |  |  |  | 3000247450 |  | 0 | - | 0 | - | NW
21290 | Koria | Bainkuthpur | DH | Blood Bank | BP MACHINE | 1 | Gold Suprem |  | 98120324 | 3000247451 |  | 0 | - | 0 | - | NW
21291 | Koria | Bainkuthpur | DH | Blood Bank | MICROSCOPE | 1 |  |  |  | 3000247452 |  | 0 | - | 0 | - | NW
21292 | Koria | Bainkuthpur | DH | Blood Bank | MICROSCOPE | 1 |  |  |  | 3000247453 |  | 0 | - | 0 | - | NW
21293 | Koria | Bainkuthpur | DH | Blood Bank | AUTOCLAVE | 1 |  |  |  | 3000247454 |  | 0 | - | 0 | - | NW
21294 | Koria | Bainkuthpur | DH | Blood Bank | AUTOCLAVE | 1 |  |  |  | 3000247455 |  | 0 | - | 0 | - | NW
21295 | Koria | Bainkuthpur | DH | Blood Bank | AUTOCLAVE | 1 |  |  |  | 3000247456 |  | 0 | - | 0 | - | NW
21296 | Koria | Bainkuthpur | DH | Blood Bank | AUTOCLAVE | 1 |  |  |  | 3000247457 |  | 0 | - | 0 | - | NW
21297 | Koria | Bainkuthpur | DH | Blood Bank | AUTOCLAVE | 1 |  |  |  | 3000247458 |  | 0 | - | 0 | - | NW
21298 | Koria | Bainkuthpur | DH | Blood Bank | ELECTRIC STERILIZER | 1 |  |  |  | 3000247459 |  | 0 | - | 0 | - | NW
21299 | Koria | Bainkuthpur | DH | Blood Bank | ELECTRIC STERILIZER | 1 |  |  |  | 3000247460 |  | 0 | - | 0 | - | NW
21300 | Koria | Bainkuthpur | DH | Blood Bank | ELECTRIC STERILIZER | 1 |  |  |  | 3000247461 |  | 0 | - | 0 | - | NW
21301 | Koria | Bainkuthpur | DH | Blood Bank | AUTOCLAVE | 1 |  |  |  | 3000247462 |  | 0 | - | 0 | - | NW
21302 | Koria | Bainkuthpur | DH | Blood Bank | AUTOCLAVE | 1 |  |  |  | 3000247463 |  | 0 | - | 0 | - | NW
21303 | Koria | Bainkuthpur | DH | Blood Bank | FUMIGERATOR | 1 |  |  |  | 3000247464 |  | 0 | - | 0 | - | NW
21304 | Koria | Bainkuthpur | DH | Blood Bank | SHADOWLESS LAMP | 1 |  |  |  | 3000247465 |  | 0 | - | 0 | - | NW
21305 | Koria | Bainkuthpur | DH | Blood Bank | AUTOCLAVE | 1 |  |  |  | 3000247466 |  | 0 | - | 0 | - | NW
21306 | Koria | Bainkuthpur | DH | Blood Bank | ALPHABETIC VISION CHART | 1 |  |  |  | 3000247467 |  | 0 | - | 0 | - | NW
21307 | Koria | Bainkuthpur | DH | Blood Bank | BP MACHINE | 1 | Nammat |  | 43257 | 3000247468 |  | 0 | - | 0 | - | NW
21308 | Koria | Bainkuthpur | DH | Blood Bank | BP MACHINE | 1 | Lifex |  |  | 3000247469 |  | 0 | - | 0 | - | NW
21309 | Koria | Bainkuthpur | DH | Blood Bank | MICROSCOPE | 1 | Labomed | Vision 2000 | 674 | 3000247470 |  | 0 | - | 0 | - | W
21310 | Koria | Bainkuthpur | DH | Blood Bank | CENTRIFUGE MACHINE | 1 |  |  |  | 3000247471 |  | 0 | - | 0 | - | W
21311 | Koria | Bainkuthpur | DH | Blood Bank | NEEDLE DESTROYER | 1 | Saratech | S1R |  | 3000247472 |  | 0 | - | 0 | - | W
21312 | Koria | Bainkuthpur | DH | ICTC | WATER BATH | 1 |  |  |  | 3000247473 |  | 0 | - | 0 | - | W
21313 | Koria | Bainkuthpur | DH | ICTC | VDRL SHAKER | 1 |  |  |  | 3000247474 |  | 0 | - | 0 | - | W
21314 | Koria | Bainkuthpur | DH | NBCC | WEIGHING MACHINE | 1 | Essae | BS-250 |  | 3000247222 |  | 0 | - | 0 | - | W
21315 | Koria | Bainkuthpur | DH | OPD | BP MACHINE | 1 |  |  |  | 3000247223 |  | 0 | - | 0 | - | W
21316 | Koria | Bainkuthpur | DH | OPD | BP MACHINE | 1 | Lifex |  | 981325552 | 3000247224 |  | 0 | - | 0 | - | W
21317 | Koria | Bainkuthpur | DH | OPD | BP MACHINE | 1 |  |  |  | 3000247225 |  | 0 | - | 0 | - | W
21318 | Koria | Bainkuthpur | DH | OPD | BP MACHINE | 1 | Gold Suprem |  | 98111736 | 3000247226 |  | 0 | - | 0 | - | W
21319 | Koria | Bainkuthpur | DH | OPD | NEEDLE DESTROYER | 1 |  | 100 VA/ |  | 3000247127 |  | 0 | - | 0 | - | W
21320 | Koria | Bainkuthpur | DH | OPD | BP MACHINE | 1 | Sun Pro |  |  | 3000247234 |  | 0 | - | 0 | - | W
21321 | Koria | Bainkuthpur | DH | OPD | BP MACHINE | 1 | Sun Pro |  |  | 3000096386 |  | 0 | - | 0 | - | W
21322 | Koria | Bainkuthpur | DH | OPD | OXYGEN CONCENTRATOR | 1 | BPL |  |  | 3000247237 |  | 0 | - | 0 | - | W
21323 | Koria | Bainkuthpur | DH | Blood Bank | MICROSCOPE | 1 | Labo med |  |  | 3000247001 |  | 0 | - | 0 | - | W
21324 | Koria | Bainkuthpur | DH | Blood Bank | CENTRIFUGE MACHINE | 1 |  |  |  | 3000247002 |  | 0 | - | 0 | - | W
21325 | Koria | Bainkuthpur | DH | Blood Bank | NEEDLE DESTROYER | 1 | Titan |  |  | 3000247003 |  | 0 | - | 0 | - | W
21326 | Koria | Bainkuthpur | DH | Blood Bank | ELISA MACHINE | 1 | Thermolisha |  |  | 3000247004 |  | 0 | - | 0 | - | W
21327 | Koria | Bainkuthpur | DH | Blood Bank | BLOOD DONOR COACH | 1 |  |  |  | 3000247005 |  | 0 | - | 0 | - | W
21328 | Koria | Bainkuthpur | DH | Blood Bank | BLOOD DONOR COACH | 1 |  |  |  | 3000247006 |  | 0 | - | 0 | - | W
21329 | Koria | Bainkuthpur | DH | OT | SUCTION APPARATUS | 1 |  |  |  | 3000247046 |  | 0 | - | 0 | - | W
21330 | Koria | Bainkuthpur | DH | OT | Oxygen Cylinder | 1 |  |  |  | 3000247047 |  | 0 | - | 0 | - | W
21331 | Koria | Bainkuthpur | DH | OT | NEEDLE DESTROYER | 1 | Pioneer |  |  | 3000247048 |  | 0 | - | 0 | - | W
21332 | Koria | Bainkuthpur | DH | OT | BP MACHINE | 1 | Sun Pro |  |  | 3000247049 |  | 0 | - | 0 | - | W
21333 | Koria | Bainkuthpur | DH | OT | STETHOSCOPE | 1 | Pioneer |  |  | 3000247050 |  | 0 | - | 0 | - | W
21334 | Koria | Bainkuthpur | DH | OT | Oxygen Cylinder | 1 |  |  |  | 3000247051 |  | 0 | - | 0 | - | W
21335 | Koria | Bainkuthpur | DH | OT | PATIENT MONITOR | 1 | Poto System | OXY 500 A | 125-GL5039 | 3000247052 |  | 0 | - | 0 | - | W
21336 | Koria | Bainkuthpur | DH | OT | PATIENT MONITOR | 1 | Poto System | OXY 500 A | 125-GL5049 | 3000247053 |  | 0 | - | 0 | - | W
21337 | Koria | Bainkuthpur | DH | OT | Oxygen Cylinder | 1 |  |  |  | 3000247054 |  | 0 | - | 0 | - | W
21338 | Koria | Bainkuthpur | DH | NBCC | RADIANT WARMER | 1 | Phonix |  | T 1050 | 3000247056 |  | 0 | - | 0 | - | W
21339 | Koria | Bainkuthpur | DH | NBCC | BABY PHOTOTHERAPY UNIT | 1 | Phonix |  | 1727 | 3000247057 |  | 0 | - | 0 | - | W
21340 | Koria | Bainkuthpur | DH | NBCC | RADIANT WARMER | 1 | Phonix |  | T1055 | 3000247058 |  | 0 | - | 0 | - | W
21341 | Koria | Bainkuthpur | DH | NBCC | BABY PHOTOTHERAPY UNIT | 1 | Phonix |  | 1728 | 3000247059 |  | 0 | - | 0 | - | W
21342 | Koria | Bainkuthpur | DH | NBCC | RADIANT WARMER | 1 | Phonix |  | T 1056 | 3000247060 |  | 0 | - | 0 | - | W
21343 | Koria | Bainkuthpur | DH | NBCC | BABY PHOTOTHERAPY UNIT | 1 |  |  | 1726 | 3000247061 |  | 0 | - | 0 | - | W
21344 | Koria | Bainkuthpur | DH | NBCC | RADIANT WARMER | 1 | Phonix |  | T 1052 | 3000247062 |  | 0 | - | 0 | - | W
21345 | Koria | Bainkuthpur | DH | NBCC | RADIANT WARMER | 1 | Phonix |  | T 1057 | 3000247063 |  | 0 | - | 0 | - | W
21346 | Koria | Bainkuthpur | DH | NBCC | BABY WEIGHING SCALE | 1 | Essae |  | 25014131837 | 3000247064 |  | 0 | - | 0 | - | W
21347 | Koria | Bainkuthpur | DH | NBCC | BABY PHOTOTHERAPY UNIT | 1 | Phoenix |  | 1730 | 3000247065 |  | 0 | - | 0 | - | W
21348 | Koria | Bainkuthpur | DH | NBCC | RADIANT WARMER | 1 | Phoenix |  | T1060 | 3000247066 |  | 0 | - | 0 | - | W
21349 | Koria | Bainkuthpur | DH | NBCC | BABY PHOTOTHERAPY UNIT | 1 | Phoenix |  | 1729 | 3000247067 |  | 0 | - | 0 | - | W
21350 | Koria | Bainkuthpur | DH | NBCC | RADIANT WARMER | 1 | Phoenix |  | T 1054 | 3000247068 |  | 0 | - | 0 | - | W
21351 | Koria | Bainkuthpur | DH | NBCC | BABY PHOTOTHERAPY UNIT | 1 | Phoenix |  | 1725 | 3000247069 |  | 0 | - | 0 | - | W
21352 | Koria | Bainkuthpur | DH | NBCC | RADIANT WARMER | 1 |  |  | T1059 | 3000247070 |  | 0 | - | 0 | - | W
21353 | Koria | Bainkuthpur | DH | NBCC | Examination Light | 1 | Phoenix |  |  | 3000247071 |  | 0 | - | 0 | - | W
21354 | Koria | Bainkuthpur | DH | NBCC | SUCTION APPARATUS | 1 |  |  |  | 3000247072 |  | 0 | - | 0 | - | W
21355 | Koria | Bainkuthpur | DH | NBCC | Examination Light | 1 |  |  |  | 3000247073 |  | 0 | - | 0 | - | W
21356 | Koria | Bainkuthpur | DH | NBCC | Examination Light | 1 |  |  |  | 3000247074 |  | 0 | - | 0 | - | W
21357 | Koria | Bainkuthpur | DH | NBCC | BP MACHINE | 1 | Omron | HEM8712 | 20150316866 | 3000247075 |  | 0 | - | 0 | - | W
21358 | Koria | Bainkuthpur | DH | NBCC | GLUCO METER | 1 | Dr. Morpen | Bg03 |  | 3000247076 |  | 0 | - | 0 | - | W
21359 | Koria | Bainkuthpur | DH | NBCC | SUCTION APPARATUS | 1 | Bio Pluse |  | 10481 | 3000247077 |  | 0 | - | 0 | - | W
21360 | Koria | Bainkuthpur | DH | NBCC | SUCTION APPARATUS | 1 |  |  |  | 3000247078 |  | 0 | - | 0 | - | W
21361 | Koria | Bainkuthpur | DH | NBCC | OXYGEN CONCENTRATOR | 1 |  |  |  | 3000247079 |  | 0 | - | 0 | - | W
21362 | Koria | Bainkuthpur | DH | NBCC | OXYGEN CONCENTRATOR | 1 |  |  |  | 3000247080 |  | 0 | - | 0 | - | W
21363 | Koria | Bainkuthpur | DH | NBCC | INFUSION PUMP | 1 | Phoenix |  | TX03140875 | 3000247081 |  | 0 | - | 0 | - | W
21364 | Koria | Bainkuthpur | DH | NBCC | RADIANT WARMER | 1 | Phoenix |  | T1049 | 3000247082 |  | 0 | - | 0 | - | W
21365 | Koria | Bainkuthpur | DH | NBCC | RADIANT WARMER | 1 | Phoenix |  | T1051 | 3000247083 |  | 0 | - | 0 | - | W
21366 | Koria | Bainkuthpur | DH | NBCC | RADIANT WARMER | 1 | Phoenix |  | T1058 | 3000247084 |  | 0 | - | 0 | - | W
21367 | Koria | Bainkuthpur | DH | NBCC | RADIANT WARMER | 1 | Phoenix |  | T1053 | 3000247085 |  | 0 | - | 0 | - | W
21368 | Koria | Bainkuthpur | DH | NBCC | BP MACHINE | 1 | jainco |  | 36677 | 3000247086 |  | 0 | - | 0 | - | W
21369 | Koria | Bainkuthpur | DH | NBCC | BP MACHINE | 1 | jainco |  | 36746 | 3000247087 |  | 0 | - | 0 | - | W
21370 | Koria | Bainkuthpur | DH | NBCC | BP MACHINE | 1 | Sun Pro |  | EA92593 | 3000247088 |  | 0 | - | 0 | - | W
21371 | Koria | Bainkuthpur | DH | NBCC | BP MACHINE | 1 | jainco |  |  | 3000247089 |  | 0 | - | 0 | - | W
21372 | Koria | Bainkuthpur | DH | NBCC | NEEDLE DESTROYER | 1 | Saratech |  |  | 3000247090 |  | 0 | - | 0 | - | W
21373 | Koria | Bainkuthpur | DH | NBCC | SUCTION APPARATUS | 1 |  |  |  | 3000247091 |  | 0 | - | 0 | - | W
21374 | Koria | Bainkuthpur | DH | NBCC | SUCTION APPARATUS | 1 |  |  |  | 3000247092 |  | 0 | - | 0 | - | W
21375 | Koria | Bainkuthpur | DH | NBCC | SUCTION APPARATUS | 1 |  |  |  | 3000247093 |  | 0 | - | 0 | - | W
21376 | Koria | Bainkuthpur | DH | NBCC | Oxygen Cylinder | 1 |  |  |  | 3000247094 |  | 0 | - | 0 | - | W
21377 | Koria | Bainkuthpur | DH | NBCC | Oxygen Cylinder | 1 |  |  |  | 3000247095 |  | 0 | - | 0 | - | W
21378 | Koria | Bainkuthpur | DH | NBCC | SHADOWLESS LAMP | 1 |  |  |  | 3000247096 |  | 0 | - | 0 | - | W
21379 | Koria | Bainkuthpur | DH | NBCC | NEBULIZER | 1 |  |  |  | 3000247097 |  | 0 | - | 0 | - | W
21380 | Koria | Bainkuthpur | DH | NBCC | SUCTION APPARATUS | 1 |  |  |  | 3000247098 |  | 0 | - | 0 | - | W
21381 | Koria | Bainkuthpur | DH | Dressing Room | SHADOWLESS LAMP | 1 |  |  |  | 3000247099 |  | 0 | - | 0 | - | W
21382 | Koria | Bainkuthpur | DH | Dressing Room | ELECTRIC STERILIZER | 1 |  |  |  | 3000247100 |  | 0 | - | 0 | - | W
21383 | Koria | Bainkuthpur | DH | Dressing Room | NEEDLE DESTROYER | 1 | Saratech |  |  | 3000247101 |  | 0 | - | 0 | - | W
21384 | Koria | Bainkuthpur | DH | Dressing Room | NEEDLE DESTROYER | 1 | Pioneer |  |  | 3000247102 |  | 0 | - | 0 | - | W
21385 | Koria | Bainkuthpur | DH | Dressing Room | NEBULIZER | 1 | Prolix | CN-01WD | 11949 | 3000247103 |  | 0 | - | 0 | - | W
21386 | Koria | Bainkuthpur | DH | Dressing Room | BP MACHINE | 1 | Gold Suprem |  | 98135356 | 3000247104 |  | 0 | - | 0 | - | W
21387 | Koria | Bainkuthpur | DH | Dressing Room | SUCTION APPARATUS | 1 | Santusthi |  | 03/111 | 3000247105 |  | 0 | - | 0 | - | W
21388 | Koria | Bainkuthpur | DH | Dressing Room | SHADOWLESS LAMP | 1 |  |  |  | 3000247106 |  | 0 | - | 0 | - | NW
21389 | Koria | Bainkuthpur | DH | Dressing Room | ELECTRIC STERILIZER | 1 |  |  |  | 3000247107 |  | 0 | - | 0 | - | NW
21390 | Koria | Bainkuthpur | DH | Dressing Room | NEBULIZER | 1 | Prolix | CN-01WD | 11940 | 3000247108 |  | 0 | - | 0 | - | NW
21391 | Koria | Bainkuthpur | DH | Dressing Room | BABY WEIGHING SCALE | 1 | Essae | BS-250 | 2501413134 | 3000247109 |  | 0 | - | 0 | - | W
21392 | Koria | Bainkuthpur | DH | Pathology Lab. | SUCTION APPARATUS | 1 | Shiva |  |  | 3000247110 |  | 0 | - | 0 | - | W
21393 | Koria | Bainkuthpur | DH | Pathology Lab. | RADIANT WARMER | 1 | Medi Train |  |  | 3000247111 |  | 0 | - | 0 | - | W
21394 | Koria | Bainkuthpur | DH | Pathology Lab. | RADIANT WARMER | 1 | Medi Train |  |  | 3000247112 |  | 0 | - | 0 | - | NW
21395 | Koria | Bainkuthpur | DH | Pathology Lab. | BP MACHINE | 1 | Diamond |  |  | 3000247113 |  | 0 | - | 0 | - | W
21396 | Koria | Bainkuthpur | DH | Pathology Lab. | NEEDLE DESTROYER | 1 | Titan |  |  | 3000247114 |  | 0 | - | 0 | - | W
21397 | Koria | Bainkuthpur | DH | Pathology Lab. | INCUBATOR | 1 | L Tech |  |  | 3000247115 |  | 0 | - | 0 | - | NW
21398 | Koria | Bainkuthpur | DH | Pathology Lab. | MICROSCOPE | 1 | Labomed |  |  | 3000247116 |  | 0 | - | 0 | - | W
21399 | Koria | Bainkuthpur | DH | Pathology Lab. | AUTO ANALYZER | 1 | Accu Care | Accu Lab 201 | BSUAHO44E | 3000247117 |  | 0 | - | 0 | - | W
21400 | Koria | Bainkuthpur | DH | Pathology Lab. | CENTRIFUGE MACHINE | 1 |  |  |  | 3000247118 |  | 0 | - | 0 | - | W
21401 | Koria | Bainkuthpur | DH | Pathology Lab. | AUTO HAEMATOLOGY ANALYZER | 1 | Sysmay | KX21 | 60724 | 3000247119 |  | 0 | - | 0 | - | W
21402 | Koria | Bainkuthpur | DH | Pathology Lab. | BLOOD CELL COUNTER | 1 | Lablife |  | RN93100965 | 3000247120 |  | 0 | - | 0 | - | W
21403 | Koria | Bainkuthpur | DH | Pathology Lab. | NEEDLE DESTROYER | 1 |  |  |  | 3000247121 |  | 0 | - | 0 | - | W
21404 | Koria | Bainkuthpur | DH | Pathology Lab. | FOGGER | 1 |  |  |  | 3000247122 |  | 0 | - | 0 | - | W
21405 | Koria | Bainkuthpur | DH | Pathology Lab. | AUTOCLAVE | 1 |  |  |  | 3000247123 |  | 0 | - | 0 | - | W
21406 | Koria | Bainkuthpur | DH | Pathology Lab. | INCUBATOR | 1 |  |  |  | 3000247124 |  | 0 | - | 0 | - | W
21407 | Koria | Bainkuthpur | DH | Pathology Lab. | BACTERIOLOGICAL INCUBATOR | 1 | Fexo |  |  | 3000247125 |  | 0 | - | 0 | - | W
21408 | Koria | Bainkuthpur | DH | Pathology Lab. | HOT AIR OVEN | 1 |  |  |  | 3000247126 |  | 0 | - | 0 | - | W
21409 | Koria | Bainkuthpur | DH | OPD | BP MACHINE | 1 |  |  |  | 3000247227 |  | 0 | - | 0 | - | W
21410 | Koria | Bainkuthpur | DH | OPD | BP MACHINE | 1 | Novaphone |  | 308904 | 3000247228 |  | 0 | - | 0 | - | W
21411 | Koria | Bainkuthpur | DH | OPD | BP MACHINE | 1 | Lfex |  | 93102917 | 3000247229 |  | 0 | - | 0 | - | W
21412 | Koria | Bainkuthpur | DH | OPD | SUCTION APPARATUS | 1 |  |  |  | 3000247230 |  | 0 | - | 0 | - | W
21413 | Koria | Bainkuthpur | DH | OPD | NEEDLE DESTROYER | 1 |  |  |  | 3000247231 |  | 0 | - | 0 | - | W
21414 | Koria | Bainkuthpur | DH | OPD | BP MACHINE | 1 | Gold Suprem |  |  | 3000247232 |  | 0 | - | 0 | - | W
21415 | Koria | Bainkuthpur | DH | OPD | Drying Machine | 1 | Lucky Eng. | LEW/DT/60 | 1948 | 3000247238 |  | 0 | - | 0 | - | W
21416 | Koria | Bainkuthpur | DH | OPD | WATER BATH | 1 | Lucky Eng. | LEW/DT/60 | 1946 | 3000247239 |  | 0 | - | 0 | - | W
21417 | Koria | Bainkuthpur | DH | OPD | BP MACHINE | 1 | Lifex |  | 98132555 | 3000247233 |  | 0 | - | 0 | - | W
21418 | Koria | Bainkuthpur | DH | OPD | ENDOSCOPY MACHINE | 1 | Fujinam |  | IV376a2 | 3000247240 |  | 0 | - | 0 | - | W
21419 | Koria | Patna | CHC | OPD | BP MACHINE | 1 | Lifex |  | 98135742 | 3000269001 |  | 0 | - | 0 | - | W
21420 | Koria | Patna | CHC | OPD | ELECTRIC STERILIZER | 1 |  |  |  | 3000269002 |  | 0 | - | 0 | - | W
21421 | Koria | Patna | CHC | GYAENEC.OPD | HUB CUTTER | 1 | Saratech | S1R 100 VA |  | 3000269003 |  | 0 | - | 0 | - | W
21422 | Koria | Patna | CHC | Pathology Lab. | MICROSCOPE | 1 | Labomed | Vision 2000 | 3538 | 3000269004 |  | 0 | - | 0 | - | W
21423 | Koria | Patna | CHC | Pathology Lab. | CENTRIFUGE MACHINE | 1 |  |  |  | 3000279005 |  | 0 | - | 0 | - | W
21424 | Koria | Patna | CHC | Pathology Lab. | COLORIMETER | 1 | Labmax |  | 1304328 | 3000269006 |  | 0 | - | 0 | - | W
21425 | Koria | Patna | CHC | Pathology Lab. | BP MACHINE | 1 | Lifex |  | 98182520 | 3000269007 |  | 0 | - | 0 | - | W
21426 | Koria | Patna | CHC | Pathology Lab. | ELECTRIC STERILIZER | 1 |  |  |  | 3000269008 |  | 0 | - | 0 | - | W
21427 | Koria | Patna | CHC | Pathology Lab. | NEBULIZER | 1 |  |  | 63005193 | 3000269009 |  | 0 | - | 0 | - | W
21428 | Koria | Patna | CHC | OPD | BP MACHINE | 1 | Nammat |  | 3390 | 3000269010 |  | 0 | - | 0 | - | NW
21429 | Koria | Patna | CHC | OPD | BP MACHINE | 1 | ashoka |  | 309076 | 3000269011 |  | 0 | - | 0 | - | NW
21430 | Koria | Patna | CHC | OPD | BP MACHINE | 1 | Jainco |  | 36750 | 3000269012 |  | 0 | - | 0 | - | NW
21431 | Koria | Patna | CHC | OPD | SUCTION APPARATUS | 1 | Dyanmic | TM-9 |  | 3000269013 |  | 0 | - | 0 | - | NW
21432 | Koria | Patna | CHC | OPD | BP MACHINE | 1 | Jainco |  | 36735 | 3000269014 |  | 0 | - | 0 | - | NW
21433 | Koria | Patna | CHC | OPD | BP MACHINE | 1 | ashoka |  | 98122107 | 3000269015 |  | 0 | - | 0 | - | NW
21434 | Koria | Patna | CHC | OPD | BP MACHINE | 1 | Top |  |  | 3000269016 |  | 0 | - | 0 | - | NW
21435 | Koria | Patna | CHC | OPD | NEBULIZER | 1 |  |  | 63005194 | 3000269017 |  | 0 | - | 0 | - | NW
21436 | Koria | Patna | CHC | GYAENEC.OPD | SUCTION APPARATUS | 1 | Lifex |  |  | 3000269018 |  | 0 | - | 0 | - | W
21437 | Koria | Patna | CHC | GYAENEC.OPD | SUCTION APPARATUS | 1 | Dyanmic |  | 988802 | 3000269019 |  | 0 | - | 0 | - | W
21438 | Koria | Patna | CHC | GYAENEC.OPD | Oxegen Stand | 1 |  |  |  | 3000269020 |  | 0 | - | 0 | - | W
21439 | Koria | Patna | CHC | GYAENEC.OPD | SUCTION APPARATUS | 1 |  |  |  | 3000269021 |  | 0 | - | 0 | - | W
21440 | Koria | Patna | CHC | GYAENEC.OPD | STETHOSCOPE | 1 | Lifex |  |  | 3000269022 |  | 0 | - | 0 | - | W
21441 | Koria | Patna | CHC | GYAENEC.OPD | BP MACHINE | 1 | Premier |  | 98182844 | 3000269023 |  | 0 | - | 0 | - | W
21442 | Koria | Patna | CHC | GYAENEC.OPD | BABY WEIGHING SCALE | 1 | Essae | BS-250 | 25014131891 | 3000269024 |  | 0 | - | 0 | - | W
21443 | Koria | Patna | CHC | GYAENEC.OPD | ELECTRIC STERILIZER | 1 | Atlas |  | 988802 | 3000269025 | 23/11/14 | 0 | - | 0 | - | W
21444 | Koria | Patna | CHC | RADIOLOGY Dept. | X-RAY MACHINE | 1 | siemens | 5304 | 12865 | 3000269026 | 25/11/14 | 0 | - | 0 | - | W
21445 | Koria | PHC Baikunthpur | PHC | Other Dept.
21446 | Koria | Barapara | PHC | GYAENEC.OPD | SUCTION APPARATUS | 1 |  |  |  | 3000269137 |  | 0 | - | 0 | - | NW
21447 | Koria | Barapara | PHC | GYAENEC.OPD | AUTOCLAVE | 1 |  |  |  | 3000269138 | 01/07/03 | 0 | - | 0 | - | NW
21448 | Koria | Barapara | PHC | GYAENEC.OPD | AUTOCLAVE | 1 |  |  |  | 3000269139 | 31/07/07 | 0 | - | 0 | - | NW
21449 | Koria | Barapara | PHC | GYAENEC.OPD | BP MACHINE | 1 | Lifex |  | 93102815 | 3000269140 | 31/07/07 | 0 | - | 0 | - | NW
21450 | Koria | Barapara | PHC | GYAENEC.OPD | BP MACHINE | 1 | Lifex |  |  | 3000269141 |  | 0 | - | 0 | - | W
21451 | Koria | Barapara | PHC | Pathology Lab. | MICROSCOPE | 1 | olymps |  | 79585 | 3000269142 |  | 0 | - | 0 | - | NW
21452 | Koria | Barapara | PHC | GYAENEC.OPD | ELECTRIC STERILIZER | 1 |  |  |  | 3000269143 |  | 0 | - | 0 | - | NW
21453 | Koria | Barapara | PHC | GYAENEC.OPD | NEEDLE DESTROYER | 1 | Saratech | S1R 100 VA |  | 3000269144 |  | 0 | - | 0 | - | W
21454 | Koria | Barapara | PHC | GYAENEC.OPD | BP MACHINE | 1 | Ideal |  | 98123505 | 3000269145 |  | 0 | - | 0 | - | NW
21455 | Koria | Barapara | PHC | GYAENEC.OPD | OT TABLE | 1 |  |  |  | 3000269146 |  | 0 | - | 0 | - | NW
21456 | Koria | Barapara | PHC | GYAENEC.OPD | BABY WEIGHING SCALE | 1 | Crown |  |  | 3000269147 |  | 0 | - | 0 | - | NW
21457 | Koria | Budar | PHC | OPD | NEEDLE DESTROYER | 1 | Saratech | s1r100va |  | 3000269118 |  | 0 | - | 0 | - | W
21458 | Koria | Budar | PHC | OPD | SUCTION APPARATUS | 1 | Dyanmic | TM-9 |  | 3000269119 |  | 0 | - | 0 | - | W
21459 | Koria | Budar | PHC | Pathology Lab. | MICROSCOPE | 1 | teknik |  |  | 3000269120 |  | 0 | - | 0 | - | W
21460 | Koria | Budar | PHC | GYAENEC.OPD | BP MACHINE | 1 | suprim |  | 98111895 | 3000269121 |  | 0 | - | 0 | - | W
21461 | Koria | Budar | PHC | GYAENEC.OPD | BP MACHINE | 1 | suprim |  | 98110648 | 3000269122 |  | 0 | - | 0 | - | W
21462 | Koria | Budar | PHC | GYAENEC.OPD | BABY WEIGHING SCALE | 1 | Essae | BS-250 | 2501413-1890 | 3000269123 |  | 0 | - | 0 | - | W
21463 | Koria | Budar | PHC | GYAENEC.OPD | AUTOCLAVE | 1 | SNI |  |  | 3000269124 |  | 0 | - | 0 | - | W
21464 | Koria | Budar | PHC | GYAENEC.OPD | ELECTRIC STERILIZER | 1 |  |  |  | 3000269125 |  | 0 | - | 0 | - | W
21465 | Koria | Budar | PHC | GYAENEC.OPD | SUCTION APPARATUS | 1 | Shiva |  | 1026/05 | 3000269126 |  | 0 | - | 0 | - | W
21466 | Koria | Budar | PHC | GYAENEC.OPD | AUTOCLAVE | 1 |  |  |  | 3000269127 |  | 0 | - | 0 | - | W
21467 | Koria | Budar | PHC | GYAENEC.OPD | BP MACHINE | 1 | Lifex |  | 98132-307 | 3000269128 |  | 0 | - | 0 | - | NW
21468 | Koria | Budar | PHC | GYAENEC.OPD | BP MACHINE | 1 | Lifex |  |  | 3000269129 |  | 0 | - | 0 | - | W
21469 | Koria | Budar | PHC | Store Room | NEBULIZER | 1 | Biopuls | 171107 |  | 3000269130 |  | 0 | - | 0 | - | W
21470 | Koria | Budar | PHC | Store Room | AUTOCLAVE | 1 |  |  |  | 3000269131 |  | 0 | - | 0 | - | NW
21471 | Koria | Budar | PHC | Store Room | NEEDLE DESTROYER | 1 | Saratech | S1R 100 |  | 3000269132 |  | 0 | - | 0 | - | NW
21472 | Koria | Budar | PHC | Store Room | NEEDLE DESTROYER | 1 | Saratech | S1R 100 |  | 3000269133 |  | 0 | - | 0 | - | NW
21473 | Koria | Budar | PHC | Store Room | ELECTRIC STERILIZER | 1 |  |  |  | 3000269134 |  | 0 | - | 0 | - | NW
21474 | Koria | Budar | PHC | Store Room | BABY WEIGHING SCALE | 1 |  |  |  | 3000269135 |  | 0 | - | 0 | - | NW
21475 | Koria | Budar | PHC | Store Room | BP MACHINE | 1 | Smart Care |  |  | 3000269136 |  | 0 | - | 0 | - | NW
21476 | Koria | Mansukh | PHC | Pathology Lab. | BP MACHINE | 1 | Lifex |  |  | 3000269027 |  | 0 | - | 0 | - | W
21477 | Koria | Mansukh | PHC | Pathology Lab. | MICROSCOPE | 1 | blisco | MLW | 320009980716 | 3000269028 |  | 0 | - | 0 | - | W
21478 | Koria | Mansukh | PHC | Pathology Lab. | Oxegen Stand | 1 |  |  |  | 3000269029 |  | 0 | - | 0 | - | NW
21479 | Koria | Mansukh | PHC | Pathology Lab. | ELECTRIC STERILIZER | 1 |  |  |  | 3000269030 |  | 0 | - | 0 | - | W
21480 | Koria | Mansukh | PHC | Pathology Lab. | CENTRIFUGE MACHINE | 1 |  |  |  | 3000269031 |  | 0 | - | 0 | - | W
21481 | Koria | Mansukh | PHC | Pathology Lab. | BP MACHINE | 1 | Nammat |  | 53327 | 3000269032 |  | 0 | - | 0 | - | NW
21482 | Koria | Mansukh | PHC | OPD | BP MACHINE | 1 | Jainco |  | 264 | 3000269033 |  | 0 | - | 0 | - | NW
21483 | Koria | Mansukh | PHC | OPD | BP MACHINE | 1 | Nammat |  | 43897 | 3000269034 |  | 0 | - | 0 | - | NW
21484 | Koria | Mansukh | PHC | OPD | BP MACHINE | 1 | Jainco |  | 337 | 3000269035 |  | 0 | - | 0 | - | NW
21485 | Koria | Mansukh | PHC | GYAENEC.OPD | AUTOCLAVE | 1 |  |  |  | 3000269036 |  | 0 | - | 0 | - | NW
21486 | Koria | Mansukh | PHC | GYAENEC.OPD | HUB CUTTER | 1 |  |  |  | 3000269037 |  | 0 | - | 0 | - | NW
21487 | Koria | Mansukh | PHC | Store Room | ELECTRIC STERILIZER | 1 |  |  |  | 3000269038 |  | 0 | - | 0 | - | NW
21488 | Koria | Mansukh | PHC | Store Room | ELECTRIC STERILIZER | 1 |  |  |  | 3000269039 |  | 0 | - | 0 | - | NW
21489 | Koria | Mansukh | PHC | Store Room | ELECTRIC STERILIZER | 1 |  |  |  | 3000269040 |  | 0 | - | 0 | - | NW
21490 | Koria | Mansukh | PHC | Store Room | ELECTRIC STERILIZER | 1 |  |  |  | 3000269041 |  | 0 | - | 0 | - | NW
21491 | Koria | Mansukh | PHC | Store Room | ELECTRIC STERILIZER | 1 |  |  |  | 3000269042 |  | 0 | - | 0 | - | NW
21492 | Koria | Mansukh | PHC | Store Room | ELECTRIC STERILIZER | 1 | k |  |  | 3000269043 |  | 0 | - | 0 | - | NW
21493 | Koria | Mansukh | PHC | Store Room | ELECTRIC STERILIZER | 1 |  |  |  | 3000269044 |  | 0 | - | 0 | - | NW
21494 | Koria | Mansukh | PHC | Store Room | ELECTRIC STERILIZER | 1 |  |  |  | 3000269045 |  | 0 | - | 0 | - | NW
21495 | Koria | Mansukh | PHC | Store Room | ELECTRIC STERILIZER | 1 |  |  |  | 3000269046 |  | 0 | - | 0 | - | NW
21496 | Koria | Mansukh | PHC | OPD | BP MACHINE | 1 |  |  |  | 3000269047 |  | 0 | - | 0 | - | W
21497 | Koria | Mansukh | PHC | OPD | SUCTION APPARATUS | 1 | Shiva |  |  | 3000269048 |  | 0 | - | 0 | - | W
21498 | Koria | Mansukh | PHC | OPD | SUCTION APPARATUS | 1 |  |  |  | 3000269049 |  | 0 | - | 0 | - | W
21499 | Koria | Nagar | PHC | GYAENEC.OPD | BP MACHINE | 1 | Sun Pro | SNP 333 | EAn267 | 3000269148 | 30/05/13 | 0 | - | 0 | - | W
21500 | Koria | Nagar | PHC | GYAENEC.OPD | BP MACHINE | 1 | Lifex |  |  | 3000269149 |  | 0 | - | 0 | - | W
21501 | Koria | Nagar | PHC | GYAENEC.OPD | NEEDLE DESTROYER | 1 | Microsile | ND-360 | 11140/03 | 3000269150 | 30/05/13 | 0 | - | 0 | - | W
21502 | Koria | Nagar | PHC | GYAENEC.OPD | ELECTRIC STERILIZER | 1 |  |  |  | 3000269151 | 30/05/13 | 0 | - | 0 | - | W
21503 | Koria | Nagar | PHC | GYAENEC.OPD | DELIVERY TABLE | 1 |  |  |  | 3000269152 | 30/05/13 | 0 | - | 0 | - | W
21504 | Koria | Nagar | PHC | GYAENEC.OPD | AUTOCLAVE | 1 |  |  |  | 3000269153 | 30/05/13 | 0 | - | 0 | - | W
21505 | Koria | Nagar | PHC | GYAENEC.OPD | BP MACHINE | 1 |  |  |  | 3000269154 |  | 0 | - | 0 | - | NW
21506 | koria | Tenganj | PHC | GYAENEC.OPD | BP MACHINE | 1 | Pagoda |  | 259088 | 3000269109 |  | 0 | - | 0 | - | W
21507 | Koria | Tenganj | PHC | GYAENEC.OPD | NEEDLE DESTROYER | 1 | Saratech | SIR100VAMIN |  | 3000269110 |  | 0 | - | 0 | - | W
21508 | Koria | Tenganj | PHC | GYAENEC.OPD | ELECTRIC STERILIZER | 1 | Tested |  |  | 3000269111 | 06/01/12 | 0 | - | 0 | - | W
21509 | Koria | Tenganj | PHC | GYAENEC.OPD | ELECTRIC STERILIZER | 1 | Tested |  |  | 3000269112 | 06/o1/12 | 0 | - | 0 | - | W
21510 | Koria | Tenganj | PHC | GYAENEC.OPD | AUTOCLAVE | 1 | Lifex |  |  | 3000269113 |  | 0 | - | 0 | - | W
21511 | Koria | Tenganj | PHC | Pathology Lab. | MICROSCOPE | 1 | teknik |  | 900 | 3000269114 |  | 0 | - | 0 | - | W
21512 | Koria | Tenganj | PHC | CHILD WARD | BABY WEIGHING SCALE | 1 | Crown |  |  | 3000269115 | 12/10/10 | 0 | - | 0 | - | W
21513 | Koria | Tenganj | PHC | GYAENEC.OPD | BP MACHINE | 1 | Lifex |  |  | 3000269116 | 07/05/15 | 0 | - | 0 | - | W
21514 | Koria | Tenganj | PHC | GYAENEC.OPD | BP MACHINE | 1 | Lifex |  |  | 3000269117 | 06/05/15 | 0 | - | 0 | - | W
21515 | Koria | Janakpur | CHC | Pathology Lab. | BP MACHINE | 1 | Lifex |  | 98135754 | 3000269354 | 23/04/04 | 0 | - | 0 | - | W
21516 | Koria | Janakpur | CHC | Pathology Lab. | MICROSCOPE | 1 | olymps |  |  | 3000269355 |  | 0 | - | 0 | - | W
21517 | Koria | Janakpur | CHC | Pathology Lab. | MICROSCOPE | 1 | Labomed | Vision 2000 | 797 | 3000269356 |  | 0 | - | 0 | - | NW
21518 | Koria | Janakpur | CHC | Pathology Lab. | BP MACHINE | 1 | Lifex |  | 98135753 | 3000269357 | 25/04/05 | 0 | - | 0 | - | W
21519 | Koria | Janakpur | CHC | Pathology Lab. | BP MACHINE | 1 | Sun Pro | SNP333 | EA92586 | 3000269358 |  | 0 | - | 0 | - | W
21520 | Koria | Janakpur | CHC | Pathology Lab. | BP MACHINE | 1 | Biopuls |  | 13mo129 | 3000269359 | 15/08/07 | 0 | - | 0 | - | W
21521 | Koria | Janakpur | CHC | GYAENEC.OPD | NEEDLE DESTROYER | 1 | Saratech | S1R 100VA |  | 3000269360 | 08/04/05 | 0 | - | 0 | - | W
21522 | Koria | Janakpur | CHC | GYAENEC.OPD | BABY WEIGHING SCALE | 1 | Essae | BS-250 | 25d4131838 | 3000269361 |  | 0 | - | 0 | - | W
21523 | Koria | Janakpur | CHC | GYAENEC.OPD | RADIANT WARMER | 1 |  |  |  | 3000269362 |  | 0 | - | 0 | - | W
21524 | Koria | Janakpur | CHC | GYAENEC.OPD | RADIANT WARMER | 1 | Phonix |  |  | 3000269363 |  | 0 | - | 0 | - | W
21525 | Koria | Janakpur | CHC | GYAENEC.OPD | RADIANT WARMER | 1 |  | IRW 1723 |  | 3000269364 | 14/03/15 | 0 | - | 0 | - | W
21526 | Koria | Janakpur | CHC | GYAENEC.OPD | HUB CUTTER | 1 |  |  |  | 3000269365 |  | 0 | - | 0 | - | W
21527 | Koria | Janakpur | CHC | GYAENEC.OPD | SUCTION APPARATUS | 1 | Shiva |  |  | 3000269366 |  | 0 | - | 0 | - | W
21528 | Koria | Janakpur | CHC | GYAENEC.OPD | NEEDLE DESTROYER | 1 | Microsile | ND-3433 |  | 3000269367 | 08/04/05 | 0 | - | 0 | - | W
21529 | Koria | Janakpur | CHC | GYAENEC.OPD | SUCTION APPARATUS | 1 | Lifex |  |  | 3000269368 |  | 0 | - | 0 | - | W
21530 | Koria | Janakpur | CHC | GYAENEC.OPD | ELECTRIC STERILIZER | 1 |  |  |  | 3000269369 | 19/07/05 | 0 | - | 0 | - | W
21531 | Koria | Janakpur | CHC | GYAENEC.OPD | HUB CUTTER | 1 |  |  |  | 3000269370 |  | 0 | - | 0 | - | W
21532 | Koria | Janakpur | CHC | GYAENEC.OPD | BABY WEIGHING SCALE | 1 | Easy Care |  |  | 3000269371 |  | 0 | - | 0 | - | W
21533 | Koria | Janakpur | CHC | GYAENEC.OPD | BABY WEIGHING SCALE | 1 | Seca | 334131/008 | 5334057/39447 | 3000269372 | 07/15 | 0 | - | 0 | - | W
21534 | Koria | Janakpur | CHC | ENT DEPARTMENT | SLIT LAMP | 1 |  | DEE1220 |  | 3000269373 | 07/15 | 0 | - | 0 | - | W
21535 | Koria | Janakpur | CHC | ENT DEPARTMENT | OPTHALMOSCOPE | 1 | Riester |  |  | 3000269374 | 07/15 | 0 | - | 0 | - | W
21536 | Koria | Janakpur | CHC | Store Room | TRIAL SET | 1 | Dipak | DFD 0725 |  | 3000269375 | 07/15 | 0 | - | 0 | - | W
21537 | Koria | Janakpur | CHC | Store Room | SUCTION APPARATUS | 1 | Shiva |  |  | 3000269376 | 19/09/05 | 0 | - | 0 | - | NW
21538 | Koria | Janakpur | CHC | Store Room | SUCTION APPARATUS | 1 | Shiva |  |  | 3000269377 |  | 0 | - | 0 | - | NW
21539 | Koria | Janakpur | CHC | Store Room | SUCTION APPARATUS | 1 | Shiva |  |  | 3000269378 |  | 0 | - | 0 | - | NW
21540 | Koria | Janakpur | CHC | RADIOLOGY Dept. | X-RAY MACHINE | 1 | Siemens |  |  | 3000269379 |  | 0 | - | 0 | - | W
21541 | Koria | Janakpur | CHC | RADIOLOGY Dept. | X-RAY MACHINE | 1 | Siemens |  |  | 3000269380 |  | 0 | - | 0 | - | NW
21542 | Koria | Janakpur | CHC | Dental Dept. | DENTAL CHAIR | 1 | Akash | Vs 2505 | F315086050 | 3000269381 |  | 0 | - | 0 | - | W
21543 | Koria | Baharsi | PHC | OPD | BP MACHINE | 1 |  | sch11b |  | 3000269292 | 31/01/15 | 0 | - | 0 | - | W
21544 | Koria | Baharsi | PHC | OPD | ELECTRIC STERILIZER | 1 | Atlas |  | 09e8768 | 3000269293 | 2013 | 0 | - | 0 | - | W
21545 | Koria | Baharsi | PHC | OPD | ELECTRIC STERILIZER | 1 |  |  |  | 3000269294 |  | 0 | - | 0 | - | W
21546 | Koria | Baharsi | PHC | GYAENEC.OPD | AUTOCLAVE | 1 |  |  |  | 3000269295 |  | 0 | - | 0 | - | W
21547 | Koria | Baharsi | PHC | GYAENEC.OPD | BP MACHINE | 1 | Nammat |  |  | 3000269296 |  | 0 | - | 0 | - | NW
21548 | Koria | Baharsi | PHC | OPD | SUCTION APPARATUS | 1 | Dyanmic | Tm-9 |  | 3000269297 |  | 0 | - | 0 | - | W
21549 | Koria | Baharsi | PHC | GYAENEC.OPD | BABY WEIGHING SCALE | 1 |  |  |  | 3000269298 | 2013 | 0 | - | 0 | - | W
21550 | Koria | Bharatpur | PHC | OPD | BP MACHINE | 1 | Premier |  | 98132831 | 3000269299 |  | 0 | - | 0 | - | W
21551 | Koria | Bharatpur | PHC | OPD | BP MACHINE | 1 | Ideal |  | 98123574 | 3000269300 |  | 0 | - | 0 | - | NW
21552 | Koria | Bharatpur | PHC | OPD | BP MACHINE | 1 | mannat |  | 43858 | 3000269301 |  | 0 | - | 0 | - | NW
21553 | Koria | Bharatpur | PHC | OPD | BP MACHINE | 1 | Lifex |  | 933100914 | 3000269302 |  | 0 | - | 0 | - | NW
21554 | Koria | Bharatpur | PHC | OPD | ELECTRIC STERILIZER | 1 | Atlas |  | 09e9053 | 3000269303 |  | 0 | - | 0 | - | W
21555 | Koria | Kotadol | PHC | OPD | BP MACHINE | 1 |  |  | 28439412-09 | 3000269304 |  | 0 | - | 0 | - | W
21556 | Koria | Kotadol | PHC | OPD | AUTOCLAVE | 1 |  |  |  | 3000269305 |  | 0 | - | 0 | - | W
21557 | Koria | Kotadol | PHC | Pathology Lab. | NEEDLE DESTROYER | 1 | Microsile |  |  | 3000269306 |  | 0 | - | 0 | - | W
21558 | Koria | Kotadol | PHC | Pathology Lab. | ELECTRIC STERILIZER | 1 |  |  |  | 3000269307 |  | 0 | - | 0 | - | W
21559 | Koria | Kotadol | PHC | Pathology Lab. | ELECTRIC STERILIZER | 1 |  |  |  | 3000269308 |  | 0 | - | 0 | - | W
21560 | Koria | Kotadol | PHC | Pathology Lab. | BABY WEIGHING SCALE | 1 | SHUVARNA |  |  | 3000269309 |  | 0 | - | 0 | - | W
21561 | Koria | Kotadol | PHC | Pathology Lab. | MICROSCOPE | 1 |  |  |  | 3000269310 |  | 0 | - | 0 | - | W
21562 | Koria | Kotadol | PHC | OPD | DELIVERY TABLE | 1 |  |  |  | 3000269311 |  | 0 | - | 0 | - | W
21563 | Koria | KUNWARPUR | PHC | OPD | NEEDLE DESTROYER | 1 | Microsile | ND360 | 11132/03 | 3000269324 | [5 empty] | W
21564 | Koria | KUNWARPUR | PHC | OPD | NEEDLE DESTROYER | 1 | Microsile | ND360 | 11074/03 | 3000269325 | [5 empty] | W
21565 | Koria | KUNWARPUR | PHC | OPD | NEEDLE DESTROYER | 1 | Microsile | ND360 | 11075/03 | 3000269326 | [5 empty] | W
21566 | Koria | KUNWARPUR | PHC | OPD | NEEDLE DESTROYER | 1 | Microsile | ND360 | 11076/03 | 3000269327 | [5 empty] | W
21567 | Koria | KUNWARPUR | PHC | OPD | SUCTION APPARATUS | 1 | VACCUME |  |  | 3000269328 | [5 empty] | NW
21568 | Koria | KUNWARPUR | PHC | OPD | ELECTRIC STERILIZER | 1 |  |  |  | 3000269329 | [5 empty] | NI
21569 | Koria | KUNWARPUR | PHC | OPD | MICROSCOPE | 1 |  | MLV | 320009980716 | 3000269330 | [5 empty] | W
21570 | Koria | KUNWARPUR | PHC | OPD | OT TABLE | 1 |  |  |  | 3000269331 | [5 empty] | W
21571 | Koria | KUNWARPUR | PHC | OPD | BP MACHINE | 1 | Bio Pluse |  | 14M0436 | 3000269332 | [5 empty] | W
21572 | Koria | KUNWARPUR | PHC | OPD | BP MACHINE | 1 | OMEX |  |  | 3000269333 | [5 empty] | NW
21573 | Koria | KUNWARPUR | PHC | OPD | BP MACHINE | 1 | ELKO |  |  | 3000269334 | [5 empty] | NW
21574 | Koria | KUNWARPUR | PHC | OPD | BABY WEIGHING SCALE | 1 | CROWN |  |  | 3000269335 | [5 empty] | W
21575 | Koria | KUNWARPUR | PHC | OPD | BABY WEIGHING SCALE | 1 | MISAKI |  |  | 3000269336 | [5 empty] | W
21576 | Koria | Madisarai | PHC | OPD | BP MACHINE | 1 |  |  |  | 3000269312 |  | 0 | - | 0 | - | W
21577 | Koria | Madisarai | PHC | GYAENEC.OPD | AUTOCLAVE | 1 |  |  |  | 3000269313 |  | 0 | - | 0 | - | W
21578 | Koria | Madisarai | PHC | GYAENEC.OPD | DELIVERY TABLE | 1 |  |  |  | 3000269314 |  | 0 | - | 0 | - | W
21579 | Koria | Madisarai | PHC | GYAENEC.OPD | BABY WEIGHING SCALE | 1 |  |  |  | 3000269315 |  | 0 | - | 0 | - | W
21580 | Koria | Madisarai | PHC | GYAENEC.OPD | SUCTION APPARATUS | 1 | Shiva |  |  | 3000269316 |  | 0 | - | 0 | - | NW
21581 | Koria | Madisarai | PHC | GYAENEC.OPD | SUCTION APPARATUS | 1 | Shiva |  |  | 3000269317 |  | 0 | - | 0 | - | NW
21582 | Koria | Madisarai | PHC | GYAENEC.OPD | ELECTRIC STERILIZER | 1 |  |  |  | 3000269318 |  | 0 | - | 0 | - | W
21583 | Koria | Madisarai | PHC | GYAENEC.OPD | ELECTRIC STERILIZER | 1 |  |  |  | 3000269319 |  | 0 | - | 0 | - | W
21584 | Koria | Madisarai | PHC | OPD | BP MACHINE | 1 |  |  |  | 3000269320 |  | 0 | - | 0 | - | NW
21585 | Koria | Madisarai | PHC | OPD | BP MACHINE | 1 | Nammat |  | 43968 | 3000269321 |  | 0 | - | 0 | - | NW
21586 | Koria | Madisarai | PHC | OPD | NEEDLE DESTROYER | 1 | Microsile | ND-350 | 1830 | 3000269322 |  | 0 | - | 0 | - | W
21587 | Koria | Madisarai | PHC | OPD | NEEDLE DESTROYER | 1 | Microsile | ND-350 | 1832 | 3000269323 |  | 0 | - | 0 | - | W
21588 | Koria | Chirmiri | CHC | RADIOLOGY Dept. | X-RAY MACHINE | 1 | Siemens | 33070 | 3294 | 3000269337 |  | 0 | - | 0 | - | W
21589 | Koria | Chirmiri | CHC | RADIOLOGY Dept. | X-RAY MACHINE | 1 | Siemens |  |  | 3000269338 |  | 0 | - | 0 | - | NW
21590 | Koria | Chirmiri | CHC | GYAENEC.OPD | SUCTION APPARATUS | 1 | Santhusti |  | 31144 | 3000269339 |  | 0 | - | 0 | - | W
21591 | Koria | Chirmiri | CHC | GYAENEC.OPD | ELECTRIC STERILIZER | 1 |  |  |  | 3000269340 |  | 0 | - | 0 | - | W
21592 | Koria | Chirmiri | CHC | GYAENEC.OPD | BABY WEIGHING SCALE | 1 | Libra |  |  | 3000269341 |  | 0 | - | 0 | - | W
21593 | Koria | Chirmiri | CHC | GYAENEC.OPD | BP MACHINE | 1 |  |  |  | 3000269342 |  | 0 | - | 0 | - | NW
21594 | Koria | Chirmiri | CHC | GYAENEC.OPD | SUCTION APPARATUS | 1 | Santoshthi |  |  | 3000269343 |  | 0 | - | 0 | - | W
21595 | Koria | Chirmiri | CHC | GYAENEC.OPD | NEEDLE DESTROYER | 1 | Saratech | S1R 100 VA |  | 3000269344 |  | 0 | - | 0 | - | W
21596 | Koria | Chirmiri | CHC | GYAENEC.OPD | AUTOCLAVE | 1 |  |  |  | 3000269345 |  | 0 | - | 0 | - | W
21597 | Koria | Chirmiri | CHC | GYAENEC.OPD | ELECTRIC STERILIZER | 1 |  |  |  | 3000269346 |  | 0 | - | 0 | - | W
21598 | Koria | Chirmiri | CHC | GYAENEC.OPD | BP MACHINE | 1 |  | 3390 | 136043 | 3000269347 |  | 0 | - | 0 | - | W
21599 | Koria | Chirmiri | CHC | Pathology Lab. | MICROSCOPE | 1 | Labomed | Vision 2000 | 3074 | 3000269348 |  | 0 | - | 0 | - | W
21600 | Koria | Chirmiri | CHC | Pathology Lab. | COLOUR DOPPLER | 1 | Photocon |  |  | 3000269349 |  | 0 | - | 0 | - | W
21601 | Koria | Chirmiri | CHC | Pathology Lab. | CENTRIFUGE MACHINE | 1 |  |  |  | 3000269350 |  | 0 | - | 0 | - | W
21602 | Koria | Chirmiri | CHC | Pathology Lab. | CENTRIFUGE MACHINE | 1 |  |  |  | 3000269351 |  | 0 | - | 0 | - | NW
21603 | Koria | Chirmiri | CHC | Pathology Lab. | CENTRIFUGE MACHINE | 1 |  |  |  | 3000269352 |  | 0 | - | 0 | - | NW
21604 | Koria | Chirmiri | CHC | Store Room | AUTOCLAVE | 1 |  |  |  | 3000269353 |  | 0 | - | 0 | - | W
21605 | Koria | Chirmiri | CHC | Store Room | BP MACHINE | 1 |  |  |  | 3000269382 |  | 0 | - | 0 | - | NW
21606 | Koria | Chirmiri | CHC | Store Room | BP MACHINE | 1 | Lifex |  |  | 3000269383 |  | 0 | - | 0 | - | NW
21607 | Koria | Chirmiri | CHC | Store Room | NEEDLE DESTROYER | 1 | Microsile | ND-100 | 2424 | 3000269384 |  | 0 | - | 0 | - | W
21608 | Koria | Chirmiri | CHC | Store Room | ELECTRIC STERILIZER | 1 |  |  |  | 3000269385 |  | 0 | - | 0 | - | NW
21609 | Koria | Chirmiri | CHC | Store Room | ELECTRIC STERILIZER | 1 |  |  |  | 3000269386 |  | 0 | - | 0 | - | W
21610 | Koria | Chirmiri | CHC | Store Room | ELECTRIC STERILIZER | 1 |  |  |  | 3000269387 |  | 0 | - | 0 | - | W
21611 | Koria | Chirmiri | CHC | Store Room | ELECTRIC STERILIZER | 1 |  |  |  | 3000269388 |  | 0 | - | 0 | - | W
21612 | Koria | Chirmiri | CHC | Store Room | ELECTRIC STERILIZER | 1 |  |  |  | 3000269389 |  | 0 | - | 0 | - | W
21613 | Koria | Chirmiri | CHC | Store Room | BP MACHINE | 1 | Nammat |  | 43296 | 3000269390 |  | 0 | - | 0 | - | NW
21614 | Koria | Chirmiri | CHC | Store Room | BP MACHINE | 1 | Ashoka |  | 98124771 | 3000269391 |  | 0 | - | 0 | - | NW
21615 | Koria | Chirmiri | CHC | Store Room | BP MACHINE | 1 | Lifex |  | 93101556 | 3000269392 |  | 0 | - | 0 | - | NW
21616 | Koria | Chirmiri | CHC | Store Room | BP MACHINE | 1 | Nammat |  | 98124781 | 3000269393 |  | 0 | - | 0 | - | NW
21617 | Koria | Chirmiri | CHC | Store Room | BP MACHINE | 1 | Lifex |  |  | 3000269394 |  | 0 | - | 0 | - | NW
21618 | Koria | Chirmiri | CHC | Store Room | BP MACHINE | 1 | Nammat |  |  | 3000269395 |  | 0 | - | 0 | - | NW
21619 | Koria | Chirmiri | CHC | Store Room | BP MACHINE | 1 | Lifex |  | 93101196 | 3000269396 |  | 0 | - | 0 | - | NW
21620 | Koria | Chirmiri | CHC | Store Room | BP MACHINE | 1 | EMU |  | 8698 | 3000269397 |  | 0 | - | 0 | - | NW
21621 | Koria | Chirmiri | CHC | Store Room | BP MACHINE | 1 | Nammat |  | 43887 | 3000269398 |  | 0 | - | 0 | - | NW
21622 | Koria | Chirmiri | CHC | Store Room | BP MACHINE | 1 | Lifex |  | 981027 | 3000269399 |  | 0 | - | 0 | - | NW
21623 | Koria | Chirmiri | CHC | Store Room | BP MACHINE | 1 | Lifex |  | 981027 | 3000269400 |  | 0 | - | 0 | - | NW
21624 | Koria | Chirmiri | CHC | Pathology Lab. | CENTRIFUGE MACHINE | 1 |  |  |  | 3000269401 |  | 0 | - | 0 | - | W
21625 | Koria | Haldibadi | PHC | OPD | BP MACHINE | 1 |  |  |  | 3000247197 |  | 0 | - | 0 | - | W
21626 | Koria | Haldibadi | PHC | OPD | BP MACHINE | 1 | Diamond |  |  | 3000247198 |  | 0 | - | 0 | - | W
21627 | Koria | Haldibadi | PHC | Store Room | BP MACHINE | 1 | Diamond |  | 96110636 | 3000247199 |  | 0 | - | 0 | - | NW
21628 | Koria | Haldibadi | PHC | Store Room | BP MACHINE | 1 | Ashoka |  | 98122048 | 3000247200 |  | 0 | - | 0 | - | NW
21629 | Koria | Haldibadi | PHC | Store Room | BP MACHINE | 1 | Premier |  | 93132669 | 3000247201 |  | 0 | - | 0 | - | NW
21630 | Koria | Haldibadi | PHC | Store Room | BP MACHINE | 1 | Nammat |  | 8628 | 3000247202 |  | 0 | - | 0 | - | NW
21631 | Koria | Haldibadi | PHC | Store Room | BP MACHINE | 1 | Nammat |  | 43803 | 3000247203 |  | 0 | - | 0 | - | NW
21632 | Koria | Haldibadi | PHC | Store Room | BP MACHINE | 1 | Nammat |  | 43939 | 3000247204 |  | 0 | - | 0 | - | NW
21633 | Koria | Haldibadi | PHC | Store Room | BP MACHINE | 1 | Diamond |  |  | 3000247205 |  | 0 | - | 0 | - | NW
21634 | Koria | Haldibadi | PHC | Store Room | BP MACHINE | 1 | Lifex |  | 93100972 | 3000247206 |  | 0 | - | 0 | - | NW
21635 | Koria | Haldibadi | PHC | Store Room | BP MACHINE | 1 | Lifex |  | 93101288 | 3000247207 |  | 0 | - | 0 | - | NW
21636 | Koria | Haldibadi | PHC | Store Room | BP MACHINE | 1 | Diamond |  |  | 3000247208 |  | 0 | - | 0 | - | NW
21637 | Koria | Haldibadi | PHC | Store Room | BP MACHINE | 1 | Lifex |  | 93102006 | 3000247209 |  | 0 | - | 0 | - | NW
21638 | Koria | Haldibadi | PHC | Store Room | BP MACHINE | 1 | Lifex |  |  | 3000247210 |  | 0 | - | 0 | - | NW
21639 | Koria | Haldibadi | PHC | Store Room | AUTOCLAVE | 1 | Lifex |  |  | 3000247211 |  | 0 | - | 0 | - | NW
21640 | Koria | Haldibadi | PHC | Pathology Lab. | MICROSCOPE | 1 | blisco |  |  | 3000247212 |  | 0 | - | 0 | - | W
21641 | Koria | Haldibadi | PHC | Pathology Lab. | CENTRIFUGE MACHINE | 1 | microline |  |  | 3000247213 |  | 0 | - | 0 | - | W
21642 | Koria | Haldibadi | PHC | GYAENEC.OPD | BABY WEIGHING SCALE | 1 | Crown |  |  | 3000247215 |  | 0 | - | 0 | - | W
21643 | Koria | Haldibadi | PHC | GYAENEC.OPD | AUTOCLAVE | 1 |  |  |  | 3000247214 |  | 0 | - | 0 | - | NW
21644 | Koria | Haldibadi | PHC | GYAENEC.OPD | SUCTION APPARATUS | 1 |  |  |  | 3000247216 |  | 0 | - | 0 | - | W
21645 | Koria | Haldibadi | PHC | GYAENEC.OPD | SUCTION APPARATUS | 1 |  |  |  | 3000247217 |  | 0 | - | 0 | - | W
21646 | Koria | Haldibadi | PHC | GYAENEC.OPD | Oxegen Stand | 1 |  |  |  | 3000247218 |  | 0 | - | 0 | - | W
21647 | Koria | Haldibadi | PHC | GYAENEC.OPD | NEEDLE DESTROYER | 1 | Saratech | S1R100 VA |  | 3000247219 |  | 0 | - | 0 | - | W
21648 | Koria | Haldibadi | PHC | GYAENEC.OPD | HUB CUTTER | 1 |  |  |  | 3000247220 |  | 0 | - | 0 | - | W
21649 | Koria | Haldibadi | PHC | GYAENEC.OPD | NEBULIZER | 1 |  |  | 1109141449 | 3000247221 |  | 0 | - | 0 | - | W
21650 | Koria | Khadganwa | CHC | OPD | BP MACHINE | 1 | Lifex |  | 998134226 | 3000267554 |  | 0 | - | 0 | - | W
21651 | Koria | Khadganwa | CHC | OPD | BP MACHINE | 1 | Diamond | 112` |  | 3000267555 |  | 0 | - | 0 | - | W
21652 | Koria | Khadganwa | CHC | OPD | BABY WEIGHING SCALE | 1 | Essae | BS-250 |  | 3000267556 |  | 0 | - | 0 | - | W
21653 | Koria | Khadganwa | CHC | OPD | BP MACHINE | 1 | Diamond |  |  | 3000267557 |  | 0 | - | 0 | - | W
21654 | Koria | Khadganwa | CHC | OPD | BP MACHINE | 1 | Lifex |  | 98134508 | 3000267558 |  | 0 | - | 0 | - | W
21655 | Koria | Khadganwa | CHC | OPD | ELECTRIC STERILIZER | 1 | Atlas |  | 09F9458 | 3000267559 |  | 0 | - | 0 | - | W
21656 | Koria | Khadganwa | CHC | ENT DEPARTMENT | SLIT LAMP | 1 |  |  |  | 3000267560 |  | 0 | - | 0 | - | W
21657 | Koria | Khadganwa | CHC | RADIOLOGY Dept. | X-RAY MACHINE | 1 | Bharat Electronics |  | E091103 | 3000267561 |  | 0 | - | 0 | - | W
21658 | Koria | Khadganwa | CHC | RADIOLOGY Dept. | ELECTRIC STERILIZER | 1 | Atlas |  | 09F9469 | 3000267562 |  | 0 | - | 0 | - | W
21659 | Koria | Khadganwa | CHC | OT | SUCTION APPARATUS | 1 | Surgivac |  |  | 3000267563 |  | 0 | - | 0 | - | W
21660 | Koria | Khadganwa | CHC | OT | AUTOCLAVE | 1 |  |  |  | 3000267564 |  | 0 | - | 0 | - | W
21661 | Koria | Khadganwa | CHC | OT | AUTOCLAVE | 1 |  |  |  | 3000267565 |  | 0 | - | 0 | - | W
21662 | Koria | Khadganwa | CHC | OT | AUTOCLAVE | 1 | SNI |  |  | 3000267566 |  | 0 | - | 0 | - | NW
21663 | Koria | Khadganwa | CHC | OT | SUCTION APPARATUS | 1 |  |  |  | 3000267567 |  | 0 | - | 0 | - | NW
21664 | Koria | Khadganwa | CHC | OT | ELECTRIC STERILIZER | 1 | Atlas |  |  | 3000267568 |  | 0 | - | 0 | - | NW
21665 | Koria | Khadganwa | CHC | OT | ELECTRIC STERILIZER | 1 | Atlas |  |  | 3000267569 |  | 0 | - | 0 | - | NW
21666 | Koria | Khadganwa | CHC | OT | AUTOCLAVE | 1 |  |  |  | 3000267570 |  | 0 | - | 0 | - | NW
21667 | Koria | Khadganwa | CHC | OT | AUTOCLAVE | 1 |  |  |  | 3000267571 |  | 0 | - | 0 | - | NW
21668 | Koria | Khadganwa | CHC | OT | AUTOCLAVE | 1 | Zed |  |  | 3000267572 |  | 0 | - | 0 | - | W
21669 | Koria | Khadganwa | CHC | OT | HUB CUTTER | 1 | Saratech | S1R 100VA |  | 3000267573 |  | 0 | - | 0 | - | W
21670 | Koria | Khadganwa | CHC | OT | MICROSCOPE | 1 | Zeiss |  |  | 3000267574 |  | 0 | - | 0 | - | W
21671 | Koria | Khadganwa | CHC | OT | CENTRIFUGE MACHINE | 1 |  |  |  | 3000267575 |  | 0 | - | 0 | - | W
21672 | Koria | Khadganwa | CHC | OT | CENTRIFUGE MACHINE | 1 | coslab |  |  | 3000267576 |  | 0 | - | 0 | - | NW
21673 | Koria | Khadganwa | CHC | OT | ELECTRIC STERILIZER | 1 | Atlas |  |  | 3000267577 |  | 0 | - | 0 | - | W
21674 | Koria | Khadganwa | CHC | OT | ELECTRIC STERILIZER | 1 | Atlas |  | 09F9435 | 3000267578 |  | 0 | - | 0 | - | NW
21675 | Koria | Khadganwa | CHC | OT | NEEDLE DESTROYER | 1 | Saratech | S1R 100VA | 1686 | 3000267579 |  | 0 | - | 0 | - | W
21676 | Koria | Khadganwa | CHC | GYAENEC.OPD | SHADOWLESS LAMP | 1 |  |  |  | 3000267580 |  | 0 | - | 0 | - | W
21677 | Koria | Khadganwa | CHC | GYAENEC.OPD | SHADOWLESS LAMP | 1 |  |  |  | 3000267581 |  | 0 | - | 0 | - | W
21678 | Koria | Khadganwa | CHC | GYAENEC.OPD | ELECTRIC STERILIZER | 1 |  |  |  | 3000267582 |  | 0 | - | 0 | - | W
21679 | Koria | Khadganwa | CHC | GYAENEC.OPD | NEEDLE DESTROYER | 1 | Microsile |  |  | 3000267583 |  | 0 | - | 0 | - | W
21680 | Koria | Khadganwa | CHC | GYAENEC.OPD | BABY WEIGHING SCALE | 1 | Crown |  |  | 3000267584 |  | 0 | - | 0 | - | W
21681 | Koria | Khadganwa | CHC | GYAENEC.OPD | RADIANT WARMER | 1 |  |  |  | 3000267585 |  | 0 | - | 0 | - | W
21682 | Koria | Khadganwa | CHC | GYAENEC.OPD | SUCTION APPARATUS | 1 | Shiva |  |  | 3000267586 |  | 0 | - | 0 | - | W
21683 | Koria | Khadganwa | CHC | GYAENEC.OPD | AUTOCLAVE | 1 |  |  |  | 3000267587 |  | 0 | - | 0 | - | W
21684 | Koria | Bade Salhi | PHC | OPD | BP MACHINE | 1 | Diamond |  |  | 3000247185 |  | 0 | - | 0 | - | W
21685 | Koria | Bade Salhi | PHC | Pathology Lab. | NEBULIZER | 1 | Extra Care |  |  | 3000247186 |  | 0 | - | 0 | - | W
21686 | Koria | Bade Salhi | PHC | Pathology Lab. | MICROSCOPE | 1 | Qusmo |  |  | 3000247187 |  | 0 | - | 0 | - | W
21687 | Koria | Bade Salhi | PHC | Pathology Lab. | CENTRIFUGE MACHINE | 1 |  |  |  | 3000247188 |  | 0 | - | 0 | - | W
21688 | Koria | Bade Salhi | PHC | Pathology Lab. | BP MACHINE | 1 | Lifex |  |  | 3000247189 |  | 0 | - | 0 | - | W
21689 | Koria | Bade Salhi | PHC | OPD | BP MACHINE | 1 | Nammat |  |  | 3000247190 |  | 0 | - | 0 | - | NW
21690 | Koria | Bade Salhi | PHC | OPD | BP MACHINE | 1 | Gold |  | 98121937 | 3000247191 |  | 0 | - | 0 | - | NW
21691 | Koria | Bade Salhi | PHC | OPD | BP MACHINE | 1 | Nammat |  |  | 3000247192 |  | 0 | - | 0 | - | NW
21692 | Koria | Bade Salhi | PHC | GYAENEC.OPD | SUCTION APPARATUS | 1 | Lifex |  |  | 3000247193 |  | 0 | - | 0 | - | W
21693 | Koria | Bade Salhi | PHC | GYAENEC.OPD | BABY WEIGHING SCALE | 1 | Crown |  |  | 3000247194 |  | 0 | - | 0 | - | W
21694 | Koria | Bade Salhi | PHC | GYAENEC.OPD | ELECTRIC STERILIZER | 1 |  |  |  | 3000247195 |  | 0 | - | 0 | - | W
21695 | Koria | Bade Salhi | PHC | GYAENEC.OPD | Oxegen Stand | 1 |  |  |  | 3000247196 |  | 0 | - | 0 | - | W
21696 | Koria | Banjaridand | PHC | Pathology Lab. | MICROSCOPE | 1 | Radical | 22485 |  | 3000269050 |  | 0 | - | 0 | - | NW
21697 | Koria | Banjaridand | PHC | Pathology Lab. | CENTRIFUGE MACHINE | 1 | Pico |  |  | 3000269051 | 22/07/13 | 0 | - | 0 | - | W
21698 | Koria | Banjaridand | PHC | GENERAL WARD | HUB CUTTER | 1 | Microsile | ND100 | 2537/50 | 3000269052 | 22/09/14 | 0 | - | 0 | - | W
21699 | Koria | Banjaridand | PHC | GENERAL WARD | BP MACHINE | 1 | Elco |  |  | 3000269053 |  | 0 | - | 0 | - | W
21700 | Koria | Chirmi | PHC | OPD | BP MACHINE | 1 | Diamond |  |  | 3000247147 |  | 0 | - | 0 | - | W
21701 | Koria | Chirmi | PHC | Pathology Lab. | CENTRIFUGE MACHINE | 1 | Qusmo |  |  | 3000247148 |  | 0 | - | 0 | - | W
21702 | Koria | Chirmi | PHC | Pathology Lab. | MICROSCOPE | 1 | teknik |  |  | 3000247149 |  | 0 | - | 0 | - | W
21703 | Koria | Chirmi | PHC | Pathology Lab. | AUTOCLAVE | 1 |  |  |  | 3000247150 |  | 0 | - | 0 | - | W
21704 | Koria | Chirmi | PHC | GYAENEC.OPD | SUCTION APPARATUS | 1 |  |  |  | 3000247151 |  | 0 | - | 0 | - | W
21705 | Koria | Chirmi | PHC | GYAENEC.OPD | BABY WEIGHING SCALE | 1 |  |  |  | 3000247152 |  | 0 | - | 0 | - | W
21706 | Koria | Chirmi | PHC | GYAENEC.OPD | DELIVERY TABLE | 1 |  |  |  | 3000247153 |  | 0 | - | 0 | - | W
21707 | Koria | Chirmi | PHC | GYAENEC.OPD | ELECTRIC STERILIZER | 1 |  |  |  | 3000247154 |  | 0 | - | 0 | - | W
21708 | Koria | Chirmi | PHC | GYAENEC.OPD | ELECTRIC STERILIZER | 1 |  |  |  | 3000247155 |  | 0 | - | 0 | - | W
21709 | Koria | Chirmi | PHC | GYAENEC.OPD | NEEDLE DESTROYER | 1 |  | ND-100 | 2173-05-06 | 3000247156 |  | 0 | - | 0 | - | W
21710 | Koria | Chirmi | PHC | GYAENEC.OPD | ELECTRIC STERILIZER | 1 | Atlas |  | 09E98834 | 3000247157 |  | 0 | - | 0 | - | W
21711 | Koria | Chirmi | PHC | Store Room | BP MACHINE | 1 | Premier |  | 98132861 | 3000247158 |  | 0 | - | 0 | - | NW
21712 | Koria | Chirmi | PHC | Store Room | BP MACHINE | 1 | MCP |  | 11E15032 | 3000247159 |  | 0 | - | 0 | - | NW
21713 | Koria | Chirmi | PHC | Store Room | ELECTRIC STERILIZER | 1 |  |  |  | 3000247160 |  | 0 | - | 0 | - | NW
21714 | Koria | Chirmi | PHC | Store Room | CENTRIFUGE MACHINE | 1 |  |  |  | 3000247161 |  | 0 | - | 0 | - | W
21715 | Koria | Chirmi | PHC | Store Room | AUTOCLAVE | 1 |  |  |  | 3000247162 |  | 0 | - | 0 | - | W
21716 | Koria | Chirmi | PHC | Store Room | AUTOCLAVE | 1 |  |  |  | 3000247184 |  | 0 | - | 0 | - | W
21717 | Koria | PHC Khadgawa | PHC | Other Dept.
21718 | Koria | Pondi | PHC | Pathology Lab. | CENTRIFUGE MACHINE | 1 | Preasian |  | 2384 | 3000247172 |  | 0 | - | 0 | - | W
21719 | Koria | Pondi | PHC | Pathology Lab. | MICROSCOPE | 1 | Labomed |  |  | 3000247173 |  | 0 | - | 0 | - | W
21720 | Koria | Pondi | PHC | GYAENEC.OPD | BABY WEIGHING SCALE | 1 | Crown |  |  | 3000247174 |  | 0 | - | 0 | - | W
21721 | Koria | Pondi | PHC | GYAENEC.OPD | ELECTRIC STERILIZER | 1 | Atlas |  | 09F8993 | 3000247175 |  | 0 | - | 0 | - | W
21722 | Koria | Pondi | PHC | GYAENEC.OPD | SHADOWLESS LAMP | 1 |  |  |  | 3000247176 |  | 0 | - | 0 | - | W
21723 | Koria | Pondi | PHC | GYAENEC.OPD | ELECTRIC STERILIZER | 1 |  |  |  | 3000247177 |  | 0 | - | 0 | - | W
21724 | Koria | Pondi | PHC | GYAENEC.OPD | ELECTRIC STERILIZER | 1 | Atlas |  | 09f9451 | 3000247178 |  | 0 | - | 0 | - | W
21725 | Koria | Pondi | PHC | GYAENEC.OPD | AUTOCLAVE | 1 |  |  |  | 3000247179 |  | 0 | - | 0 | - | W
21726 | Koria | Pondi | PHC | GYAENEC.OPD | HUB CUTTER | 1 | Saratech |  |  | 3000247180 |  | 0 | - | 0 | - | W
21727 | Koria | Pondi | PHC | OPD | BP MACHINE | 1 | Lifex |  |  | 3000247181 |  | 0 | - | 0 | - | W
21728 | Koria | Pondi | PHC | OPD | BP MACHINE | 1 |  |  |  | 3000247182 |  | 0 | - | 0 | - | NW
21729 | Koria | Pondi | PHC | OPD | BP MACHINE | 1 |  |  |  | 3000247183 |  | 0 | - | 0 | - | NW
21730 | Koria | Ratanpur | PHC | Pathology Lab. | MICROSCOPE | 1 | Fine Visiom |  |  | 3000247163 | 14/07/15 | 0 | - | 0 | - | W
21731 | Koria | Ratanpur | PHC | Pathology Lab. | NEEDLE DESTROYER | 1 | Microsile | ND-100 | 26050506 | 3000247164 | 05/11/14 | 0 | - | 0 | - | W
21732 | Koria | Ratanpur | PHC | Pathology Lab. | CENTRIFUGE MACHINE | 1 |  |  |  | 3000247165 | 14/08/13 | 0 | - | 0 | - | W
21733 | Koria | Ratanpur | PHC | GYAENEC.OPD | BABY WEIGHING SCALE | 1 | Crown |  |  | 3000247166 | 20/07/12 | 0 | - | 0 | - | W
21734 | Koria | Ratanpur | PHC | GYAENEC.OPD | BABY WEIGHING SCALE | 1 | Crown |  |  | 3000247167 | 12/08/15 | 0 | - | 0 | - | W
21735 | Koria | Ratanpur | PHC | GYAENEC.OPD | SUCTION APPARATUS | 1 | Saratech | S1R |  | 3000247168 | 15/11/14 | 0 | - | 0 | - | W
21736 | Koria | Ratanpur | PHC | GYAENEC.OPD | SUCTION APPARATUS | 1 |  |  |  | 3000247169 | 04/11 | 0 | - | 0 | - | W
21737 | Koria | Ratanpur | PHC | GYAENEC.OPD | AUTOCLAVE | 1 |  |  |  | 3000247170 | 12/08/15 | 0 | - | 0 | - | W
21738 | Koria | Ratanpur | PHC | GYAENEC.OPD | ELECTRIC STERILIZER | 1 |  |  |  | 3000247171 | 12/08/06 | 0 | - | 0 | - | W
21739 | Koria | Udhnapur | PHC | Pathology Lab. | CENTRIFUGE MACHINE | 1 |  |  |  | 3000247251 |  | 0 | - | 0 | - | W
21740 | Koria | Udhnapur | PHC | Pathology Lab. | MICROSCOPE | 1 | Quasmo | SP-22 |  | 3000247252 |  | 0 | - | 0 | - | W
21741 | Koria | Udhnapur | PHC | GYAENEC.OPD | BABY WEIGHING SCALE | 1 | Crown |  |  | 3000247253 |  | 0 | - | 0 | - | W
21742 | Koria | Udhnapur | PHC | GYAENEC.OPD | ELECTRIC STERILIZER | 1 |  |  |  | 3000247254 |  | 0 | - | 0 | - | W
21743 | Koria | Udhnapur | PHC | Store Room | MICROSCOPE | 1 | Visco |  |  | 3000247255 |  | 0 | - | 0 | - | NW
21744 | Koria | Udhnapur | PHC | Store Room | NEEDLE DESTROYER | 1 | Saratech | S1R 100 VA |  | 3000247256 |  | 0 | - | 0 | - | NW
21745 | Koria | Udhnapur | PHC | Store Room | Oxegen Stand | 1 |  |  |  | 3000247257 |  | 0 | - | 0 | - | NW
21746 | Koria | Udhnapur | PHC | Store Room | AUTOCLAVE | 1 | SNI |  |  | 3000247258 |  | 0 | - | 0 | - | NW
21747 | Koria | Udhnapur | PHC | Store Room | BP MACHINE | 1 | Life Line |  | 11594 | 3000247259 |  | 0 | - | 0 | - | W
21748 | Koria | Udhnapur | PHC | Store Room | BP MACHINE | 1 |  |  |  | 3000247260 |  | 0 | - | 0 | - | W
21749 | Koria | Udhnapur | PHC | Store Room | BP MACHINE | 1 |  |  |  | 3000247261 |  | 0 | - | 0 | - | NW
21750 | Koria | Udhnapur | PHC | Store Room | BP MACHINE | 1 | Hicks |  |  | 3000247262 |  | 0 | - | 0 | - | NW
21751 | Koria | Salka | PHC | OPD | BP MACHINE | 1 | Sun Pro | SNP 333 | EA92701 | 3000247128 |  | 0 | - | 0 | - | W
21752 | Koria | Salka | PHC | OPD | NEEDLE DESTROYER | 1 | ND100 | 335817 |  | 3000247129 |  | 0 | - | 0 | - | W
21753 | Koria | Salka | PHC | OPD | BP MACHINE | 1 | Diamond |  |  | 3000247130 |  | 0 | - | 0 | - | W
21754 | Koria | Salka | PHC | OPD | STETHOSCOPE | 1 | Pacific |  |  | 3000247131 |  | 0 | - | 0 | - | W
21755 | Koria | Salka | PHC | OPD | NEEDLE DESTROYER | 1 | Microsile |  |  | 3000247132 |  | 0 | - | 0 | - | NW
21756 | Koria | Salka | PHC | OPD | CENTRIFUGE MACHINE | 1 |  |  |  | 3000247133 |  | 0 | - | 0 | - | W
21757 | Koria | Salka | PHC | OPD | MICROSCOPE | 1 |  |  |  | 3000247134 |  | 0 | - | 0 | - | W
21758 | Koria | Salka | PHC | OPD | SUCTION APPARATUS | 1 | Sun Pro |  |  | 3000247135 |  | 0 | - | 0 | - | NW
21759 | Koria | Salka | PHC | OPD | ELECTRIC STERILIZER | 1 |  |  |  | 3000247136 |  | 0 | - | 0 | - | W
21760 | Koria | Salka | PHC | OPD | ELECTRIC STERILIZER | 1 |  |  |  | 3000247137 |  | 0 | - | 0 | - | NW
21761 | Koria | Salka | PHC | GYAENEC.OPD | SUCTION APPARATUS | 1 | Lifex |  | 983369 | 3000247138 |  | 0 | - | 0 | - | W
21762 | Koria | Salka | PHC | GYAENEC.OPD | NEEDLE DESTROYER | 1 | Saratech |  |  | 3000247139 |  | 0 | - | 0 | - | W
21763 | Koria | Salka | PHC | GYAENEC.OPD | Oxegen Stand | 1 |  |  |  | 3000247140 |  | 0 | - | 0 | - | W
21764 | Koria | Salka | PHC | GYAENEC.OPD | BP MACHINE | 1 | Diamond |  |  | 3000247141 |  | 0 | - | 0 | - | W
21765 | Koria | Salka | PHC | GYAENEC.OPD | SHADOWLESS LAMP | 1 |  |  |  | 3000247142 |  | 0 | - | 0 | - | NI
21766 | Koria | Salka | PHC | GYAENEC.OPD | SHADOWLESS LAMP | 1 |  |  |  | 3000247143 |  | 0 | - | 0 | - | NI
21767 | Koria | Salka | PHC | Orthopaedic ward | INFRA RED | 1 |  |  |  | 3000247144 |  | 0 | - | 0 | - | NW
21768 | Koria | Salka | PHC | Orthopaedic ward | SUCTION APPARATUS | 1 |  |  |  | 3000247145 |  | 0 | - | 0 | - | NW
21769 | Koria | Salka | PHC | Orthopaedic ward | FOOT OPERATED SUCTION APPARATUS | 1 |  |  |  | 3000247146 |  | 0 | - | 0 | - | NW
21770 | Koria | Manendragarh | CHC | GYAENEC.OPD | BABY WEIGHING SCALE | 1 | Essae | BS-250 |  | 3000247263 |  | 0 | - | 0 | - | W
21771 | Koria | Manendragarh | CHC | GYAENEC.OPD | RADIANT WARMER | 1 |  |  | SN6334 | 3000247264 |  | 0 | - | 0 | - | W
21772 | Koria | Manendragarh | CHC | GYAENEC.OPD | SUCTION APPARATUS | 1 | Lifex |  |  | 3000247265 |  | 0 | - | 0 | - | W
21773 | Koria | Manendragarh | CHC | GYAENEC.OPD | BABY WEIGHING SCALE | 1 | Crown |  |  | 3000247266 |  | 0 | - | 0 | - | W
21774 | Koria | Manendragarh | CHC | GYAENEC.OPD | FOOT OPERATED SUCTION APPARATUS | 1 | Shiva |  |  | 3000247267 |  | 0 | - | 0 | - | NW
21775 | Koria | Manendragarh | CHC | GYAENEC.OPD | FOOT OPERATED SUCTION APPARATUS | 1 |  |  |  | 3000247268 |  | 0 | - | 0 | - | NW
21776 | Koria | Manendragarh | CHC | GYAENEC.OPD | ELECTRIC STERILIZER | 1 | Saratech | S1R 100 VA |  | 3000247269 |  | 0 | - | 0 | - | W
21777 | Koria | Manendragarh | CHC | GYAENEC.OPD | MICROSCOPE | 1 | zess |  |  | 3000247270 |  | 0 | - | 0 | - | W
21778 | Koria | Manendragarh | CHC | GYAENEC.OPD | ELECTRIC STERILIZER | 1 |  |  |  | 3000247271 |  | 0 | - | 0 | - | W
21779 | Koria | Manendragarh | CHC | GYAENEC.OPD | CENTRIFUGE MACHINE | 1 |  |  |  | 3000247272 |  | 0 | - | 0 | - | W
21780 | Koria | Manendragarh | CHC | GYAENEC.OPD | COLORIMETER | 1 |  |  | 97163/01 | 3000247273 |  | 0 | - | 0 | - | W
21781 | Koria | Manendragarh | CHC | GYAENEC.OPD | ELECTRIC STERILIZER | 1 |  |  |  | 3000247274 |  | 0 | - | 0 | - | W
21782 | Koria | Manendragarh | CHC | Pathology Lab. | ELECTRIC STERILIZER | 1 |  |  |  | 3000247275 |  | 0 | - | 0 | - | W
21783 | Koria | Manendragarh | CHC | Pathology Lab. | NEEDLE DESTROYER | 1 | Saratech | S1R 100 VA |  | 3000247276 |  | 0 | - | 0 | - | NW
21784 | Koria | Manendragarh | CHC | Pathology Lab. | ELECTRIC STERILIZER | 1 |  |  |  | 3000247277 |  | 0 | - | 0 | - | W
21785 | Koria | Manendragarh | CHC | Pathology Lab. | MICROSCOPE | 1 | zess |  |  | 3000247278 |  | 0 | - | 0 | - | NW
21786 | Koria | Manendragarh | CHC | Pathology Lab. | ELECTRIC STERILIZER | 1 | Atlas |  | 504E9496 | 3000247279 |  | 0 | - | 0 | - | NW
21787 | Koria | Manendragarh | CHC | Pathology Lab. | ELECTRIC STERILIZER | 1 |  |  |  | 3000247280 |  | 0 | - | 0 | - | NW
21788 | Koria | Manendragarh | CHC | Pathology Lab. | MICROSCOPE | 1 | Wasway | 55/66 | 63702 | 3000247281 |  | 0 | - | 0 | - | W
21789 | Koria | Banji | PHC | GYAENEC.OPD | NEEDLE DESTROYER | 1 | Saratech |  |  | 3000247508 |  | 0 | - | 0 | - | W
21790 | Koria | Banji | PHC | GYAENEC.OPD | ELECTRIC STERILIZER | 1 | Atlas |  |  | 3000247509 |  | 0 | - | 0 | - | NW
21791 | Koria | Banji | PHC | GYAENEC.OPD | AUTOCLAVE | 1 |  |  |  | 3000247510 |  | 0 | - | 0 | - | NW
21792 | Koria | Banji | PHC | GYAENEC.OPD | BP MACHINE | 1 | Diamond |  |  | 3000247511 |  | 0 | - | 0 | - | W
21793 | Koria | Banji | PHC | GYAENEC.OPD | ELECTRIC STERILIZER | 1 |  |  |  | 3000247512 |  | 0 | - | 0 | - | NW
21794 | Koria | Banji | PHC | GYAENEC.OPD | BABY WEIGHING SCALE | 1 |  |  |  | 3000247513 |  | 0 | - | 0 | - | W
21795 | Koria | Banji | PHC | GYAENEC.OPD | DELIVERY TABLE | 1 |  |  |  | 3000247514 |  | 0 | - | 0 | - | W
21796 | Koria | Banji | PHC | GYAENEC.OPD | DELIVERY TABLE | 1 |  |  |  | 3000247515 |  | 0 | - | 0 | - | W
21797 | Koria | Banji | PHC | GYAENEC.OPD | ELECTRIC STERILIZER | 1 |  |  |  | 3000247516 |  | 0 | - | 0 | - | NW
21798 | Koria | Banji | PHC | GYAENEC.OPD | ELECTRIC STERILIZER | 1 |  |  |  | 3000247517 |  | 0 | - | 0 | - | NW
21799 | Koria | Banji | PHC | OPD | BP MACHINE | 1 |  |  |  | 3000247518 |  | 0 | - | 0 | - | NW
21800 | Koria | Banji | PHC | OPD | BP MACHINE | 1 | Nammat |  | 43312 | 3000247519 |  | 0 | - | 0 | - | NW
21801 | Koria | Banji | PHC | OPD | SHADOWLESS LAMP | 1 |  |  |  | 3000247520 |  | 0 | - | 0 | - | W
21802 | Koria | Banji | PHC | OPD | SHADOWLESS LAMP | 1 |  |  |  | 3000247521 |  | 0 | - | 0 | - | W
21803 | Koria | Banji | PHC | OPD | BP MACHINE | 1 | Premier |  | 98132876 | 3000247522 |  | 0 | - | 0 | - | W
21804 | Koria | Banji | PHC | OPD | AUTOCLAVE | 1 |  |  |  | 3000247523 |  | 0 | - | 0 | - | W
21805 | Koria | Belbahara | PHC | GYAENEC.OPD | BABY WEIGHING SCALE | 1 | Crown |  |  | 3000247377 |  | 0 | - | 0 | - | W
21806 | Koria | Belbahara | PHC | GYAENEC.OPD | BABY WEIGHING SCALE | 1 |  |  |  | 3000247378 |  | 0 | - | 0 | - | W
21807 | Koria | Belbahara | PHC | GYAENEC.OPD | ELECTRIC STERILIZER | 1 |  |  |  | 3000247379 |  | 0 | - | 0 | - | NW
21808 | Koria | Belbahara | PHC | GYAENEC.OPD | ELECTRIC STERILIZER | 1 |  |  |  | 3000247380 |  | 0 | - | 0 | - | W
21809 | Koria | Belbahara | PHC | GYAENEC.OPD | AUTOCLAVE | 1 |  |  |  | 3000247381 |  | 0 | - | 0 | - | W
21810 | Koria | Belbahara | PHC | GYAENEC.OPD | ELECTRIC STERILIZER | 1 |  |  |  | 3000247382 |  | 0 | - | 0 | - | NW
21811 | Koria | Belbahara | PHC | Pathology Lab. | MICROSCOPE | 1 | Radical |  |  | 3000247383 |  | 0 | - | 0 | - | NW
21812 | Koria | Belbahara | PHC | OPD | BP MACHINE | 1 | Diamond |  |  | 3000247384 |  | 0 | - | 0 | - | W
21813 | Koria | Belbahara | PHC | OPD | BP MACHINE | 1 | Diamond |  |  | 3000247385 |  | 0 | - | 0 | - | W
21814 | Koria | Belbahara | PHC | OPD | NEEDLE DESTROYER | 1 | Microsile |  |  | 3000247386 |  | 0 | - | 0 | - | NW
21815 | Koria | Belbahara | PHC | OPD | ELECTRIC STERILIZER | 1 |  |  |  | 3000247387 |  | 0 | - | 0 | - | NW
21816 | Koria | Belbahara | PHC | OPD | ELECTRIC STERILIZER | 1 |  |  |  | 3000247540 |  | 0 | - | 0 | - | NW
21817 | Koria | Biharpur | PHC | OPD | BP MACHINE | 1 | Diamond |  | 196043 | 3000269214 | 05/06/14 | 0 | - | 0 | - | W
21818 | Koria | Biharpur | PHC | GYAENEC.OPD | SUCTION APPARATUS | 1 |  |  |  | 3000269215 |  | 0 | - | 0 | - | W
21819 | Koria | Biharpur | PHC | GYAENEC.OPD | ELECTRIC STERILIZER | 1 |  |  |  | 3000269216 |  | 0 | - | 0 | - | W
21820 | Koria | Biharpur | PHC | GYAENEC.OPD | BABY WEIGHING SCALE | 1 | Crown |  |  | 3000269217 |  | 0 | - | 0 | - | W
21821 | Koria | Biharpur | PHC | GYAENEC.OPD | BP MACHINE | 1 | Omron | Hem 8712 | 2014/209518 VGI | 3000269218 | 05/06/14 | 0 | - | 0 | - | W
21822 | Koria | Biharpur | PHC | GYAENEC.OPD | ELECTRIC STERILIZER | 1 |  |  |  | 3000269219 | 01/05/07 | 0 | - | 0 | - | NW
21823 | Koria | Biharpur | PHC | Store Room | ELECTRIC STERILIZER | 1 |  |  |  | 3000269220 | 01/05/07 | 0 | - | 0 | - | NW
21824 | Koria | Biharpur | PHC | Store Room | ELECTRIC STERILIZER | 1 |  |  |  | 3000269221 |  | 0 | - | 0 | - | NW
21825 | Koria | Biharpur | PHC | Store Room | NEEDLE DESTROYER | 1 | Microsile | ND-350 | 22/5 | 3000269222 |  | 0 | - | 0 | - | NW
21826 | Koria | Biharpur | PHC | Store Room | NEEDLE DESTROYER | 1 | Microsile | ND-350 | 2216 | 3000269223 |  | 0 | - | 0 | - | NW
21827 | Koria | Biharpur | PHC | Store Room | NEEDLE DESTROYER | 1 | Microsile | ND-100 | 1927/05 | 3000269224 |  | 0 | - | 0 | - | NW
21828 | Koria | Biharpur | PHC | Store Room | NEEDLE DESTROYER | 1 |  | ND-350 | 2034 | 3000269225 |  | 0 | - | 0 | - | NW
21829 | Koria | Biharpur | PHC | Store Room | NEEDLE DESTROYER | 1 | Microsile | ND-350 | 3396 | 3000269226 |  | 0 | - | 0 | - | NW
21830 | Koria | Biharpur | PHC | Store Room | BABY WEIGHING SCALE | 1 | Crown |  |  | 3000269227 |  | 0 | - | 0 | - | NW
21831 | Koria | Biharpur | PHC | Store Room | NEEDLE DESTROYER | 1 | Microsile |  |  | 3000269228 |  | 0 | - | 0 | - | NW
21832 | Koria | Biharpur | PHC | Store Room | NEEDLE DESTROYER | 1 |  |  |  | 3000269229 | 22/05/10 | 0 | - | 0 | - | NW
21833 | Koria | Biharpur | PHC | Store Room | MICROSCOPE | 1 |  | 22543 |  | 3000269230 |  | 0 | - | 0 | - | NW
21834 | Koria | Biharpur | PHC | Store Room | SUCTION APPARATUS | 1 | Shiva |  |  | 3000269264 |  | 0 | - | 0 | - | NW
21835 | Koria | Biharpur | PHC | Store Room | NEEDLE DESTROYER | 1 |  | ND-350 | 2032 | 3000269265 | 22/5/10 | 0 | - | 0 | - | NW
21836 | Koria | Biharpur | PHC | Store Room | AUTOCLAVE | 1 |  |  |  | 3000269266 |  | 0 | - | 0 | - | NW
21837 | Koria | Biharpur | PHC | Store Room | AUTOCLAVE | 1 |  |  |  | 3000269267 |  | 0 | - | 0 | - | NW
21838 | Koria | Biharpur | PHC | Store Room | AUTOCLAVE | 1 |  |  |  | 3000269268 |  | 0 | - | 0 | - | NW
21839 | Koria | Biharpur | PHC | Store Room | ELECTRIC STERILIZER | 1 |  |  |  | 3000269269 | 13/04/10 | 0 | - | 0 | - | W
21840 | Koria | Biharpur | PHC | Store Room | ELECTRIC STERILIZER | 1 |  |  |  | 3000269270 | 13/04/10 | 0 | - | 0 | - | W
21841 | Koria | Biharpur | PHC | Store Room | NEEDLE DESTROYER | 1 | Microsile | ND-100 | 1928/05 | 3000269271 | 22/05/10 | 0 | - | 0 | - | NW
21842 | Koria | Biharpur | PHC | Store Room | OT TABLE | 1 |  |  |  | 3000269272 |  | 0 | - | 0 | - | W
21843 | Koria | Biharpur | PHC | Store Room | BP MACHINE | 1 | Novaphone |  |  | 3000269273 |  | 0 | - | 0 | - | NW
21844 | Koria | Biharpur | PHC | Store Room | BP MACHINE | 1 | Lifex |  | 7652 | 3000269274 | 12/05/07 | 0 | - | 0 | - | NW
21845 | Koria | Biharpur | PHC | Store Room | BP MACHINE | 1 | Pioneer |  |  | 3000269275 | 12/05/07 | 0 | - | 0 | - | NW
21846 | Koria | Biharpur | PHC | Store Room | BP MACHINE | 1 | Premier |  | 98132612 | 3000269276 | 12/05/07 | 0 | - | 0 | - | NW
21847 | Koria | Biharpur | PHC | Store Room | AUTOCLAVE | 1 |  |  |  | 3000269278 |  | 0 | - | 0 | - | NW
21848 | Koria | Biharpur | PHC | Store Room | BABY WEIGHING SCALE | 1 | Crown |  |  | 3000269279 |  | 0 | - | 0 | - | NW
21849 | Koria | Biharpur | PHC | Store Room | BP MACHINE | 1 | Lifex |  |  | 3000269280 |  | 0 | - | 0 | - | NW
21850 | Koria | Biharpur | PHC | Store Room | ELECTRIC STERILIZER | 1 |  |  |  | 3000269277 |  | 0 | - | 0 | - | NW
21851 | Koria | Biharpur | PHC | Store Room | AUTOCLAVE | 1 |  |  |  | 3000269281 |  | 0 | - | 0 | - | NW
21852 | Koria | Biharpur | PHC | Store Room | AUTOCLAVE | 1 |  |  |  | 3000269282 |  | 0 | - | 0 | - | NW
21853 | Koria | Biharpur | PHC | Store Room | SUCTION APPARATUS | 1 | Shiva |  |  | 3000269283 |  | 0 | - | 0 | - | NW
21854 | Koria | Biharpur | PHC | Store Room | BP MACHINE | 1 | Gold |  |  | 3000269284 |  | 0 | - | 0 | - | NW
21855 | Koria | Biharpur | PHC | Store Room | ELECTRIC STERILIZER | 1 |  |  |  | 3000269285 |  | 0 | - | 0 | - | NW
21856 | Koria | Kelhari | PHC | OPD | BP MACHINE | 1 | hi tech |  | 6012067 | 3000269286 | 2014 | 0 | - | 0 | - | W
21857 | Koria | Kelhari | PHC | OPD | BP MACHINE | 1 | Lifex |  | 9813575698 | 3000269287 |  | 0 | - | 0 | - | W
21858 | Koria | Kelhari | PHC | GYAENEC.OPD | NEBULIZER | 1 |  |  |  | 3000269288 |  | 0 | - | 0 | - | NW
21859 | Koria | Kelhari | PHC | GYAENEC.OPD | BABY WEIGHING SCALE | 1 | Crown |  |  | 3000269289 |  | 0 | - | 0 | - | W
21860 | Koria | Kelhari | PHC | GYAENEC.OPD | NEEDLE DESTROYER | 1 | Microsile |  |  | 3000269290 |  | 0 | - | 0 | - | NW
21861 | Koria | Kelhari | PHC | GYAENEC.OPD | BP MACHINE | 1 | Lifex |  | 93102871 | 3000269291 |  | 0 | - | 0 | - | NW
21862 | Koria | Khongapani | PHC | Pathology Lab. | NEEDLE DESTROYER | 1 | Saratech | S1R 100VA |  | 3000247524 |  | 0 | - | 0 | - | W
21863 | Koria | Khongapani | PHC | Pathology Lab. | CENTRIFUGE MACHINE | 1 |  |  |  | 3000247525 |  | 0 | - | 0 | - | W
21864 | Koria | Khongapani | PHC | Pathology Lab. | NEEDLE DESTROYER | 1 | Saratech | S1R 100VA |  | 3000247526 |  | 0 | - | 0 | - | NW
21865 | Koria | Khongapani | PHC | Pathology Lab. | NEEDLE DESTROYER | 1 | Nueokind |  |  | 3000247527 |  | 0 | - | 0 | - | W
21866 | Koria | Khongapani | PHC | Pathology Lab. | BP MACHINE | 1 | Diamond |  |  | 3000247528 |  | 0 | - | 0 | - | W
21867 | Koria | Khongapani | PHC | Pathology Lab. | MICROSCOPE | 1 | teknik |  |  | 3000247529 |  | 0 | - | 0 | - | NW
21868 | Koria | Khongapani | PHC | GYAENEC.OPD | AUTOCLAVE | 1 |  |  |  | 3000247530 |  | 0 | - | 0 | - | W
21869 | Koria | Khongapani | PHC | GYAENEC.OPD | AUTOCLAVE | 1 |  |  |  | 3000247531 |  | 0 | - | 0 | - | W
21870 | Koria | Khongapani | PHC | GYAENEC.OPD | BP MACHINE | 1 | Pioneer |  | 280595 | 3000247532 |  | 0 | - | 0 | - | NW
21871 | Koria | Khongapani | PHC | GYAENEC.OPD | BP MACHINE | 1 | MCP |  | 11E1339 | 3000247533 |  | 0 | - | 0 | - | NW
21872 | Koria | Khongapani | PHC | GYAENEC.OPD | BP MACHINE | 1 | Nammat |  |  | 3000247534 |  | 0 | - | 0 | - | NW
21873 | Koria | Khongapani | PHC | GYAENEC.OPD | BP MACHINE | 1 | MCP |  | 11F1303 | 3000247535 |  | 0 | - | 0 | - | NW
21874 | Koria | Khongapani | PHC | GYAENEC.OPD | SUCTION APPARATUS | 1 |  |  |  | 3000247536 |  | 0 | - | 0 | - | W
21875 | Koria | Khongapani | PHC | GYAENEC.OPD | AUTOCLAVE | 1 |  |  |  | 3000247537 |  | 0 | - | 0 | - | W
21876 | Koria | Khongapani | PHC | GYAENEC.OPD | ELECTRIC STERILIZER | 1 |  |  |  | 3000247538 |  | 0 | - | 0 | - | W
21877 | Koria | Khongapani | PHC | GYAENEC.OPD | BABY WEIGHING SCALE | 1 |  |  |  | 3000247539 |  | 0 | - | 0 | - | W
21878 | Koria | PHC Manendragarh | PHC | Other Dept.
21879 | Koria | Nagpur | PHC | OPD | BP MACHINE | 1 | Diamond |  |  | 3000247241 |  | 0 | - | 0 | - | W
21880 | Koria | Nagpur | PHC | OPD | BP MACHINE | 1 | Diamond |  |  | 3000247242 |  | 0 | - | 0 | - | W
21881 | Koria | Nagpur | PHC | Pathology Lab. | MICROSCOPE | 1 | Labomed |  |  | 3000247243 |  | 0 | - | 0 | - | W
21882 | Koria | Nagpur | PHC | Pathology Lab. | CENTRIFUGE MACHINE | 1 |  |  |  | 3000247244 |  | 0 | - | 0 | - | NW
21883 | Koria | Nagpur | PHC | Pathology Lab. | GLUCO METER | 1 |  |  | 103a03649f6 | 3000247245 |  | 0 | - | 0 | - | W
21884 | Koria | Nagpur | PHC | Pathology Lab. | COLOUR DOPPLER | 1 | Max |  |  | 3000247246 |  | 0 | - | 0 | - | W
21885 | Koria | Nagpur | PHC | Pathology Lab. | MICROSCOPE | 1 | blisco |  |  | 3000247247 |  | 0 | - | 0 | - | NW
21886 | Koria | Nagpur | PHC | Pathology Lab. | AUTOCLAVE | 1 |  |  |  | 3000247248 |  | 0 | - | 0 | - | W
21887 | Koria | Nagpur | PHC | Pathology Lab. | NEEDLE DESTROYER | 1 | Microsile |  |  | 3000247249 |  | 0 | - | 0 | - | NW
21888 | Koria | Nagpur | PHC | Pathology Lab. | NEEDLE DESTROYER | 1 |  |  |  | 3000247250 |  | 0 | - | 0 | - | NW
21889 | Koria | Nagpur | PHC | Pathology Lab. | NEEDLE DESTROYER | 1 |  |  |  | 3000247288 |  | 0 | - | 0 | - | NW
21890 | Koria | Nagpur | PHC | Pathology Lab. | NEEDLE DESTROYER | 1 |  |  |  | 3000247289 |  | 0 | - | 0 | - | NW
21891 | Koria | Nagpur | PHC | Pathology Lab. | ELECTRIC STERILIZER | 1 |  |  |  | 3000247476 |  | 0 | - | 0 | - | NW
21892 | Koria | Nagpur | PHC | Pathology Lab. | ELECTRIC STERILIZER | 1 |  |  |  | 3000247477 |  | 0 | - | 0 | - | NW
21893 | Koria | Nagpur | PHC | Pathology Lab. | ELECTRIC STERILIZER | 1 |  |  |  | 3000247478 |  | 0 | - | 0 | - | NW
21894 | Koria | Nagpur | PHC | Store Room | ELECTRIC STERILIZER | 1 |  |  |  | 3000247479 |  | 0 | - | 0 | - | NW
21895 | Koria | Nagpur | PHC | Store Room | ELECTRIC STERILIZER | 1 |  |  |  | 3000247480 |  | 0 | - | 0 | - | NW
21896 | Koria | Nagpur | PHC | Store Room | ELECTRIC STERILIZER | 1 |  |  |  | 3000247481 |  | 0 | - | 0 | - | NW
21897 | Koria | Nagpur | PHC | Store Room | ELECTRIC STERILIZER | 1 |  |  |  | 3000247482 |  | 0 | - | 0 | - | NW
21898 | Koria | Nagpur | PHC | Store Room | ELECTRIC STERILIZER | 1 |  |  |  | 3000247483 |  | 0 | - | 0 | - | NW
21899 | Koria | Nagpur | PHC | Store Room | ELECTRIC STERILIZER | 1 |  |  |  | 3000247484 |  | 0 | - | 0 | - | NW
21900 | Koria | Nagpur | PHC | Store Room | BP MACHINE | 1 | Nammat |  | 43940 | 3000247485 |  | 0 | - | 0 | - | NW
21901 | Koria | Nagpur | PHC | Store Room | BP MACHINE | 1 | Diamond |  |  | 3000247486 |  | 0 | - | 0 | - | NW
21902 | Koria | Nagpur | PHC | Store Room | BP MACHINE | 1 | MCP |  | 11151789 | 3000247487 |  | 0 | - | 0 | - | NW
21903 | Koria | Nagpur | PHC | Store Room | BP MACHINE | 1 | MCP |  | 11E1311 | 3000247488 |  | 0 | - | 0 | - | NW
21904 | Koria | Nagpur | PHC | Store Room | NEEDLE DESTROYER | 1 | Microsile |  |  | 3000247489 |  | 0 | - | 0 | - | NW
21905 | Koria | Nagpur | PHC | Store Room | NEEDLE DESTROYER | 1 | Titan |  |  | 3000247490 |  | 0 | - | 0 | - | W
21906 | Koria | Nagpur | PHC | Store Room | ELECTRIC STERILIZER | 1 |  |  |  | 3000247491 |  | 0 | - | 0 | - | NW
21907 | Koria | Nagpur | PHC | Store Room | ELECTRIC STERILIZER | 1 |  |  |  | 3000247492 |  | 0 | - | 0 | - | W
21908 | Koria | Nagpur | PHC | Store Room | NEEDLE DESTROYER | 1 |  |  |  | 3000247493 |  | 0 | - | 0 | - | W
21909 | Koria | Nagpur | PHC | GYAENEC.OPD | SUCTION APPARATUS | 1 |  |  |  | 3000247494 |  | 0 | - | 0 | - | W
21910 | Koria | Nagpur | PHC | GYAENEC.OPD | SUCTION APPARATUS | 1 |  |  |  | 3000247495 |  | 0 | - | 0 | - | W
21911 | Koria | Nagpur | PHC | GYAENEC.OPD | BABY WEIGHING SCALE | 1 |  |  |  | 3000247496 |  | 0 | - | 0 | - | W
21912 | Koria | Nagpur | PHC | GYAENEC.OPD | DELIVERY TABLE | 1 |  |  |  | 3000247497 |  | 0 | - | 0 | - | W
21913 | Koria | Nagpur | PHC | GYAENEC.OPD | AUTOCLAVE | 1 |  |  |  | 3000247498 |  | 0 | - | 0 | - | W
21914 | Koria | Nagpur | PHC | ENT DEPARTMENT | ALPHABETIC VISION CHART | 1 |  |  |  | 3000247499 |  | 0 | - | 0 | - | W
21915 | Koria | Nagpur | PHC | ENT DEPARTMENT | SLIT LAMP | 1 |  |  |  | 3000247500 |  | 0 | - | 0 | - | W
21916 | Koria | Nagpur | PHC | ENT DEPARTMENT | TONO METER | 1 |  |  |  | 3000247501 |  | 0 | - | 0 | - | W
21917 | Koria | Nagpur | PHC | ENT DEPARTMENT | BP MACHINE | 1 | Gold |  | 98110643 | 3000247502 |  | 0 | - | 0 | - | NW
21918 | Koria | Nagpur | PHC | ENT DEPARTMENT | BP MACHINE | 1 | EML |  | 2991 | 3000247503 |  | 0 | - | 0 | - | NW
21919 | Koria | Nagpur | PHC | ENT DEPARTMENT | BP MACHINE | 1 |  |  |  | 3000247504 |  | 0 | - | 0 | - | NW
21920 | Koria | Nagpur | PHC | ENT DEPARTMENT | OT TABLE | 1 |  |  |  | 3000247505 |  | 0 | - | 0 | - | W
21921 | Koria | Nagpur | PHC | ENT DEPARTMENT | BP MACHINE | 1 |  |  |  | 3000247506 |  | 0 | - | 0 | - | W
21922 | Koria | Sonhat | CHC | ENT DEPARTMENT | SLIT LAMP | 1 |  |  |  | 3000269162 | 2014 | 0 | - | 0 | - | W
21923 | Koria | Sonhat | CHC | ENT DEPARTMENT | OPTHALMOSCOPE | 1 | Heine |  |  | 3000269163 | 15/04/91 | 0 | - | 0 | - | W
21924 | Koria | Sonhat | CHC | ENT DEPARTMENT | TONO METER | 1 | Riester |  |  | 3000269164 | 15/04/91 | 0 | - | 0 | - | W
21925 | Koria | Sonhat | CHC | GENERAL WARD | BP MACHINE | 1 | Lifex |  | 98134227 | 3000269165 | 15/04/91 | 0 | - | 0 | - | W
21926 | Koria | Sonhat | CHC | GENERAL WARD | BP MACHINE | 1 | Lifex |  | 9813450 | 3000269166 | 20/05/03 | 0 | - | 0 | - | NW
21927 | Koria | Sonhat | CHC | Pathology Lab. | MICROSCOPE | 1 | Labomed | Vision 2000 | 3138 | 3000269167 | 25/06/09 | 0 | - | 0 | - | W
21928 | Koria | Sonhat | CHC | Pathology Lab. | CENTRIFUGE MACHINE | 1 |  |  |  | 3000269168 | 2009 | 0 | - | 0 | - | W
21929 | Koria | Sonhat | CHC | Pathology Lab. | CENTRIFUGE MACHINE | 1 |  |  | 82961 | 3000269169 | 2013 | 0 | - | 0 | - | W
21930 | Koria | Sonhat | CHC | Pathology Lab. | MICROSCOPE | 1 | PGO |  |  | 3000269170 | 07/08/11 | 0 | - | 0 | - | W
21931 | Koria | Sonhat | CHC | Pathology Lab. | CAUTARY MACHINE | 1 | Decent |  |  | 3000269171 |  | 0 | - | 0 | - | W
21932 | Koria | Sonhat | CHC | Pathology Lab. | AUTOCLAVE | 1 | Shiva |  |  | 3000269172 |  | 0 | - | 0 | - | W
21933 | Koria | Sonhat | CHC | Pathology Lab. | AUTOCLAVE | 1 | Alfa |  |  | 3000269173 |  | 0 | - | 0 | - | W
21934 | Koria | Sonhat | CHC | Pathology Lab. | AUTOCLAVE | 1 |  |  |  | 3000269174 | 2005 | 0 | - | 0 | - | NW
21935 | Koria | Sonhat | CHC | Pathology Lab. | AUTOCLAVE | 1 |  |  |  | 3000269175 | 2005 | 0 | - | 0 | - | NW
21936 | Koria | Sonhat | CHC | Store Room | AUTOCLAVE | 1 |  |  |  | 3000269176 |  | 0 | - | 0 | - | NW
21937 | Koria | Sonhat | CHC | Store Room | SUCTION APPARATUS | 1 | Shiva |  |  | 3000269177 |  | 0 | - | 0 | - | NW
21938 | Koria | Sonhat | CHC | Store Room | ELECTRIC STERILIZER | 1 |  |  |  | 3000269178 |  | 0 | - | 0 | - | NW
21939 | Koria | Sonhat | CHC | Store Room | ELECTRIC STERILIZER | 1 |  |  |  | 3000269179 |  | 0 | - | 0 | - | NW
21940 | Koria | Sonhat | CHC | Store Room | SUCTION APPARATUS | 1 | Shiva |  |  | 3000269180 |  | 0 | - | 0 | - | NW
21941 | Koria | Sonhat | CHC | Store Room | Head Lamp | 1 |  |  |  | 3000269181 |  | 0 | - | 0 | - | NW
21942 | Koria | Sonhat | CHC | Store Room | AUTOCLAVE | 1 |  |  |  | 3000269182 |  | 0 | - | 0 | - | NW
21943 | Koria | Sonhat | CHC | Store Room | AUTOCLAVE | 1 |  |  |  | 3000269183 |  | 0 | - | 0 | - | NW
21944 | Koria | Sonhat | CHC | Store Room | AUTOCLAVE | 1 |  |  |  | 3000269184 |  | 0 | - | 0 | - | NW
21945 | Koria | Sonhat | CHC | Store Room | AUTOCLAVE | 1 |  |  |  | 3000269185 |  | 0 | - | 0 | - | NW
21946 | Koria | Sonhat | CHC | Store Room | AUTOCLAVE | 1 |  |  |  | 3000269186 |  | 0 | - | 0 | - | NW
21947 | Koria | Sonhat | CHC | Store Room | AUTOCLAVE | 1 |  |  |  | 3000269187 |  | 0 | - | 0 | - | W
21948 | Koria | Sonhat | CHC | Store Room | AUTOCLAVE | 1 |  |  |  | 3000269188 |  | 0 | - | 0 | - | W
21949 | Koria | Sonhat | CHC | Store Room | AUTOCLAVE | 1 |  |  |  | 3000269189 |  | 0 | - | 0 | - | W
21950 | Koria | Sonhat | CHC | Store Room | BABY WEIGHING SCALE | 1 |  |  |  | 3000269190 |  | 0 | - | 0 | - | NW
21951 | Koria | Sonhat | CHC | Store Room | ELECTRIC STERILIZER | 1 |  |  |  | 3000269191 |  | 0 | - | 0 | - | NW
21952 | Koria | Sonhat | CHC | Store Room | ELECTRIC STERILIZER | 1 |  |  |  | 3000269192 |  | 0 | - | 0 | - | NW
21953 | Koria | Sonhat | CHC | Store Room | MICROSCOPE | 1 |  |  |  | 3000269193 |  | 0 | - | 0 | - | NW
21954 | Koria | Sonhat | CHC | Store Room | MICROSCOPE | 1 |  |  |  | 3000269194 |  | 0 | - | 0 | - | NW
21955 | Koria | Sonhat | CHC | Store Room | MICROSCOPE | 1 |  |  |  | 3000269195 |  | 0 | - | 0 | - | NW
21956 | Koria | Sonhat | CHC | Store Room | INCUBATOR | 1 |  |  |  | 3000269196 |  | 0 | - | 0 | - | NW
21957 | Koria | Sonhat | CHC | Store Room | INCUBATOR | 1 |  |  |  | 3000269197 |  | 0 | - | 0 | - | NW
21958 | Koria | Sonhat | CHC | Store Room | CENTRIFUGE MACHINE | 1 |  |  |  | 3000269198 |  | 0 | - | 0 | - | NW
21959 | Koria | Sonhat | CHC | Store Room | RADIANT WARMER | 1 |  |  |  | 3000269199 |  | 0 | - | 0 | - | NW
21960 | Koria | Sonhat | CHC | Store Room | SHADOWLESS LAMP | 1 |  |  |  | 3000269200 |  | 0 | - | 0 | - | NW
21961 | Koria | Sonhat | CHC | RADIOLOGY Dept. | X-RAY MACHINE | 1 | Siemens | 5201 | 17236017236 | 3000269253 |  | 0 | - | 0 | - | W
21962 | Koria | Sonhat | CHC | GYAENEC.OPD | SUCTION APPARATUS | 1 | Shiva |  |  | 3000269254 |  | 0 | - | 0 | - | NW
21963 | Koria | Sonhat | CHC | GYAENEC.OPD | NEBULIZER | 1 | Neb Plus |  |  | 3000269255 |  | 0 | - | 0 | - | W
21964 | Koria | Sonhat | CHC | GYAENEC.OPD | ELECTRIC STERILIZER | 1 |  |  |  | 3000269256 |  | 0 | - | 0 | - | W
21965 | Koria | Sonhat | CHC | GYAENEC.OPD | BABY WEIGHING SCALE | 1 | Essae |  |  | 3000269257 |  | 0 | - | 0 | - | W
21966 | Koria | Sonhat | CHC | GYAENEC.OPD | BABY WEIGHING SCALE | 1 | Crown |  | 200502 | 3000269258 |  | 0 | - | 0 | - | W
21967 | Koria | Sonhat | CHC | GYAENEC.OPD | RADIANT WARMER | 1 |  | Su-102 |  | 3000269259 |  | 0 | - | 0 | - | NW
21968 | Koria | Sonhat | CHC | GYAENEC.OPD | RADIANT WARMER | 1 |  |  |  | 3000269260 |  | 0 | - | 0 | - | W
21969 | Koria | Sonhat | CHC | GYAENEC.OPD | SUCTION APPARATUS | 1 | Niscomed |  |  | 3000269261 |  | 0 | - | 0 | - | W
21970 | Koria | Sonhat | CHC | GYAENEC.OPD | FOETAL DOPPLER | 1 | Lifex |  |  | 3000269262 | 2014 | 0 | - | 0 | - | W
21971 | Koria | Sonhat | CHC | GYAENEC.OPD | BP MACHINE | 1 | Elko |  |  | 3000269263 |  | 0 | - | 0 | - | W
21972 | Koria | Bhainswar | PHC | OPD | NEEDLE DESTROYER | 1 | Saratech | S1R100VA |  | 3000269155 |  | 0 | - | 0 | - | W
21973 | Koria | Bhainswar | PHC | OPD | BP MACHINE | 1 | ashoka |  | 309082 | 3000269156 |  | 0 | - | 0 | - | W
21974 | Koria | Bhainswar | PHC | GYAENEC.OPD | BABY WEIGHING SCALE | 1 | Crown |  |  | 3000269157 |  | 0 | - | 0 | - | W
21975 | Koria | Bhainswar | PHC | GYAENEC.OPD | BP MACHINE | 1 | Nammat |  | 143364 | 3000269158 |  | 0 | - | 0 | - | NW
21976 | Koria | Bhainswar | PHC | GYAENEC.OPD | SUCTION APPARATUS | 1 |  |  |  | 3000269159 |  | 0 | - | 0 | - | W
21977 | Koria | Bhainswar | PHC | GYAENEC.OPD | AUTOCLAVE | 1 |  |  |  | 3000269160 |  | 0 | - | 0 | - | W
21978 | Koria | Bhainswar | PHC | GYAENEC.OPD | ELECTRIC STERILIZER | 1 |  |  |  | 3000269161 |  | 0 | - | 0 | - | W
21979 | Koria | Bodar | PHC | OPD | BP MACHINE | 1 | Medimind |  |  | 3000269210 |  | 0 | - | 0 | - | W
21980 | Koria | Bodar | PHC | OPD | BP MACHINE | 1 | Ashoka |  |  | 3000269211 |  | 0 | - | 0 | - | W
21981 | Koria | Bodar | PHC | OPD | SUCTION APPARATUS | 1 |  |  |  | 3000269213 |  | 0 | - | 0 | - | NW
21982 | Koria | Katgodi | PHC | GYAENEC.OPD | BP MACHINE | 1 | Diamond | 3390 | 29466 | 3000269231 | 2013 | 0 | - | 0 | - | W
21983 | Koria | Katgodi | PHC | GYAENEC.OPD | AUTOCLAVE | 1 |  |  |  | 3000269232 | 2015 | 0 | - | 0 | - | W
21984 | Koria | Katgodi | PHC | GYAENEC.OPD | SUCTION APPARATUS | 1 |  |  |  | 3000269233 | 2010 | 0 | - | 0 | - | W
21985 | Koria | Katgodi | PHC | GYAENEC.OPD | BABY WEIGHING SCALE | 1 | Crown |  |  | 3000269234 | 2007 | 0 | - | 0 | - | W
21986 | Koria | Katgodi | PHC | GYAENEC.OPD | BP MACHINE | 1 | Ideal |  |  | 3000269235 | 2005 | 0 | - | 0 | - | W
21987 | Koria | Katgodi | PHC | Pathology Lab. | ELECTRIC STERILIZER | 1 |  |  |  | 3000269236 | 2015 | 0 | - | 0 | - | W
21988 | Koria | Katgodi | PHC | Pathology Lab. | NEEDLE DESTROYER | 1 | Microsile | ND-360 |  | 3000269237 | 2004 | 0 | - | 0 | - | W
21989 | Koria | Katgodi | PHC | Pathology Lab. | ELECTRIC STERILIZER | 1 |  |  |  | 3000269238 | 2006 | 0 | - | 0 | - | W
21990 | Koria | Katgodi | PHC | Store Room | NEEDLE DESTROYER | 1 | Microsile | ND-360 |  | 3000269239 | 2004 | 0 | - | 0 | - | NW
21991 | Koria | Katgodi | PHC | Store Room | BP MACHINE | 1 | Gold |  | 98/100874 | 3000269240 | 2006 | 0 | - | 0 | - | NW
21992 | Koria | Katgodi | PHC | Store Room | BP MACHINE | 1 | Pioneer |  | 983369 | 3000269241 | 2006 | 0 | - | 0 | - | NW
21993 | Koria | Katgodi | PHC | Store Room | BP MACHINE | 1 | Premier |  | 98132691 | 3000269242 |  | 0 | - | 0 | - | NW
21994 | Koria | Katgodi | PHC | Store Room | SUCTION APPARATUS | 1 | Increase |  |  | 3000269243 |  | 0 | - | 0 | - | NW
21995 | Koria | Katgodi | PHC | Store Room | ELECTRIC STERILIZER | 1 |  |  |  | 3000269244 |  | 0 | - | 0 | - | NW
21996 | Koria | Katgodi | PHC | Store Room | ELECTRIC STERILIZER | 1 |  |  |  | 3000269245 |  | 0 | - | 0 | - | NW
21997 | Koria | Katgodi | PHC | Store Room | ELECTRIC STERILIZER | 1 |  |  |  | 3000269246 |  | 0 | - | 0 | - | NW
21998 | Koria | Katgodi | PHC | Store Room | ELECTRIC STERILIZER | 1 |  |  |  | 3000269247 |  | 0 | - | 0 | - | NW
21999 | Koria | Katgodi | PHC | Store Room | AUTOCLAVE | 1 |  |  |  | 3000269248 |  | 0 | - | 0 | - | NW
22000 | Koria | Katgodi | PHC | Store Room | ELECTRIC STERILIZER | 1 |  |  |  | 3000269249 |  | 0 | - | 0 | - | NW
22001 | Koria | Katgodi | PHC | Store Room | ELECTRIC STERILIZER | 1 |  |  |  | 3000269250 |  | 0 | - | 0 | - | NW
22002 | Koria | Katgodi | PHC | Store Room | BP MACHINE | 1 | Novaphone |  | 95109 | 3000269251 |  | 0 | - | 0 | - | NW
22003 | Koria | Katgodi | PHC | Store Room | BP MACHINE | 1 | Diamond |  | 196043 | 3000269252 |  | 0 | - | 0 | - | NW
22004 | Koria | Ramgarh | PHC | GYAENEC.OPD | BP MACHINE | 1 |  |  |  | 3000269201 |  | 0 | - | 0 | - | W
22005 | Koria | Ramgarh | PHC | GYAENEC.OPD | NEEDLE DESTROYER | 1 |  |  |  | 3000269202 |  | 0 | - | 0 | - | W
22006 | Koria | Ramgarh | PHC | GYAENEC.OPD | NEBULIZER | 1 |  |  |  | 3000269203 |  | 0 | - | 0 | - | W
22007 | Koria | Ramgarh | PHC | GYAENEC.OPD | ELECTRIC STERILIZER | 1 |  |  |  | 3000269212 |  | 0 | - | 0 | - | W
22008 | Koria | Ramgarh | PHC | GYAENEC.OPD | BABY WEIGHING SCALE | 1 | Crown |  |  | 3000269204 |  | 0 | - | 0 | - | W
22009 | Koria | Ramgarh | PHC | GYAENEC.OPD | OT TABLE | 1 |  |  |  | 3000269205 |  | 0 | - | 0 | - | W
22010 | Koria | Ramgarh | PHC | GYAENEC.OPD | ELECTRIC STERILIZER | 1 |  |  |  | 3000269206 |  | 0 | - | 0 | - | W
22011 | Koria | Ramgarh | PHC | GYAENEC.OPD | ELECTRIC STERILIZER | 1 |  |  |  | 3000269207 |  | 0 | - | 0 | - | W
22012 | Koria | Ramgarh | PHC | GYAENEC.OPD | SUCTION APPARATUS | 1 |  |  |  | 3000269208 |  | 0 | - | 0 | - | NW
22013 | Koria | Ramgarh | PHC | GYAENEC.OPD | SUCTION APPARATUS | 1 |  |  |  | 3000269209 |  | 0 | - | 0 | - | NW
22014 | Koria | PHC Sonhat | PHC | Other Dept.
22015 | Sarguja | Manipat | Civil Hospital | Other Dept.
22016 | Sarguja | PHC Bhafuli | PHC | Other Dept.
22017 | Surajpur | Surajpur | DH | GYAENEC.OPD | RADIANT WARMER | 1 | Hicare | OCW100 | 3473 | 3000268026 |  | 0 | - | 0 | - | W
22018 | Surajpur | Surajpur | DH | GYAENEC.OPD | DELIVERY TABLE | 1 |  |  |  | 3000268027 |  | 0 | - | 0 | - | W
22019 | Surajpur | Surajpur | DH | GYAENEC.OPD | ELECTRIC STERILIZER | 1 |  |  |  | 3000268028 |  | 0 | - | 0 | - | W
22020 | Surajpur | Surajpur | DH | GYAENEC.OPD | FOCUS SPTO LIGHT | 1 |  |  |  | 3000268029 |  | 0 | - | 0 | - | W
22021 | Surajpur | Surajpur | DH | GYAENEC.OPD | NEEDLE DESTROYER | 1 | Microsil |  |  | 3000268030 |  | 0 | - | 0 | - | W
22022 | Surajpur | Surajpur | DH | GYAENEC.OPD | FOETAL DOPPLER | 1 | Comin | FD 200 B | FD2B1304 04712 | 3000268031 |  | 0 | - | 0 | - | W
22023 | Surajpur | Surajpur | DH | GYAENEC.OPD | BP MACHINE | 1 | Premier | CM/L8122559 | 98751 | 3000268032 |  | 0 | - | 0 | - | W
22024 | Surajpur | Surajpur | DH | GYAENEC.OPD | SUCTION APPARATUS | 1 | Surgivac | CM/L8122559 | C-210-010 | 3000268033 |  | 0 | - | 0 | - | W
22025 | Surajpur | Surajpur | DH | GYAENEC.OPD | BP MACHINE | 1 | Premier | CM/L8262373 |  | 3000268004 |  | 0 | - | 0 | - | W
22026 | Surajpur | Surajpur | DH | GYAENEC.OPD | BP MACHINE | 1 | Diamond | CM/L0196043 |  | 3000268001 | 08/2015 | 0 | - | 0 | - | W
22027 | Surajpur | Surajpur | DH | GYAENEC.OPD | BP MACHINE | 1 | Diamond | CM/L0196043 |  | 3000268002 | 08/2015 | 0 | - | 0 | - | W
22028 | Surajpur | Surajpur | DH | GYAENEC.OPD | BP MACHINE | 1 | Diamond |  |  | 3000268003 |  | 0 | - | 0 | - | NW
22029 | Surajpur | Surajpur | DH | GYAENEC.OPD | SUCTION APPARATUS | 1 | Shiva |  |  | 3000268013 |  | 0 | - | 0 | - | W
22030 | Surajpur | Surajpur | DH | Dental Dept. | DENTAL CHAIR | 1 | Akash |  |  | 3000268008 | 30/03/15 | 0 | - | 0 | - | W
22031 | Surajpur | Surajpur | DH | Dental Dept. | DENTAL CHAIR | 1 | Martho | SDE-M33E | EA-14102260 | 3000268010 | 30/03/15 | 0 | - | 0 | - | W
22032 | Surajpur | Surajpur | DH | Dental Dept. | ULTRASONIC SCALLER | 1 | EKD | K1 | K1140600 | 3000268009 | 30/03/15 | 0 | - | 0 | - | W
22033 | Surajpur | Surajpur | DH | Dental Dept. | DENTAL CHAIR | 1 |  |  | 101188 | 3000268011 |  | 0 | - | 0 | - | W
22034 | Surajpur | Surajpur | DH | Dental Dept. | SUCTION APPARATUS | 1 |  |  | F315086038 | 3000268012 | 30/03/15 | 0 | - | 0 | - | W
22035 | Surajpur | Surajpur | DH | RADIOLOGY Dept. | X-RAY MACHINE | 1 | Bharat Elect | THX-1-125/80 | E-091901099 | 3000268005 |  | 0 | - | 0 | - | W
22036 | Surajpur | Surajpur | DH | RADIOLOGY Dept. | X-RAY MACHINE | 1 | Eureka |  |  | 3000268006 |  | 0 | - | 0 | - | NW
22037 | Surajpur | Surajpur | DH | RADIOLOGY Dept. | Mobile X-RAY MACHINE | 1 | Meditronics |  | 6c036 | 3000268007 |  | 0 | - | 0 | - | NW
22038 | Surajpur | Surajpur | DH | OT | ECG RECORDER | 1 | Philips |  | M4605A | 3000268014 | 03/12 | 0 | - | 0 | - | W
22039 | Surajpur | Surajpur | DH | OT | OT TABLE | 1 | Medical India | D 1966 |  | 3000268015 | 03/12 | 0 | - | 0 | - | W
22040 | Surajpur | Surajpur | DH | OT | SHADOWLESS LAMP | 1 | Philips |  |  | 3000268016 | 2014 | 0 | - | 0 | - | W
22041 | Surajpur | Surajpur | DH | OT | SUCTION APPARATUS | 1 | Surgivac | CM/L8122569 | C-239/01 | 3000268017 |  | 0 | - | 0 | - | W
22042 | Surajpur | Surajpur | DH | OT | BP MACHINE | 1 | Premier | CM/L 8262373 | 9134437 | 3000268018 |  | 0 | - | 0 | - | W
22043 | Surajpur | Surajpur | DH | OT | NEEDLE DESTROYER | 1 | Microsil |  | 3319 | 3000268019 |  | 0 | - | 0 | - | W
22044 | Surajpur | Surajpur | DH | OT | HYDRAULIC TABLE | 1 |  |  |  | 3000268021 |  | 0 | - | 0 | - | W
22045 | Surajpur | Surajpur | DH | OT | ELECTRIC STERILIZER | 1 | Girish EGO | EGO-360 C |  | 3000268020 |  | 0 | - | 0 | - | W
22046 | Surajpur | Surajpur | DH | OT | AUTOCLAVE | 1 | Habig |  |  | 3000268023 |  | 0 | - | 0 | - | W
22047 | Surajpur | Surajpur | DH | OT | AUTOCLAVE | 1 |  |  |  | 3000268022 |  | 0 | - | 0 | - | W
22048 | Surajpur | Surajpur | DH | OT | SHADOWLESS OT LIGHT | 1 |  |  |  | 3000268024 |  | 0 | - | 0 | - | NW
22049 | Surajpur | Surajpur | DH | OT | SHADOWLESS OT LIGHT | 1 |  |  |  | 3000268025 |  | 0 | - | 0 | - | W
22050 | Surajpur | Surajpur | DH | OT | SUCTION APPARATUS | 1 | Shiva |  |  | 3000268034 |  | 0 | - | 0 | - | NW
22051 | Surajpur | Surajpur | DH | OT | NEEDLE DESTROYER | 1 | Microsil | ND-350 | 3029 | 3000268035 |  | 0 | - | 0 | - | W
22052 | Surajpur | Surajpur | DH | OT | NEBULIZER | 1 | CMET MHS Surgicave |  |  | 3000268036 |  | 0 | - | 0 | - | W
22053 | Surajpur | Surajpur | DH | OT | BABY WEIGHING SCALE | 1 | Essae | BS-250 | 25014131860 | 3000268037 |  | 0 | - | 0 | - | W
22054 | Surajpur | Surajpur | DH | Pathology Lab. | MICROSCOPE | 1 | LABOMED | 2000 | 3172 | 3000268174 |  | 0 | - | 0 | - | W
22055 | Surajpur | Surajpur | DH | Pathology Lab. | MICROSCOPE | 1 | LABOMED |  |  | 3000268175 |  | 0 | - | 0 | - | W
22056 | Surajpur | Surajpur | DH | Pathology Lab. | CENTRIFUGE MACHINE | 1 |  |  |  | 3000268176 |  | 0 | - | 0 | - | W
22057 | Surajpur | Surajpur | DH | Pathology Lab. | CENTRIFUGE MACHINE | 1 |  |  |  | 3000268177 |  | 0 | - | 0 | - | W
22058 | Surajpur | Surajpur | DH | Pathology Lab. | NEEDLE DESTROYER | 1 |  | ND360 | 8365/03 | 3000268178 |  | 0 | - | 0 | - | W
22059 | Surajpur | Surajpur | DH | Physiotherapy dept. | TRACTION MACHINE | 1 |  |  |  | 3000268179 |  | 0 | - | 0 | - | W
22060 | Surajpur | Surajpur | DH | Physiotherapy dept. | TRACTION MACHINE | 1 |  |  |  | 3000268180 |  | 0 | - | 0 | - | W
22061 | Surajpur | Surajpur | DH | Physiotherapy dept. | TRACTION MACHINE | 1 |  |  |  | 3000268181 |  | 0 | - | 0 | - | W
22062 | Surajpur | Surajpur | DH | Physiotherapy dept. | TRACTION MACHINE | 1 |  |  |  | 3000268182 |  | 0 | - | 0 | - | NW
22063 | Surajpur | Bhayathan | CHC | GENERAL WARD | NEEDLE DESTROYER | 1 | microsil | ND-260 | 10203/03 | 3000267734 |  | 0 | - | 0 | - | W
22064 | Surajpur | Bhayathan | CHC | OPD | BP MACHINE | 1 | Diamond |  | 1300918 | 3000267735 |  | 0 | - | 0 | - | W
22065 | Surajpur | Bhayathan | CHC | OPD | BP MACHINE | 1 | Diamond |  | 256 | 3000267736 | 3013 | 0 | - | 0 | - | W
22066 | Surajpur | Bhayathan | CHC | OPD | ELECTRIC STERILIZER | 1 |  |  |  | 3000267737 |  | 0 | - | 0 | - | W
22067 | Surajpur | Bhayathan | CHC | OPD | ELECTRIC STERILIZER | 1 |  |  |  | 3000267738 |  | 0 | - | 0 | - | W
22068 | Surajpur | Bhayathan | CHC | OPD | ELECTRIC STERILIZER | 1 |  |  |  | 3000267739 |  | 0 | - | 0 | - | NW
22069 | Surajpur | Bhayathan | CHC | OPD | ELECTRIC STERILIZER | 1 |  |  |  | 3000267740 |  | 0 | - | 0 | - | W
22070 | Surajpur | Bhayathan | CHC | GYAENEC.OPD | BABY WEIGHING SCALE | 1 | essae | bs 250 | 2501413861 | 3000267741 |  | 0 | - | 0 | - | W
22071 | Surajpur | Bhayathan | CHC | GYAENEC.OPD | NEEDLE DESTROYER | 1 |  |  |  | 3000267742 |  | 0 | - | 0 | - | W
22072 | Surajpur | Bhayathan | CHC | GYAENEC.OPD | BP MACHINE | 1 | Sun pro | snp 333 |  | 3000267743 |  | 0 | - | 0 | - | W
22073 | Surajpur | Bhayathan | CHC | GYAENEC.OPD | PULSE OXIMETER | 1 |  | eepo250e |  | 3000267744 |  | 0 | - | 0 | - | W
22074 | Surajpur | Bhayathan | CHC | GYAENEC.OPD | NEEDLE DESTROYER | 1 |  |  |  | 3000267745 |  | 0 | - | 0 | - | W
22075 | Surajpur | Bhayathan | CHC | GYAENEC.OPD | SUCTION APPARATUS | 1 |  |  |  | 3000267746 |  | 0 | - | 0 | - | W
22076 | Surajpur | Bhayathan | CHC | GYAENEC.OPD | SUCTION APPARATUS | 1 |  |  |  | 3000267747 |  | 0 | - | 0 | - | NW
22077 | Surajpur | Bhayathan | CHC | Pathology Lab. | NEEDLE DESTROYER | 1 | microsil | nd 360 | 100052103 | 3000267748 |  | 0 | - | 0 | - | W
22078 | Surajpur | Bhayathan | CHC | Pathology Lab. | CENTRIFUGE MACHINE | 1 |  |  |  | 3000267749 |  | 0 | - | 0 | - | W
22079 | Surajpur | Bhayathan | CHC | Pathology Lab. | MICROSCOPE | 1 | labomed |  |  | 3000267750 |  | 0 | - | 0 | - | W
22080 | Surajpur | Bhayathan | CHC | Pathology Lab. | CENTRIFUGE MACHINE | 1 |  |  |  | 3000267751 |  | 0 | - | 0 | - | W
22081 | Surajpur | Bhayathan | CHC | RADIOLOGY Dept. | X-RAY MACHINE | 1 | Siemens | 5251 | 1598 | 3000267752 |  | 0 | - | 0 | - | W
22082 | Surajpur | Bhayathan | CHC | RADIOLOGY Dept. | FOETAL DOPPLER | 1 |  |  |  | 3000267753 |  | 0 | - | 0 | - | W
22083 | Surajpur | Bhayathan | CHC | RADIOLOGY Dept. | RADIANT WARMER | 1 |  | HN106 | 3479 | 3000267754 |  | 0 | - | 0 | - | NW
22084 | Surajpur | Bhayathan | CHC | RADIOLOGY Dept. | DEEP FREEZER | 1 | Hair |  |  | 3000267757 |  | 0 | - | 0 | - | W
22085 | Surajpur | Bhayathan | CHC | RADIOLOGY Dept. | ILR | 1 | Unicef |  |  | 3000267756 |  | 0 | - | 0 | - | W
22086 | Surajpur | Bhayathan | CHC | RADIOLOGY Dept. | ILR | 1 | Unicef |  |  | 3000267755 |  | 0 | - | 0 | - | W
22087 | Surajpur | BANJA | PHC | Pathology Lab. | BP MACHINE | 1 | Diamond |  |  | 3000247707 |  | 0 | - | 0 | - | NW
22088 | Surajpur | BANJA | PHC | OPD | BP MACHINE | 1 | Diamond |  |  | 3000247708 |  | 0 | - | 0 | - | NI
22089 | Surajpur | BANJA | PHC | OPD | BP MACHINE | 1 | Diamond |  |  | 3000247709 |  | 0 | - | 0 | - | W
22090 | Surajpur | BANJA | PHC | Pathology Lab. | MICROSCOPE | 1 | Magnus |  |  | 3000247710 |  | 0 | - | 0 | - | W
22091 | Surajpur | BANJA | PHC | Pathology Lab. | CENTRIFUGE MACHINE | 1 |  |  |  | 3000247711 |  | 0 | - | 0 | - | W
22092 | Surajpur | BANJA | PHC | Pathology Lab. | ELECTRIC STERILIZER | 1 |  |  |  | 3000247712 |  | 0 | - | 0 | - | NW
22093 | Surajpur | BANJA | PHC | Pathology Lab. | ELECTRIC STERILIZER | 1 |  |  |  | 3000247713 |  | 0 | - | 0 | - | NW
22094 | Surajpur | BANJA | PHC | Pathology Lab. | ELECTRIC STERILIZER | 1 |  |  |  | 3000247714 |  | 0 | - | 0 | - | NW
22095 | Surajpur | BANJA | PHC | Pathology Lab. | ELECTRIC STERILIZER | 1 |  |  |  | 3000247715 |  | 0 | - | 0 | - | NW
22096 | Surajpur | BANJA | PHC | GYAENEC.OPD | BABY WEIGHING SCALE | 1 | Docbel |  |  | 3000247716 |  | 0 | - | 0 | - | W
22097 | Surajpur | BANJA | PHC | GYAENEC.OPD | FOOT OPERATED SUCTION APPARATUS | 1 | Shiva |  |  | 3000247717 |  | 0 | - | 0 | - | W
22098 | Surajpur | BANJA | PHC | GYAENEC.OPD | NEBULIZER | 1 | Smart Plus Care |  |  | 3000247718 |  | 0 | - | 0 | - | NI
22099 | Surajpur | BANJA | PHC | GYAENEC.OPD | NEEDLE DESTROYER | 1 | Microsil |  |  | 3000247719 |  | 0 | - | 0 | - | W
22100 | Surajpur | BANJA | PHC | GYAENEC.OPD | ELECTRIC STERILIZER | 1 |  |  |  | 3000247720 |  | 0 | - | 0 | - | W
22101 | Surajpur | BANJA | PHC | OPD | BP MACHINE | 1 | Lifex |  | 98121977 | 3000247721 |  | 0 | - | 0 | - | NW
22102 | Surajpur | BANJA | PHC | OPD | BP MACHINE | 1 | Lifex |  | 98103418 | 3000247722 |  | 0 | - | 0 | - | NW
22103 | Surajpur | BANJA | PHC | OPD | BP MACHINE | 1 | lifex |  | 993182807 | 3000247723 |  | 0 | - | 0 | - | NW
22104 | Surajpur | Batra | PHC | GYAENEC.OPD | SUCTION APPARATUS | 1 |  |  |  | 3000268407 |  | 0 | - | 0 | - | W
22105 | Surajpur | Batra | PHC | GYAENEC.OPD | NEEDLE DESTROYER | 1 |  |  |  | 3000268408 |  | 0 | - | 0 | - | NW
22106 | Surajpur | Batra | PHC | Pathology Lab. | MICROSCOPE | 1 | Blisco |  |  | 3000268409 |  | 0 | - | 0 | - | W
22107 | Surajpur | Batra | PHC | Pathology Lab. | CENTRIFUGE MACHINE | 1 |  |  |  | 3000268410 |  | 0 | - | 0 | - | W
22108 | Surajpur | Batra | PHC | GYAENEC.OPD | BABY WEIGHING SCALE | 1 | Essae | 935250 |  | 3000268411 |  | 0 | - | 0 | - | W
22109 | Surajpur | Batra | PHC | GYAENEC.OPD | BP MACHINE | 1 | Micro Life |  | 90182015 | 3000268412 |  | 0 | - | 0 | - | NW
22110 | Surajpur | Batra | PHC | GYAENEC.OPD | NEEDLE DESTROYER | 1 | Microsil | ND360 | 10124/03 | 3000268413 |  | 0 | - | 0 | - | W
22111 | Surajpur | Batra | PHC | GYAENEC.OPD | ELECTRIC STERILIZER | 1 |  |  |  | 3000268414 |  | 0 | - | 0 | - | W
22112 | Surajpur | Batra | PHC | GYAENEC.OPD | BP MACHINE | 1 | Diamond |  |  | 3000268415 |  | 0 | - | 0 | - | W
22113 | Surajpur | Batra | PHC | GYAENEC.OPD | AUTOCLAVE | 1 |  |  |  | 3000268401 |  | 0 | - | 0 | - | W
22114 | Surajpur | Batra | PHC | GYAENEC.OPD | AUTOCLAVE | 1 |  |  |  | 3000268402 |  | 0 | - | 0 | - | W
22115 | Surajpur | Batra | PHC | GYAENEC.OPD | BP MACHINE | 1 |  |  |  | 3000268403 |  | 0 | - | 0 | - | NW
22116 | Surajpur | Batra | PHC | GYAENEC.OPD | ELECTRIC STERILIZER | 1 |  |  |  | 3000268404 |  | 0 | - | 0 | - | NW
22117 | Surajpur | Batra | PHC | GYAENEC.OPD | BABY WEIGHING SCALE | 1 |  |  |  | 3000268405 |  | 0 | - | 0 | - | NW
22118 | Surajpur | Batra | PHC | GYAENEC.OPD | ELECTRIC STERILIZER | 1 |  |  |  | 3000268406 |  | 0 | - | 0 | - | W
22119 | Surajpur | PHC Bhaiyathan | PHC
22120 | Surajpur | PHC Bhatgaon | PHC
22121 | Surajpur | Chandramedha | PHC | OPD | NEEDLE DESTROYER | 1 |  |  |  | 3000268427 |  | 0 | - | 0 | - | W
22122 | Surajpur | Chandramedha | PHC | OPD | NEEDLE DESTROYER | 1 |  |  |  | 3000268428 |  | 0 | - | 0 | - | W
22123 | Surajpur | Chandramedha | PHC | OPD | CENTRIFUGE MACHINE | 1 |  |  |  | 3000268429 |  | 0 | - | 0 | - | W
22124 | Surajpur | Chandramedha | PHC | Pathology Lab. | MICROSCOPE | 1 |  |  |  | 3000268430 |  | 0 | - | 0 | - | W
22125 | Surajpur | Chandramedha | PHC | Pathology Lab. | BP MACHINE | 1 |  |  |  | 3000268431 |  | 0 | - | 0 | - | W
22126 | Surajpur | Chandramedha | PHC | GYAENEC.OPD | ELECTRIC STERILIZER | 1 |  |  |  | 3000268432 |  | 0 | - | 0 | - | NW
22127 | Surajpur | Chandramedha | PHC | GYAENEC.OPD | BABY WEIGHING SCALE | 1 |  |  |  | 3000268433 |  | 0 | - | 0 | - | W
22128 | Surajpur | Chandramedha | PHC | GYAENEC.OPD | ALPHABETIC VISION CHART | 1 |  |  |  | 3000268434 |  | 0 | - | 0 | - | W
22129 | Surajpur | Chandramedha | PHC | GYAENEC.OPD | ORTHOSCOPE | 1 | Medi Tech |  |  | 3000268435 |  | 0 | - | 0 | - | W
22130 | Surajpur | Gorpani | PHC | GYAENEC.OPD | BABY WEIGHING SCALE | 1 | Docbel |  |  | 3000268570 |  | 0 | - | 0 | - | W
22131 | Surajpur | Gorpani | PHC | GYAENEC.OPD | FOETAL DOPPLER | 1 | SHUVARNA |  |  | 3000268571 |  | 0 | - | 0 | - | W
22132 | Surajpur | Gorpani | PHC | GYAENEC.OPD | OT TABLE | 1 |  |  |  | 3000268572 |  | 0 | - | 0 | - | W
22133 | Surajpur | Gorpani | PHC | GYAENEC.OPD | BP MACHINE | 1 | Hicks |  |  | 3000268573 |  | 0 | - | 0 | - | NW
22134 | Surajpur | Gorpani | PHC | Pathology Lab. | MICROSCOPE | 1 | Blisco |  |  | 3000268574 |  | 0 | - | 0 | - | W
22135 | Surajpur | Gorpani | PHC | Pathology Lab. | BP MACHINE | 1 |  |  |  | 3000268575 |  | 0 | - | 0 | - | W
22136 | Surajpur | Gorpani | PHC | Pathology Lab. | NEEDLE DESTROYER | 1 | microsil | nd-360 | 4394/03 | 3000268576 |  | 0 | - | 0 | - | W
22137 | Surajpur | Gorpani | PHC | Pathology Lab. | ELECTRIC STERILIZER | 1 | Atlas |  | 09/F/0304 | 3000268577 |  | 0 | - | 0 | - | W
22138 | Surajpur | Gorpani | PHC | Pathology Lab. | BP MACHINE | 1 | MCP |  | 11/12657 | 3000268578 |  | 0 | - | 0 | - | NW
22139 | Surajpur | Gorpani | PHC | Pathology Lab. | ELECTRIC STERILIZER | 1 |  |  |  | 3000268579 |  | 0 | - | 0 | - | NW
22140 | Surajpur | Gorpani | PHC | Pathology Lab. | ELECTRIC STERILIZER | 1 | Atlas |  |  | 3000268580 |  | 0 | - | 0 | - | NW
22141 | Surajpur | Salka | PHC | Pathology Lab. | CENTRIFUGE MACHINE | 1 |  |  |  | 3000268416 |  | 0 | - | 0 | - | W
22142 | Surajpur | Salka | PHC | Pathology Lab. | MICROSCOPE | 1 | olymps |  |  | 3000268417 |  | 0 | - | 0 | - | W
22143 | Surajpur | Salka | PHC | GYAENEC.OPD | ELECTRIC STERILIZER | 1 |  |  |  | 3000268418 |  | 0 | - | 0 | - | W
22144 | Surajpur | Salka | PHC | GYAENEC.OPD | BABY WEIGHING SCALE | 1 |  |  |  | 3000268419 |  | 0 | - | 0 | - | W
22145 | Surajpur | Salka | PHC | GYAENEC.OPD | BP MACHINE | 1 |  |  |  | 3000268420 |  | 0 | - | 0 | - | W
22146 | Surajpur | Salka | PHC | GYAENEC.OPD | BABY WEIGHING SCALE | 1 | Essae | 135250 |  | 3000268421 |  | 0 | - | 0 | - | W
22147 | Surajpur | Salka | PHC | Pathology Lab. | BP MACHINE | 1 | Nammat |  |  | 3000268422 |  | 0 | - | 0 | - | NW
22148 | Surajpur | Salka | PHC | Pathology Lab. | BP MACHINE | 1 |  |  |  | 3000268423 |  | 0 | - | 0 | - | NW
22149 | Surajpur | Salka | PHC | Pathology Lab. | GLUCO METER | 1 |  |  |  | 3000268424 |  | 0 | - | 0 | - | W
22150 | Surajpur | Salka | PHC | Pathology Lab. | Cell Counter (Manual) | 1 | GEM |  |  | 3000268425 |  | 0 | - | 0 | - | W
22151 | Surajpur | Salka | PHC | Pathology Lab. | NEEDLE DESTROYER | 1 |  |  |  | 3000268426 |  | 0 | - | 0 | - | W
22152 | Surajpur | Sonpur | PHC | OPD | NEEDLE DESTROYER | 1 | Saratech |  |  | 3000247724 |  | 0 | - | 0 | - | W
22153 | Surajpur | Sonpur | PHC | OPD | ELECTRIC STERILIZER | 1 |  |  |  | 3000247725 |  | 0 | - | 0 | - | W
22154 | Surajpur | Sonpur | PHC | OPD | SLIT LAMP | 1 |  |  |  | 3000247726 |  | 0 | - | 0 | - | W
22155 | Surajpur | Sonpur | PHC | OPD | BABY WEIGHING SCALE | 1 |  |  |  | 3000247727 |  | 0 | - | 0 | - | W
22156 | Surajpur | Sonpur | PHC | OPD | ELECTRIC STERILIZER | 1 |  |  |  | 3000247728 |  | 0 | - | 0 | - | W
22157 | Surajpur | Sonpur | PHC | OPD | ELECTRIC STERILIZER | 1 |  |  |  | 3000247729 |  | 0 | - | 0 | - | NW
22158 | Surajpur | Sonpur | PHC | Store Room | ELECTRIC STERILIZER | 1 |  |  |  | 3000247730 |  | 0 | - | 0 | - | W
22159 | Surajpur | Sonpur | PHC | Store Room | ELECTRIC STERILIZER | 1 |  |  |  | 3000247731 |  | 0 | - | 0 | - | W
22160 | Surajpur | Sonpur | PHC | Store Room | ELECTRIC STERILIZER | 1 |  |  |  | 3000247732 |  | 0 | - | 0 | - | W
22161 | Surajpur | Sonpur | PHC | Store Room | ELECTRIC STERILIZER | 1 |  |  |  | 3000247733 |  | 0 | - | 0 | - | NI
22162 | Surajpur | Sonpur | PHC | Store Room | ELECTRIC STERILIZER | 1 |  |  |  | 3000247734 |  | 0 | - | 0 | - | NW
22163 | Surajpur | Sonpur | PHC | Store Room | AUTOCLAVE | 1 |  |  |  | 3000247735 |  | 0 | - | 0 | - | W
22164 | Surajpur | Sonpur | PHC | Store Room | FOOT OPERATED SUCTION APPARATUS | 1 | Shiva |  |  | 3000247736 |  | 0 | - | 0 | - | W
22165 | Surajpur | Sonpur | PHC | Store Room | BP MACHINE | 1 | premier |  | 98134429 | 3000247737 |  | 0 | - | 0 | - | W
22166 | Surajpur | Sonpur | PHC | Store Room | BP MACHINE | 1 | Diamond |  |  | 3000247738 |  | 0 | - | 0 | - | NW
22167 | Surajpur | Sonpur | PHC | Store Room | NEBULIZER | 1 | Smart Plus Care |  | 10750 | 3000247739 |  | 0 | - | 0 | - | NI
22168 | Surajpur | Sonpur | PHC | Store Room | BP MACHINE | 1 | Diamond |  |  | 3000247740 |  | 0 | - | 0 | - | W
22169 | Surajpur | Sonpur | PHC | Store Room | BP MACHINE | 1 | Sun pro |  |  | 3000247741 |  | 0 | - | 0 | - | NI
22170 | Surajpur | Sonpur | PHC | OPD | PULSE OXIMETER | 1 |  |  |  | 3000247742 |  | 0 | - | 0 | - | W
22171 | Surajpur | Sonpur | PHC | OPD | BP MACHINE | 1 | Nammat |  |  | 3000247743 |  | 0 | - | 0 | - | NW
22172 | Surajpur | Sonpur | PHC | OPD | STETHOSCOPE | 1 | Life Line |  |  | 3000247744 |  | 0 | - | 0 | - | W
22173 | Surajpur | Sonpur | PHC | Pathology Lab. | STETHOSCOPE | 1 |  |  |  | 3000247745 |  | 0 | - | 0 | - | NW
22174 | Surajpur | Sonpur | PHC | Pathology Lab. | CENTRIFUGE MACHINE | 1 |  |  |  | 3000247746 |  | 0 | - | 0 | - | W
22175 | Surajpur | Sonpur | PHC | Pathology Lab. | MICROSCOPE | 1 | Blisco |  |  | 3000247747 |  | 0 | - | 0 | - | W
22176 | Surajpur | Sonpur | PHC | Pathology Lab. | GLUCO METER | 1 |  |  | 1940-6948904 | 3000247748 |  | 0 | - | 0 | - | W
22177 | Surajpur | Bhatgaon | CHC | OPD | BP MACHINE | 1 | Diamond |  |  | 3000268377 |  | 0 | - | 0 | - | W
22178 | Surajpur | Bhatgaon | CHC | OPD | BP MACHINE | 1 | Lifex |  | 9302553 | 3000268378 |  | 0 | - | 0 | - | W
22179 | Surajpur | Bhatgaon | CHC | OPD | BP MACHINE | 1 | Diamond |  |  | 3000268379 |  | 0 | - | 0 | - | W
22180 | Surajpur | Bhatgaon | CHC | OPD | BP MACHINE | 1 | Life Line |  | 8065 | 3000268380 |  | 0 | - | 0 | - | W
22181 | Surajpur | Bhatgaon | CHC | OPD | SUCTION APPARATUS | 1 |  |  |  | 3000268381 |  | 0 | - | 0 | - | W
22182 | Surajpur | Bhatgaon | CHC | GYAENEC.OPD | ELECTRIC STERILIZER | 1 |  |  |  | 3000268382 |  | 0 | - | 0 | - | W
22183 | Surajpur | Bhatgaon | CHC | GYAENEC.OPD | AUTOCLAVE | 1 | Life |  |  | 3000268383 |  | 0 | - | 0 | - | W
22184 | Surajpur | Bhatgaon | CHC | GYAENEC.OPD | NEBULIZER | 1 | Ready Must |  | 66988 | 3000268384 |  | 0 | - | 0 | - | W
22185 | Surajpur | Bhatgaon | CHC | Pathology Lab. | MICROSCOPE | 1 | Magnus |  |  | 3000268385 |  | 0 | - | 0 | - | NW
22186 | Surajpur | Bhatgaon | CHC | Pathology Lab. | CENTRIFUGE MACHINE | 1 |  |  |  | 3000268386 |  | 0 | - | 0 | - | W
22187 | Surajpur | Bhatgaon | CHC | Pathology Lab. | HOT AIR OVEN | 1 | Calvin |  |  | 3000268387 |  | 0 | - | 0 | - | W
22188 | Surajpur | Bhatgaon | CHC | Pathology Lab. | NEEDLE DESTROYER | 1 | Saratech |  |  | 3000268388 |  | 0 | - | 0 | - | W
22189 | Surajpur | Bhatgaon | CHC | Pathology Lab. | BP MACHINE | 1 | Diamond |  |  | 3000268389 |  | 0 | - | 0 | - | W
22190 | Surajpur | Bhatgaon | CHC | GYAENEC.OPD | BABY WEIGHING SCALE | 1 |  |  |  | 3000268390 |  | 0 | - | 0 | - | W
22191 | Surajpur | Bhatgaon | CHC | GYAENEC.OPD | FOOT OPERATED SUCTION APPARATUS | 1 |  |  |  | 3000268391 |  | 0 | - | 0 | - | W
22192 | Surajpur | Bhatgaon | CHC | GYAENEC.OPD | ELECTRIC STERILIZER | 1 |  |  |  | 3000268392 |  | 0 | - | 0 | - | W
22193 | Surajpur | Bhatgaon | CHC | Store Room | ELECTRIC STERILIZER | 1 |  |  |  | 3000268393 |  | 0 | - | 0 | - | NI
22194 | Surajpur | Bhatgaon | CHC | Store Room | ELECTRIC STERILIZER | 1 |  |  |  | 3000268394 |  | 0 | - | 0 | - | NI
22195 | Surajpur | Bhatgaon | CHC | Store Room | ELECTRIC STERILIZER | 1 |  |  |  | 3000268395 |  | 0 | - | 0 | - | NW
22196 | Surajpur | Bhatgaon | CHC | Store Room | SHADOWLESS OT LIGHT | 1 |  |  |  | 3000268396 |  | 0 | - | 0 | - | NW
22197 | Surajpur | Chungadi | PHC | OPD | BP MACHINE | 1 |  |  |  | 3000268397 |  | 0 | - | 0 | - | W
22198 | Surajpur | Chungadi | PHC | OPD | CENTRIFUGE MACHINE | 1 |  |  |  | 3000268398 |  | 0 | - | 0 | - | W
22199 | Surajpur | Chungadi | PHC | OPD | NEEDLE DESTROYER | 1 |  |  |  | 3000268399 |  | 0 | - | 0 | - | W
22200 | Surajpur | Chungadi | PHC | OPD | BABY WEIGHING SCALE | 1 |  |  |  | 3000268400 |  | 0 | - | 0 | - | W
22201 | Surajpur | Odgi | CHC | OT | SUCTION APPARATUS | 1 | Surgivac |  |  | 3000247777 |  | 0 | - | 0 | - | W
22202 | Surajpur | Odgi | CHC | OT | AUTOCLAVE | 1 | ZED |  |  | 3000247778 |  | 0 | - | 0 | - | W
22203 | Surajpur | Odgi | CHC | OT | Wheel Chair | 1 | Comfort |  |  | 3000247779 |  | 0 | - | 0 | - | W
22204 | Surajpur | Odgi | CHC | OT | HYDRAULIC TABLE | 1 |  |  |  | 3000247780 |  | 0 | - | 0 | - | W
22205 | Surajpur | Odgi | CHC | OT | BP MACHINE | 1 | Diamond |  |  | 3000247781 |  | 0 | - | 0 | - | W
22206 | Surajpur | Odgi | CHC | OT | BP MACHINE | 1 | Diamond |  |  | 3000247782 |  | 0 | - | 0 | - | NW
22207 | Surajpur | Odgi | CHC | Store Room | BP MACHINE | 1 | Infi |  |  | 3000247783 |  | 0 | - | 0 | - | NI
22208 | Surajpur | Odgi | CHC | Store Room | BP MACHINE | 1 | Docbel |  |  | 3000247784 |  | 0 | - | 0 | - | W
22209 | Surajpur | Odgi | CHC | OPD | BP MACHINE | 1 | Diamond |  |  | 3000247785 |  | 0 | - | 0 | - | W
22210 | Surajpur | Odgi | CHC | OPD | BP MACHINE | 1 | MCP |  | 14i6137 | 3000247786 |  | 0 | - | 0 | - | W
22211 | Surajpur | Odgi | CHC | OPD | Wheel Chair | 1 |  |  |  | 3000247787 |  | 0 | - | 0 | - | NI
22212 | Surajpur | Odgi | CHC | OPD | ELECTRIC STERILIZER | 1 | Atlas |  | 958802 | 3000247788 |  | 0 | - | 0 | - | NW
22213 | Surajpur | Odgi | CHC | Store Room | BP MACHINE | 1 |  |  |  | 3000247789 |  | 0 | - | 0 | - | NW
22214 | Surajpur | Odgi | CHC | Store Room | INCUBATOR | 1 |  |  |  | 3000247790 |  | 0 | - | 0 | - | NW
22215 | Surajpur | Odgi | CHC | Store Room | BP MACHINE | 1 |  |  |  | 3000247791 |  | 0 | - | 0 | - | NW
22216 | Surajpur | Odgi | CHC | Store Room | ECG RECORDER | 1 |  |  |  | 3000247792 |  | 0 | - | 0 | - | NW
22217 | Surajpur | Odgi | CHC | Store Room | AUTOCLAVE | 1 |  |  |  | 3000247793 |  | 0 | - | 0 | - | NI
22218 | Surajpur | Odgi | CHC | Store Room | SHADOWLESS LAMP | 1 |  |  |  | 3000247794 |  | 0 | - | 0 | - | NW
22219 | Surajpur | Odgi | CHC | Store Room | AUTOCLAVE | 1 |  |  |  | 3000247795 |  | 0 | - | 0 | - | NW
22220 | Surajpur | Odgi | CHC | Store Room | BP MACHINE | 1 |  |  |  | 3000247796 |  | 0 | - | 0 | - | NW
22221 | Surajpur | Odgi | CHC | Store Room | X-RAY FILM VIEWER | 1 |  |  |  | 3000247797 |  | 0 | - | 0 | - | NW
22222 | Surajpur | Odgi | CHC | Store Room | X-RAY FILM VIEWER | 1 |  |  |  | 3000247798 |  | 0 | - | 0 | - | NW
22223 | Surajpur | Odgi | CHC | Store Room | INCUBATOR | 1 |  |  |  | 3000247799 |  | 0 | - | 0 | - | NW
22224 | Surajpur | Odgi | CHC | Store Room | X-RAY FILM VIEWER | 1 |  |  |  | 3000247800 |  | 0 | - | 0 | - | NW
22225 | Surajpur | Odgi | CHC | Store Room | BP MACHINE | 1 | Nammat |  |  | 3000247801 |  | 0 | - | 0 | - | NW
22226 | Surajpur | Odgi | CHC | Store Room | NEEDLE DESTROYER | 1 | Saratech |  |  | 3000247802 |  | 0 | - | 0 | - | NI
22227 | Surajpur | Odgi | CHC | Store Room | NEEDLE DESTROYER | 1 | Microsil |  |  | 3000247803 |  | 0 | - | 0 | - | NW
22228 | Surajpur | Odgi | CHC | Store Room | BP MACHINE | 1 |  |  |  | 3000247804 |  | 0 | - | 0 | - | NW
22229 | Surajpur | Odgi | CHC | Store Room | BP MACHINE | 1 |  |  |  | 3000247805 |  | 0 | - | 0 | - | NW
22230 | Surajpur | Odgi | CHC | Store Room | SLIT LAMP | 1 |  |  |  | 3000247806 |  | 0 | - | 0 | - | NW
22231 | Surajpur | Odgi | CHC | Pathology Lab. | INCUBATOR | 1 |  |  |  | 3000247807 |  | 0 | - | 0 | - | W
22232 | Surajpur | Odgi | CHC | Pathology Lab. | CENTRIFUGE MACHINE | 1 |  |  |  | 3000247808 |  | 0 | - | 0 | - | W
22233 | Surajpur | Odgi | CHC | Pathology Lab. | HUB CUTTER | 1 |  |  |  | 3000247809 |  | 0 | - | 0 | - | W
22234 | Surajpur | Odgi | CHC | Pathology Lab. | MICROSCOPE | 1 |  |  |  | 3000247810 |  | 0 | - | 0 | - | W
22235 | Surajpur | Odgi | CHC | Pathology Lab. | NEEDLE DESTROYER | 1 | Microsil |  |  | 3000247811 |  | 0 | - | 0 | - | W
22236 | Surajpur | Odgi | CHC | Pathology Lab. | FOOT OPERATED SUCTION APPARATUS | 1 |  |  |  | 3000247812 |  | 0 | - | 0 | - | NW
22237 | Surajpur | Odgi | CHC | RADIOLOGY Dept. | X-RAY FILM VIEWER | 1 | Pioneer |  |  | 3000247819 |  | 0 | - | 0 | - | W
22238 | Surajpur | Odgi | CHC | RADIOLOGY Dept. | X-RAY MACHINE | 1 | Seimens | 5201 | 17036 | 3000247820 |  | 0 | - | 0 | - | W
22239 | Surajpur | Odgi | CHC | RADIOLOGY Dept. | X-RAY MACHINE | 1 | Seimens | 52511 | 1597 | 3000247821 |  | 0 | - | 0 | - | W
22240 | Surajpur | Odgi | CHC | RADIOLOGY Dept. | X-RAY MACHINE | 1 | Seimens | 5252 | 1651 | 3000247822 |  | 0 | - | 0 | - | W
22241 | Surajpur | Odgi | CHC | RADIOLOGY Dept. | ELECTRIC STERILIZER | 1 | Atlas |  | 09f884341 | 3000247823 |  | 0 | - | 0 | - | NW
22242 | Surajpur | Odgi | CHC | RADIOLOGY Dept. | X-RAY MACHINE | 1 |  |  |  | 3000247824 |  | 0 | - | 0 | - | NW
22243 | Surajpur | Odgi | CHC | OPD | ELECTRIC STERILIZER | 1 | Atlas |  | 09e9126 | 3000247813 |  | 0 | - | 0 | - | W
22244 | Surajpur | Odgi | CHC | OPD | NEEDLE DESTROYER | 1 | Saratech |  |  | 3000247814 |  | 0 | - | 0 | - | NW
22245 | Surajpur | Odgi | CHC | OPD | NEEDLE DESTROYER | 1 |  |  |  | 3000247815 |  | 0 | - | 0 | - | NW
22246 | Surajpur | Odgi | CHC | Pathology Lab. | MICROSCOPE | 1 |  |  |  | 3000247816 |  | 0 | - | 0 | - | NW
22247 | Surajpur | Odgi | CHC | Pathology Lab. | MICROSCOPE | 1 |  |  |  | 3000247817 |  | 0 | - | 0 | - | NW
22248 | Surajpur | Odgi | CHC | Pathology Lab. | COLOUR DOPPLER | 1 | Labtronics |  | 112 | 3000247818 |  | 0 | - | 0 | - | NI
22249 | Surajpur | Odgi | CHC | Dental Dept. | DENTAL CHAIR | 1 | Chesa |  |  | 3000247825 |  | 0 | - | 0 | - | W
22250 | Surajpur | Odgi | CHC | Dental Dept. | DENTAL CHAIR | 1 | Chesa |  |  | 3000247826 |  | 0 | - | 0 | - | W
22251 | Surajpur | Odgi | CHC | Dental Dept. | DENTAL CHAIR | 1 | Chesa |  |  | 3000247827 |  | 0 | - | 0 | - | W
22252 | Surajpur | Odgi | CHC | Dental Dept. | DENTAL CHAIR | 1 |  |  |  | 3000247828 |  | 0 | - | 0 | - | W
22253 | Surajpur | Odgi | CHC | Dental Dept. | DENTAL CHAIR | 1 | Chesa Akash |  |  | 3000247829 |  | 0 | - | 0 | - | W
22254 | Surajpur | Odgi | CHC | GYAENEC.OPD | ELECTRIC STERILIZER | 1 |  |  |  | 3000247830 |  | 0 | - | 0 | - | W
22255 | Surajpur | Odgi | CHC | GYAENEC.OPD | BABY WEIGHING SCALE | 1 | Docbel |  |  | 3000247831 |  | 0 | - | 0 | - | W
22256 | Surajpur | Odgi | CHC | GYAENEC.OPD | BABY WEIGHING SCALE | 1 |  |  |  | 3000247832 |  | 0 | - | 0 | - | NW
22257 | Surajpur | Odgi | CHC | GYAENEC.OPD | RADIANT WARMER | 1 |  |  |  | 3000247833 |  | 0 | - | 0 | - | NW
22258 | Surajpur | Odgi | CHC | GYAENEC.OPD | RADIANT WARMER | 1 |  |  |  | 3000247834 |  | 0 | - | 0 | - | NW
22259 | Surajpur | Odgi | CHC | GYAENEC.OPD | FOOT OPERATED SUCTION APPARATUS | 1 | Shiva |  |  | 3000247835 |  | 0 | - | 0 | - | W
22260 | Surajpur | Bhendi | PHC | OPD | BP MACHINE | 1 |  |  |  | 3000268440 |  | 0 | - | 0 | - | W
22261 | Surajpur | Bhendi | PHC | GYAENEC.OPD | BP MACHINE | 1 | Hicks |  |  | 3000268441 |  | 0 | - | 0 | - | W
22262 | Surajpur | Bhendi | PHC | GYAENEC.OPD | HUB CUTTER | 1 | MCP |  |  | 3000268442 |  | 0 | - | 0 | - | W
22263 | Surajpur | Bhendi | PHC | GYAENEC.OPD | BP MACHINE | 1 | Omron | hem 7120 | fdrd140202887 | 3000268443 |  | 0 | - | 0 | - | W
22264 | Surajpur | Bhendi | PHC | GYAENEC.OPD | FOETAL DOPPLER | 1 |  |  |  | 3000268444 |  | 0 | - | 0 | - | W
22265 | Surajpur | Bhendi | PHC | GYAENEC.OPD | Hummi Difrent Bottel | 1 | Gold Life Care |  |  | 3000268445 |  | 0 | - | 0 | - | W
22266 | Surajpur | Bhendi | PHC | GYAENEC.OPD | HEMOGLOBIN METER | 1 |  |  |  | 3000268446 |  | 0 | - | 0 | - | W
22267 | Surajpur | Bhendi | PHC | GYAENEC.OPD | BABY WEIGHING SCALE | 1 |  |  |  | 3000268447 |  | 0 | - | 0 | - | W
22268 | Surajpur | Biharpur | PHC | OPD | ELECTRIC STERILIZER | 1 | Atlas |  | 09f10294 | 3000268588 |  | 0 | - | 0 | - | W
22269 | Surajpur | Biharpur | PHC | OPD | BP MACHINE | 1 |  |  | 37950 | 3000268589 |  | 0 | - | 0 | - | W
22270 | Surajpur | Biharpur | PHC | GYAENEC.OPD | SUCTION APPARATUS | 1 |  |  |  | 3000268590 |  | 0 | - | 0 | - | W
22271 | Surajpur | Biharpur | PHC | GYAENEC.OPD | BABY WEIGHING SCALE | 1 | crown |  |  | 3000268591 |  | 0 | - | 0 | - | W
22272 | Surajpur | Biharpur | PHC | GYAENEC.OPD | BP MACHINE | 1 | Pioneer |  | 379076 | 3000268592 |  | 0 | - | 0 | - | W
22273 | Surajpur | Biharpur | PHC | GYAENEC.OPD | ELECTRIC STERILIZER | 1 |  |  |  | 3000268593 |  | 0 | - | 0 | - | NW
22274 | Surajpur | Biharpur | PHC | GYAENEC.OPD | ELECTRIC STERILIZER | 1 |  |  |  | 3000268594 |  | 0 | - | 0 | - | W
22275 | Surajpur | Chendra | PHC | OPD | BP MACHINE | 1 | Diamond |  |  | 3000268436 |  | 0 | - | 0 | - | W
22276 | Surajpur | Chendra | PHC | OPD | BP MACHINE | 1 | novaphone |  | 229714 | 3000268437 |  | 0 | - | 0 | - | NW
22277 | Surajpur | Chendra | PHC | OPD | NEEDLE DESTROYER | 1 | Saratech |  |  | 3000268438 |  | 0 | - | 0 | - | W
22278 | Surajpur | Chendra | PHC | OPD | ELECTRIC STERILIZER | 1 |  |  |  | 3000268439 |  | 0 | - | 0 | - | W
22279 | Surajpur | Dharsedi | PHC | GYAENEC.OPD | BABY WEIGHING SCALE | 1 | Docbel |  |  | 3000247749 |  | 0 | - | 0 | - | W
22280 | Surajpur | Dharsedi | PHC | GYAENEC.OPD | NEEDLE DESTROYER | 1 | MCP |  |  | 3000247750 |  | 0 | - | 0 | - | W
22281 | Surajpur | Dharsedi | PHC | GYAENEC.OPD | ELECTRIC STERILIZER | 1 | Atlas |  | 09/F0322 | 3000247751 |  | 0 | - | 0 | - | W
22282 | Surajpur | Dharsedi | PHC | Pathology Lab. | MICROSCOPE | 1 |  |  |  | 3000247752 |  | 0 | - | 0 | - | W
22283 | Surajpur | Dharsedi | PHC | Pathology Lab. | CENTRIFUGE MACHINE | 1 |  |  |  | 3000247753 |  | 0 | - | 0 | - | W
22284 | Surajpur | Dharsedi | PHC | Pathology Lab. | BP MACHINE | 1 | Omron | HEM7120 | 20131005707Vg1 | 3000247754 |  | 0 | - | 0 | - | W
22285 | Surajpur | Dharsedi | PHC | Store Room | OXYGEN CONCENTRATOR | 1 |  |  |  | 3000247755 |  | 0 | - | 0 | - | W
22286 | Surajpur | Dharsedi | PHC | Store Room | ELECTRIC STERILIZER | 1 |  |  |  | 3000247756 |  | 0 | - | 0 | - | NW
22287 | Surajpur | Dharsedi | PHC | Store Room | AUTOCLAVE | 1 |  |  |  | 3000247757 |  | 0 | - | 0 | - | NI
22288 | Surajpur | Dharsedi | PHC | Store Room | ELECTRIC STERILIZER | 1 |  |  |  | 3000247758 |  | 0 | - | 0 | - | NW
22289 | Surajpur | Dharsedi | PHC | Store Room | ELECTRIC STERILIZER | 1 |  |  |  | 3000247759 |  | 0 | - | 0 | - | NI
22290 | Surajpur | Dharsedi | PHC | Store Room | BP MACHINE | 1 | Pagoda |  | 1468 | 3000247760 |  | 0 | - | 0 | - | NW
22291 | Surajpur | Dharsedi | PHC | Store Room | BP MACHINE | 1 |  |  | 98122801 | 3000247761 |  | 0 | - | 0 | - | W
22292 | Surajpur | Dharsedi | PHC | Store Room | FOOT OPERATED SUCTION APPARATUS | 1 | Shiva |  |  | 3000247762 |  | 0 | - | 0 | - | NW
22293 | Surajpur | Dharsedi | PHC | OPD | STETHOSCOPE | 1 |  |  |  | 3000247763 |  | 0 | - | 0 | - | W
22294 | Surajpur | Dharsedi | PHC | OPD | STETHOSCOPE | 1 | LifeLine |  |  | 3000247764 |  | 0 | - | 0 | - | W
22295 | Surajpur | Khond | PHC | OPD | BP MACHINE | 1 | Diamond |  |  | 3000268595 |  | 0 | - | 0 | - | W
22296 | Surajpur | Khond | PHC | OPD | NEEDLE DESTROYER | 1 |  |  |  | 3000268596 |  | 0 | - | 0 | - | W
22297 | Surajpur | Khond | PHC | OPD | NEEDLE DESTROYER | 1 |  |  |  | 3000268597 |  | 0 | - | 0 | - | W
22298 | Surajpur | Khond | PHC | OPD | ELECTRIC STERILIZER | 1 |  |  |  | 3000268598 |  | 0 | - | 0 | - | W
22299 | Surajpur | Lanjit | PHC | GYAENEC.OPD | BABY WEIGHING SCALE | 1 | Smart Care |  |  | 3000247765 |  | 0 | - | 0 | - | W
22300 | Surajpur | Lanjit | PHC | GYAENEC.OPD | FOOT OPERATED SUCTION APPARATUS | 1 | Shiva |  |  | 3000247766 |  | 0 | - | 0 | - | W
22301 | Surajpur | Lanjit | PHC | GYAENEC.OPD | HUB CUTTER | 1 | Saratech | S1R | 2515 | 3000247767 |  | 0 | - | 0 | - | NW
22302 | Surajpur | Lanjit | PHC | Pathology Lab. | MICROSCOPE | 1 | labomed |  |  | 3000247768 |  | 0 | - | 0 | - | W
22303 | Surajpur | Lanjit | PHC | OPD | BP MACHINE | 1 | Diamond |  |  | 3000247769 |  | 0 | - | 0 | - | W
22304 | Surajpur | Lanjit | PHC | OPD | STETHOSCOPE | 1 |  |  |  | 3000247770 |  | 0 | - | 0 | - | W
22305 | Surajpur | Lanjit | PHC | Store Room | BP MACHINE | 1 | premier |  | 98116617 | 3000247771 |  | 0 | - | 0 | - | NW
22306 | Surajpur | Lanjit | PHC | Store Room | BP MACHINE | 1 | Lifex |  | 93102020 | 3000247772 |  | 0 | - | 0 | - | NW
22307 | Surajpur | Lanjit | PHC | Store Room | BP MACHINE | 1 | Pagoda |  | 2458 | 3000247773 |  | 0 | - | 0 | - | NW
22308 | Surajpur | Lanjit | PHC | Store Room | BP MACHINE | 1 |  |  | 65858 | 3000247774 |  | 0 | - | 0 | - | NW
22309 | Surajpur | Lanjit | PHC | Store Room | BABY WEIGHING SCALE | 1 | Smart care |  |  | 3000247775 |  | 0 | - | 0 | - | NI
22310 | Surajpur | Lanjit | PHC | Store Room | ELECTRIC STERILIZER | 1 | Atlas |  | 09F/0305 | 3000247776 |  | 0 | - | 0 | - | NI
22311 | Surajpur | Moharsop | PHC | Store Room | BP MACHINE | 1 | lifex |  | 98125009 | 3000268581 |  | 0 | - | 0 | - | W
22312 | Surajpur | Moharsop | PHC | Store Room | NEEDLE DESTROYER | 1 | MCp |  |  | 3000268582 |  | 0 | - | 0 | - | W
22313 | Surajpur | Moharsop | PHC | OPD | ELECTRIC STERILIZER | 1 |  |  |  | 3000268583 |  | 0 | - | 0 | - | W
22314 | Surajpur | Moharsop | PHC | OPD | BP MACHINE | 1 | ashoka |  |  | 3000268584 |  | 0 | - | 0 | - | W
22315 | Surajpur | Moharsop | PHC | OPD | OXYGEN CONCENTRATOR | 1 |  |  |  | 3000268585 |  | 0 | - | 0 | - | W
22316 | Surajpur | Moharsop | PHC | OPD | SUCTION APPARATUS | 1 |  |  |  | 3000268586 |  | 0 | - | 0 | - | W
22317 | Surajpur | Moharsop | PHC | GYAENEC.OPD | BABY WEIGHING SCALE | 1 | sawrna |  |  | 3000268587 |  | 0 | - | 0 | - | W
22318 | Surajpur | CHC Pratappur | CHC
22319 | Surajpur | Dharampurr | PHC | GYAENEC.OPD | BABY WEIGHING SCALE | 1 |  |  |  | 3000247836 |  | 0 | - | 0 | - | W
22320 | Surajpur | Dharampurr | PHC | GYAENEC.OPD | SUCTION APPARATUS | 1 |  |  |  | 3000247837 |  | 0 | - | 0 | - | W
22321 | Surajpur | Dharampurr | PHC | OPD | BP MACHINE | 1 | Lifex |  | 99130404 | 3000247838 |  | 0 | - | 0 | - | W
22322 | Surajpur | Dharampurr | PHC | OPD | BP MACHINE | 1 | Diamond |  |  | 3000247839 |  | 0 | - | 0 | - | W
22323 | Surajpur | Dharampurr | PHC | Pathology Lab. | NEEDLE DESTROYER | 1 |  |  |  | 3000247840 |  | 0 | - | 0 | - | W
22324 | Surajpur | Dharampurr | PHC | Pathology Lab. | NEBULIZER | 1 |  |  |  | 3000247841 |  | 0 | - | 0 | - | W
22325 | Surajpur | Dharampurr | PHC | Pathology Lab. | MICROSCOPE | 1 | labomed |  |  | 3000247842 |  | 0 | - | 0 | - | W
22326 | Surajpur | Dharampurr | PHC | Pathology Lab. | ELECTRIC STERILIZER | 1 |  |  |  | 3000247843 |  | 0 | - | 0 | - | NI
22327 | Surajpur | Dharampurr | PHC | Pathology Lab. | NEEDLE DESTROYER | 1 | Microsil |  |  | 3000247844 |  | 0 | - | 0 | - | NW
22328 | Surajpur | Dharampurr | PHC | Pathology Lab. | NEEDLE DESTROYER | 1 |  |  |  | 3000247845 |  | 0 | - | 0 | - | NI
22329 | Surajpur | Dharampurr | PHC | Pathology Lab. | NEBULIZER | 1 |  |  |  | 3000247846 |  | 0 | - | 0 | - | W
22330 | Surajpur | Karsi | PHC | GYAENEC.OPD | BP MACHINE | 1 | Diamond |  |  | 3000247886 |  | 0 | - | 0 | - | W
22331 | Surajpur | Karsi | PHC | GYAENEC.OPD | STETHOSCOPE | 1 |  |  |  | 3000247887 |  | 0 | - | 0 | - | W
22332 | Surajpur | Karsi | PHC | GYAENEC.OPD | BABY WEIGHING SCALE | 1 |  |  |  | 3000247888 |  | 0 | - | 0 | - | W
22333 | Surajpur | Karsi | PHC | GYAENEC.OPD | FOOT OPERATED SUCTION APPARATUS | 1 | Shiva |  |  | 3000247889 |  | 0 | - | 0 | - | NW
22334 | Surajpur | Karsi | PHC | GYAENEC.OPD | HUB CUTTER | 1 |  |  |  | 3000247890 |  | 0 | - | 0 | - | W
22335 | Surajpur | Karsi | PHC | GYAENEC.OPD | ELECTRIC STERILIZER | 1 |  |  |  | 3000247891 |  | 0 | - | 0 | - | NW
22336 | Surajpur | Karsi | PHC | GYAENEC.OPD | ELECTRIC STERILIZER | 1 |  |  |  | 3000247892 |  | 0 | - | 0 | - | NI
22337 | Surajpur | Karsi | PHC | GYAENEC.OPD | BP MACHINE | 1 | Micro Life |  | 90102019 | 3000247893 |  | 0 | - | 0 | - | NW
22338 | Surajpur | Karsi | PHC | GYAENEC.OPD | BABY WEIGHING SCALE | 1 |  |  |  | 3000247894 |  | 0 | - | 0 | - | W
22339 | Surajpur | Karsi | PHC | OPD | BP MACHINE | 1 | Lifex |  | 99130412 | 3000247895 |  | 0 | - | 0 | - | NW
22340 | Surajpur | Karsi | PHC | OPD | ELECTRIC STERILIZER | 1 |  |  |  | 3000247896 |  | 0 | - | 0 | - | W
22341 | Surajpur | Karsi | PHC | OPD | ELECTRIC STERILIZER | 1 |  |  |  | 3000247897 |  | 0 | - | 0 | - | W
22342 | Surajpur | Pampapur | PHC | GYAENEC.OPD | BP MACHINE | 1 | Diamond |  |  | 3000268092 |  | 0 | - | 0 | - | W
22343 | Surajpur | Pampapur | PHC | GYAENEC.OPD | BP MACHINE | 1 |  |  |  | 3000268093 |  | 0 | - | 0 | - | W
22344 | Surajpur | Pampapur | PHC | GYAENEC.OPD | BP MACHINE | 1 |  |  |  | 3000268094 |  | 0 | - | 0 | - | NW
22345 | Surajpur | Pampapur | PHC | GYAENEC.OPD | NEEDLE DESTROYER | 1 |  |  |  | 3000268095 |  | 0 | - | 0 | - | W
22346 | Surajpur | Pampapur | PHC | GYAENEC.OPD | NEEDLE DESTROYER | 1 |  |  |  | 3000268096 |  | 0 | - | 0 | - | W
22347 | Surajpur | Pampapur | PHC | GYAENEC.OPD | NEEDLE DESTROYER | 1 |  |  |  | 3000268097 |  | 0 | - | 0 | - | NW
22348 | Surajpur | Pampapur | PHC | GYAENEC.OPD | NEEDLE DESTROYER | 1 |  |  |  | 3000268098 |  | 0 | - | 0 | - | W
22349 | Surajpur | Pampapur | PHC | GYAENEC.OPD | ALPHABETIC VISION CHART | 1 |  |  |  | 3000268099 |  | 0 | - | 0 | - | W
22350 | Surajpur | Pampapur | PHC | GYAENEC.OPD | BABY WEIGHING SCALE | 1 |  |  |  | 3000268100 |  | 0 | - | 0 | - | W
22351 | Surajpur | Pampapur | PHC | GYAENEC.OPD | NEEDLE DESTROYER | 1 |  |  |  | 3000268101 |  | 0 | - | 0 | - | W
22352 | Surajpur | Pampapur | PHC | GYAENEC.OPD | OXYGEN CONCENTRATOR | 1 |  |  |  | 3000268102 |  | 0 | - | 0 | - | W
22353 | Surajpur | Pampapur | PHC | GYAENEC.OPD | ILR | 1 | Hair | SB142 | 31613931 | 3000268103 |  | 0 | - | 0 | - | W
22354 | Surajpur | Pampapur | PHC | GYAENEC.OPD | ILR | 1 |  | B10580E0100 | BQ4A86237 | 3000268104 |  | 0 | - | 0 | - | W
22355 | Surajpur | Pampapur | PHC | GYAENEC.OPD | MICROSCOPE | 1 |  |  |  | 3000268105 |  | 0 | - | 0 | - | W
22356 | Surajpur | Pendari | PHC | OPD | BP MACHINE | 1 | Diamond |  |  | 3000247898 |  | 0 | - | 0 | - | W
22357 | Surajpur | Pendari | PHC | OPD | BP MACHINE | 1 | lifex |  | 98122822 | 3000247899 |  | 0 | - | 0 | - | NW
22358 | Surajpur | Pendari | PHC | Pathology Lab. | ELECTRIC STERILIZER | 1 |  |  |  | 3000247900 |  | 0 | - | 0 | - | W
22359 | Surajpur | Pendari | PHC | Pathology Lab. | ELECTRIC STERILIZER | 1 | Atlas |  |  | 3000247901 |  | 0 | - | 0 | - | NI
22360 | Surajpur | Pendari | PHC | GYAENEC.OPD | ELECTRIC STERILIZER | 1 |  |  |  | 3000247902 |  | 0 | - | 0 | - | NW
22361 | Surajpur | Pendari | PHC | GYAENEC.OPD | AUTOCLAVE | 1 | Shiva |  |  | 3000247903 |  | 0 | - | 0 | - | NW
22362 | Surajpur | Pendari | PHC | GYAENEC.OPD | BP MACHINE | 1 | lifex |  | 99122033 | 3000247904 |  | 0 | - | 0 | - | NW
22363 | Surajpur | Pendari | PHC | GYAENEC.OPD | BABY WEIGHING SCALE | 1 | SHUVARNA |  |  | 3000247905 |  | 0 | - | 0 | - | W
22364 | Surajpur | Pendari | PHC | Pathology Lab. | BP MACHINE | 1 | novaphone |  | G1INFL010009 | 3000247906 |  | 0 | - | 0 | - | W
22365 | Surajpur | Pendari | PHC | Pathology Lab. | GLUCO METER | 1 |  |  |  | 3000247907 |  | 0 | - | 0 | - | NW
22366 | Surajpur | Pendari | PHC | Pathology Lab. | GLUCO METER | 1 |  |  |  | 3000247908 |  | 0 | - | 0 | - | W
22367 | Surajpur | Ramkola | PHC | Store Room | BP MACHINE | 1 | delux |  | 69644 | 3000268599 |  | 0 | - | 0 | - | NW
22368 | Surajpur | Ramkola | PHC | Store Room | ELECTRIC STERILIZER | 1 | Atlas |  |  | 3000268600 |  | 0 | - | 0 | - | NW
22369 | Surajpur | Ramkola | PHC | Pathology Lab. | MICROSCOPE | 1 | Teknik |  |  | 3000368601 |  | 0 | - | 0 | - | W
22370 | Surajpur | Ramkola | PHC | Pathology Lab. | BABY WEIGHING SCALE | 1 |  |  |  | 3000268602 |  | 0 | - | 0 | - | W
22371 | Surajpur | Ramkola | PHC | Pathology Lab. | BABY WEIGHING SCALE | 1 |  |  |  | 3000268603 |  | 0 | - | 0 | - | W
22372 | Surajpur | Ramkola | PHC | Pathology Lab. | BP MACHINE | 1 | Lifex |  |  | 3000268604 |  | 0 | - | 0 | - | NW
22373 | Surajpur | Ramkola | PHC | Pathology Lab. | SUCTION APPARATUS | 1 |  |  |  | 3000268605 |  | 0 | - | 0 | - | W
22374 | Surajpur | Ramkola | PHC | Pathology Lab. | BP MACHINE | 1 | Infi |  | 80120184 | 3000268606 |  | 0 | - | 0 | - | NW
22375 | Surajpur | Ramkola | PHC | Pathology Lab. | ELECTRIC STERILIZER | 1 |  |  |  | 3000268607 |  | 0 | - | 0 | - | NW
22376 | Surajpur | Ramkola | PHC | Pathology Lab. | NEEDLE DESTROYER | 1 | Saratech | 100VA |  | 3000268608 |  | 0 | - | 0 | - | W
22377 | Surajpur | Rewti | PHC | OPD | BP MACHINE | 1 | Diamond |  | 50032 | 3000268609 |  | 0 | - | 0 | - | W
22378 | Surajpur | Rewti | PHC | OPD | ELECTRIC STERILIZER | 1 | Atlas |  | 00F894940 | 3000268610 |  | 0 | - | 0 | - | W
22379 | Surajpur | Rewti | PHC | OPD | NEEDLE DESTROYER | 1 | Saratech | S1R 100 VA | r231 | 3000268611 |  | 0 | - | 0 | - | W
22380 | Surajpur | Rewti | PHC | GYAENEC.OPD | BABY WEIGHING SCALE | 1 | crown |  |  | 3000268612 |  | 0 | - | 0 | - | W
22381 | Surajpur | Rewti | PHC | GYAENEC.OPD | SUCTION APPARATUS | 1 | Vagum |  |  | 3000268613 |  | 0 | - | 0 | - | W
22382 | Surajpur | Rewti | PHC | GYAENEC.OPD | BABY WEIGHING SCALE | 1 |  |  |  | 3000268614 |  | 0 | - | 0 | - | W
22383 | Surajpur | Rewti | PHC | Store Room | BP MACHINE | 1 | premier |  | 98116649 | 3000268615 |  | 0 | - | 0 | - | NW
22384 | Surajpur | Rewti | PHC | Store Room | ELECTRIC STERILIZER | 1 |  |  |  | 3000268616 |  | 0 | - | 0 | - | NW
22385 | Surajpur | Silata | PHC | GYAENEC.OPD | BABY WEIGHING SCALE | 1 | Docbel |  |  | 3000247909 |  | 0 | - | 0 | - | W
22386 | Surajpur | Silata | PHC | GYAENEC.OPD | FOOT OPERATED SUCTION APPARATUS | 1 | Shiva |  |  | 3000247910 |  | 0 | - | 0 | - | NI
22387 | Surajpur | Silata | PHC | GYAENEC.OPD | BP MACHINE | 1 | Hicks |  |  | 3000247911 |  | 0 | - | 0 | - | W
22388 | Surajpur | Silata | PHC | GYAENEC.OPD | ELECTRIC STERILIZER | 1 | Atlas |  | 09e90009 | 3000247912 |  | 0 | - | 0 | - | W
22389 | Surajpur | Silata | PHC | GYAENEC.OPD | BP MACHINE | 1 | Diamond |  |  | 3000247913 |  | 0 | - | 0 | - | W
22390 | Surajpur | Silata | PHC | Pathology Lab. | NEBULIZER | 1 | MCp |  |  | 3000247914 |  | 0 | - | 0 | - | W
22391 | Surajpur | Silata | PHC | Pathology Lab. | FOETAL DOPPLER | 1 |  |  |  | 3000247915 |  | 0 | - | 0 | - | W
22392 | Surajpur | Songra | PHC | OPD | BP MACHINE | 1 |  |  | 380870 | 3000268364 |  | 0 | - | 0 | - | W
22393 | Surajpur | Songra | PHC | Pathology Lab. | MICROSCOPE | 1 | MLW |  |  | 3000268365 |  | 0 | - | 0 | - | W
22394 | Surajpur | Songra | PHC | Pathology Lab. | CENTRIFUGE MACHINE | 1 |  |  |  | 3000268366 |  | 0 | - | 0 | - | W
22395 | Surajpur | Songra | PHC | Pathology Lab. | NEEDLE DESTROYER | 1 | Microsil |  |  | 3000268367 |  | 0 | - | 0 | - | W
22396 | Surajpur | Songra | PHC | GYAENEC.OPD | AUTOCLAVE | 1 |  |  |  | 3000268368 |  | 0 | - | 0 | - | W
22397 | Surajpur | Songra | PHC | GYAENEC.OPD | ELECTRIC STERILIZER | 1 |  |  |  | 3000268369 |  | 0 | - | 0 | - | W
22398 | Surajpur | Songra | PHC | GYAENEC.OPD | FOOT OPERATED SUCTION APPARATUS | 1 |  |  |  | 3000268376 |  | 0 | - | 0 | - | W
22399 | Surajpur | Songra | PHC | GYAENEC.OPD | ELECTRIC STERILIZER | 1 |  |  |  | 3000268370 |  | 0 | - | 0 | - | NW
22400 | Surajpur | Songra | PHC | DELIVERY ROOM | AUTOCLAVE | 1 |  |  |  | 3000268371 |  | 0 | - | 0 | - | W
22401 | Surajpur | Songra | PHC | DELIVERY ROOM | BP MACHINE | 1 | SMART CARE | SCH-108 |  | 3000268372 |  | 0 | - | 0 | - | W
22402 | Surajpur | Songra | PHC | DELIVERY ROOM | BABY WEIGHING SCALE | 1 |  |  |  | 3000268373 |  | 0 | - | 0 | - | W
22403 | Surajpur | Songra | PHC | DELIVERY ROOM | BABY WEIGHING SCALE | 1 |  |  |  | 3000268374 |  | 0 | - | 0 | - | W
22404 | Surajpur | Songra | PHC | DELIVERY ROOM | BP MACHINE | 1 |  |  | 98130804 | 3000268375 |  | 0 | - | 0 | - | NW
22405 | Surajpur | Premnagar | CHC | OPD | BP MACHINE | 1 | Diamond | CM/0196043 |  | 3000268114 |  | 0 | - | 0 | - | NW
22406 | Surajpur | Premnagar | CHC | OPD | BP MACHINE | 1 | Diamond | CM/0196043 |  | 3000268115 |  | 0 | - | 0 | - | W
22407 | Surajpur | Premnagar | CHC | OPD | NEEDLE DESTROYER | 1 | Saratech | 100VA |  | 3000268116 |  | 0 | - | 0 | - | W
22408 | Surajpur | Premnagar | CHC | OPD | NEBULIZER | 1 | Titan |  | 63004720 | 3000268117 |  | 0 | - | 0 | - | NW
22409 | Surajpur | Premnagar | CHC | OPD | NEBULIZER | 1 |  |  | 63004718 | 3000268118 |  | 0 | - | 0 | - | W
22410 | Surajpur | Premnagar | CHC | GYAENEC.OPD | ELECTRIC STERILIZER | 1 |  |  |  | 3000268120 |  | 0 | - | 0 | - | NW
22411 | Surajpur | Premnagar | CHC | GYAENEC.OPD | RADIANT WARMER | 1 | Hicare | HNO-106 | 3481 | 3000268121 |  | 0 | - | 0 | - | NW
22412 | Surajpur | Premnagar | CHC | GYAENEC.OPD | NEEDLE DESTROYER | 1 | Microsil |  |  | 3000268122 |  | 0 | - | 0 | - | W
22413 | Surajpur | Premnagar | CHC | GYAENEC.OPD | SUCTION APPARATUS | 1 | Shiva |  |  | 3000268123 |  | 0 | - | 0 | - | W
22414 | Surajpur | Premnagar | CHC | GYAENEC.OPD | BABY WEIGHING SCALE | 1 | Essae | DS-252 |  | 3000268124 |  | 0 | - | 0 | - | W
22415 | Surajpur | Premnagar | CHC | GYAENEC.OPD | FOETAL DOPPLER | 1 | Comin | ED-2000D | FD2D150303396 | 3000268125 |  | 0 | - | 0 | - | W
22416 | Surajpur | Premnagar | CHC | GYAENEC.OPD | ELECTRIC STERILIZER | 1 |  |  |  | 3000268126 |  | 0 | - | 0 | - | W
22417 | Surajpur | Premnagar | CHC | GYAENEC.OPD | BP MACHINE | 1 | Diamond |  |  | 3000268127 |  | 0 | - | 0 | - | W
22418 | Surajpur | Premnagar | CHC | Pathology Lab. | HOT AIR OVEN | 1 |  |  |  | 3000268128 |  | 0 | - | 0 | - | W
22419 | Surajpur | Premnagar | CHC | Pathology Lab. | HOT AIR OVEN | 1 |  |  |  | 3000268129 |  | 0 | - | 0 | - | W
22420 | Surajpur | Premnagar | CHC | Pathology Lab. | CENTRIFUGE MACHINE | 1 |  |  |  | 3000268130 |  | 0 | - | 0 | - | W
22421 | Surajpur | Premnagar | CHC | Pathology Lab. | MICROSCOPE | 1 | Magnus | 520210 |  | 3000268131 |  | 0 | - | 0 | - | W
22422 | Surajpur | Premnagar | CHC | Pathology Lab. | NEEDLE DESTROYER | 1 | Saratech | 100 VA |  | 3000268132 |  | 0 | - | 0 | - | W
22423 | Surajpur | Premnagar | CHC | Pathology Lab. | COLORIMETER | 1 | SIM |  |  | 3000268133 |  | 0 | - | 0 | - | W
22424 | Surajpur | Premnagar | CHC | Pathology Lab. | BP MACHINE | 1 | Life Line | 3390 | CM/L-9421877 | 3000268134 |  | 0 | - | 0 | - | W
22425 | Surajpur | Premnagar | CHC | Pathology Lab. | ALPHABETIC VISION CHART | 1 |  |  |  | 3000268135 |  | 0 | - | 0 | - | W
22426 | Surajpur | Premnagar | CHC | Pathology Lab. | Troly Set | 1 |  |  |  | 3000268136 |  | 0 | - | 0 | - | W
22427 | Surajpur | Premnagar | CHC | Pathology Lab. | BP MACHINE | 1 |  |  |  | 3000268137 |  | 0 | - | 0 | - | W
22428 | Surajpur | Premnagar | CHC | RADIOLOGY Dept. | X-RAY MACHINE | 1 | Siemens | 5201 | 12798 | 3000268138 |  | 0 | - | 0 | - | NW
22429 | Surajpur | Mahengai | PHC | OPD | BP MACHINE | 1 | premier |  | 9813440 | 3000268690 |  | 0 | - | 0 | - | W
22430 | Surajpur | Mahengai | PHC | OPD | ELECTRIC STERILIZER | 1 |  |  |  | 3000268691 |  | 0 | - | 0 | - | W
22431 | Surajpur | Mahengai | PHC | GYAENEC.OPD | BABY WEIGHING SCALE | 1 | crown |  |  | 3000268692 |  | 0 | - | 0 | - | W
22432 | Surajpur | Mahengai | PHC | GYAENEC.OPD | HUB CUTTER | 1 | Saratech |  |  | 3000268693 |  | 0 | - | 0 | - | NW
22433 | Surajpur | Mahengai | PHC | GYAENEC.OPD | AUTOCLAVE | 1 |  |  |  | 3000268694 |  | 0 | - | 0 | - | NI
22434 | Surajpur | Tara | PHC | OPD | BP MACHINE | 1 | Diamond |  | 6887 | 3000267480 |  | 0 | - | 0 | - | W
22435 | Surajpur | Tara | PHC | OPD | BP MACHINE | 1 | Diamond |  | 1202087882025 | 3000267456 |  | 0 | - | 0 | - | W
22436 | Surajpur | Tara | PHC | GYAENEC.OPD | BP MACHINE | 1 | Citigen |  | 2450 | 3000267457 |  | 0 | - | 0 | - | W
22437 | Surajpur | Tara | PHC | GYAENEC.OPD | NEEDLE DESTROYER | 1 |  | S1R | 2816 | 3000267458 |  | 0 | - | 0 | - | W
22438 | Surajpur | Tara | PHC | GYAENEC.OPD | ELECTRIC STERILIZER | 1 | Atlas |  |  | 3000267459 |  | 0 | - | 0 | - | W
22439 | Surajpur | Tara | PHC | GYAENEC.OPD | SUCTION APPARATUS | 1 | Medisa |  |  | 3000267460 |  | 0 | - | 0 | - | W
22440 | Surajpur | Umeshwarpur | PHC | OPD | BP MACHINE | 1 | ELKO Meter | CM/0983369 | 380863 | 3000268211 | 23/03/15 | 0 | - | 0 | - | NW
22441 | Surajpur | Umeshwarpur | PHC | OPD | BP MACHINE | 1 | Diamond |  |  | 3000268212 |  | 0 | - | 0 | - | W
22442 | Surajpur | Umeshwarpur | PHC | GYAENEC.OPD | BABY WEIGHING SCALE | 1 | crown |  |  | 3000268213 | 2012 | 0 | - | 0 | - | W
22443 | Surajpur | Umeshwarpur | PHC | GYAENEC.OPD | SUCTION APPARATUS | 1 |  |  |  | 3000268214 |  | 0 | - | 0 | - | W
22444 | Surajpur | Umeshwarpur | PHC | Pathology Lab. | MICROSCOPE | 1 | Blisco | 4381 |  | 3000268215 |  | 0 | - | 0 | - | W
22445 | Surajpur | Umeshwarpur | PHC | Pathology Lab. | CENTRIFUGE MACHINE | 1 |  |  |  | 3000268216 |  | 0 | - | 0 | - | W
22446 | Surajpur | Umeshwarpur | PHC | Store Room | ELECTRIC STERILIZER | 1 |  |  |  | 3000268217 |  | 0 | - | 0 | - | NW
22447 | Surajpur | Umeshwarpur | PHC | Store Room | ELECTRIC STERILIZER | 1 |  |  |  | 3000268218 |  | 0 | - | 0 | - | NW
22448 | Surajpur | Ramanuj Nagar | CHC | OPD | BP MACHINE | 1 |  |  | 380874 | 3000268150 |  | 0 | - | 0 | - | NW
22449 | Surajpur | Ramanuj Nagar | CHC | OPD | NEEDLE DESTROYER | 1 |  |  |  | 3000268151 |  | 0 | - | 0 | - | NW
22450 | Surajpur | Ramanuj Nagar | CHC | OPD | ELECTRIC STERILIZER | 1 |  |  |  | 3000268152 |  | 0 | - | 0 | - | W
22451 | Surajpur | Ramanuj Nagar | CHC | OPD | SUCTION APPARATUS | 1 |  |  |  | 3000268153 |  | 0 | - | 0 | - | NW
22452 | Surajpur | Ramanuj Nagar | CHC | OPD | SUCTION APPARATUS | 1 |  |  |  | 3000268154 |  | 0 | - | 0 | - | W
22453 | Surajpur | Ramanuj Nagar | CHC | OPD | BABY WEIGHING SCALE | 1 |  | HNW |  | 3000268155 |  | 0 | - | 0 | - | NW
22454 | Surajpur | Ramanuj Nagar | CHC | GYAENEC.OPD | RADIANT WARMER | 1 | Phoenix |  | 6343 | 3000268156 |  | 0 | - | 0 | - | W
22455 | Surajpur | Ramanuj Nagar | CHC | GYAENEC.OPD | RADIANT WARMER | 1 |  |  | 1901 | 3000268157 |  | 0 | - | 0 | - | W
22456 | Surajpur | Ramanuj Nagar | CHC | GYAENEC.OPD | RADIANT WARMER | 1 |  |  |  | 3000268158 |  | 0 | - | 0 | - | NI
22457 | Surajpur | Ramanuj Nagar | CHC | GYAENEC.OPD | DEEP FREEZER | 1 | Hair | HBD116 | BEO04G060100B2968010 | 3000268159 |  | 0 | - | 0 | - | W
22458 | Surajpur | Ramanuj Nagar | CHC | GYAENEC.OPD | RADIANT WARMER | 1 |  |  |  | 3000268160 |  | 0 | - | 0 | - | W
22459 | Surajpur | Ramanuj Nagar | CHC | GYAENEC.OPD | ELECTRIC STERILIZER | 1 |  |  |  | 3000268161 |  | 0 | - | 0 | - | W
22460 | Surajpur | Ramanuj Nagar | CHC | GYAENEC.OPD | ELECTRIC STERILIZER | 1 |  |  |  | 3000268162 |  | 0 | - | 0 | - | W
22461 | Surajpur | Ramanuj Nagar | CHC | GYAENEC.OPD | FOGGER | 1 |  |  |  | 3000268163 |  | 0 | - | 0 | - | NW
22462 | Surajpur | Ramanuj Nagar | CHC | GYAENEC.OPD | SHADOWLESS LAMP | 1 |  |  |  | 3000268164 |  | 0 | - | 0 | - | W
22463 | Surajpur | Ramanuj Nagar | CHC | GYAENEC.OPD | ELECTRIC STERILIZER | 1 |  |  |  | 3000268165 |  | 0 | - | 0 | - | W
22464 | Surajpur | Ramanuj Nagar | CHC | GYAENEC.OPD | SHADOWLESS LAMP | 1 |  |  |  | 3000268166 |  | 0 | - | 0 | - | W
22465 | Surajpur | Ramanuj Nagar | CHC | GYAENEC.OPD | BP MACHINE | 1 |  |  |  | 3000268167 |  | 0 | - | 0 | - | W
22466 | Surajpur | Ramanuj Nagar | CHC | GYAENEC.OPD | BP MACHINE | 1 | INFI |  | 15F0131 | 3000268168 |  | 0 | - | 0 | - | W
22467 | Surajpur | Ramanuj Nagar | CHC | RADIOLOGY Dept. | X-RAY MACHINE | 1 |  | 5251 | 1596 | 3000268169 |  | 0 | - | 0 | - | NW
22468 | Surajpur | Ramanuj Nagar | CHC | Pathology Lab. | MICROSCOPE | 1 | Labpmed | Vision 2000 | N3077 | 3000268170 |  | 0 | - | 0 | - | W
22469 | Surajpur | Ramanuj Nagar | CHC | Pathology Lab. | CENTRIFUGE MACHINE | 1 |  |  |  | 3000268171 |  | 0 | - | 0 | - | W
22470 | Surajpur | Ramanuj Nagar | CHC | Pathology Lab. | CENTRIFUGE MACHINE | 1 |  |  |  | 3000268172 |  | 0 | - | 0 | - | W
22471 | Surajpur | Ramanuj Nagar | CHC | Pathology Lab. | CENTRIFUGE MACHINE | 1 |  |  |  | 3000268173 |  | 0 | - | 0 | - | W
22472 | Surajpur | Chandrapur | PHC | OPD | ELECTRIC STERILIZER | 1 |  |  |  | 3000268683 |  | 0 | - | 0 | - | W
22473 | Surajpur | Chandrapur | PHC | OPD | BP MACHINE | 1 |  |  |  | 3000268684 |  | 0 | - | 0 | - | W
22474 | Surajpur | Chandrapur | PHC | GYAENEC.OPD | FOOT OPERATED SUCTION APPARATUS | 1 | Shiva |  |  | 3000268685 |  | 0 | - | 0 | - | W
22475 | Surajpur | Chandrapur | PHC | Pathology Lab. | MICROSCOPE | 1 |  |  |  | 3000268686 |  | 0 | - | 0 | - | W
22476 | Surajpur | Chandrapur | PHC | GYAENEC.OPD | NEEDLE DESTROYER | 1 |  |  |  | 3000268687 |  | 0 | - | 0 | - | W
22477 | Surajpur | Chandrapur | PHC | GYAENEC.OPD | NEEDLE DESTROYER | 1 |  |  |  | 3000268688 |  | 0 | - | 0 | - | NI
22478 | Surajpur | Chandrapur | PHC | GYAENEC.OPD | BP MACHINE | 1 |  |  |  | 3000268689 |  | 0 | - | 0 | - | NI
22479 | Surajpur | Devnagar | PHC | OPD | BP MACHINE | 1 | Infi |  | 14F0656 | 3000268139 |  | 0 | - | 0 | - | W
22480 | Surajpur | Devnagar | PHC | OPD | BP MACHINE | 1 | Diamond |  | 1221FEr34808 | 3000268140 |  | 0 | - | 0 | - | NW
22481 | Surajpur | Devnagar | PHC | Store Room | BP MACHINE | 1 | Lifex |  | 9813086 | 3000268141 |  | 0 | - | 0 | - | W
22482 | Surajpur | Devnagar | PHC | Store Room | ILR | 1 | Unicef | MK-144 | 65115408 | 3000268142 |  | 0 | - | 0 | - | W
22483 | Surajpur | Devnagar | PHC | Store Room | DEEP FREEZER | 1 | Hair | HBC-70 | BEO4Gde0100B29680195 | 3000268143 |  | 0 | - | 0 | - | NW
22484 | Surajpur | Devnagar | PHC | Store Room | NEEDLE DESTROYER | 1 | Microsil |  |  | 3000268144 |  | 0 | - | 0 | - | W
22485 | Surajpur | Devnagar | PHC | OPD | SUCTION APPARATUS | 1 |  |  |  | 3000268145 |  | 0 | - | 0 | - | W
22486 | Surajpur | Devnagar | PHC | OPD | NEBULIZER | 1 | Perfexa | NA-100 | 2013099182 | 3000268146 | 2002 | 0 | - | 0 | - | W
22487 | Surajpur | Devnagar | PHC | OPD | ELECTRIC STERILIZER | 1 |  |  |  | 3000268147 | 2014 | 0 | - | 0 | - | NW
22488 | Surajpur | Devnagar | PHC | OPD | ELECTRIC STERILIZER | 1 |  |  |  | 3000268148 | 2008 | 0 | - | 0 | - | W
22489 | Surajpur | Devnagar | PHC | GYAENEC.OPD | BABY WEIGHING SCALE | 1 | Docbel |  |  | 3000268149 |  | 0 | - | 0 | - | W
22490 | Surajpur | Ganeshpur | PHC | OPD | BP MACHINE | 1 | Infi |  | 14F0528 | 3000267461 |  | 0 | - | 0 | - | W
22491 | Surajpur | Ganeshpur | PHC | OPD | NEEDLE DESTROYER | 1 |  | 100VA |  | 3000267462 |  | 0 | - | 0 | - | W
22492 | Surajpur | Ganeshpur | PHC | Pathology Lab. | CENTRIFUGE MACHINE | 1 |  |  |  | 3000267463 |  | 0 | - | 0 | - | W
22493 | Surajpur | Ganeshpur | PHC | Pathology Lab. | MICROSCOPE | 1 |  |  |  | 3000267464 |  | 0 | - | 0 | - | NW
22494 | Surajpur | Ganeshpur | PHC | Pathology Lab. | DEEP FREEZER | 1 | Hair |  |  | 3000267465 |  | 0 | - | 0 | - | W
22495 | Surajpur | Ganeshpur | PHC | Pathology Lab. | ILR | 1 | Hair |  |  | 3000267466 |  | 0 | - | 0 | - | NW
22496 | Surajpur | Parsurampur | PHC | GYAENEC.OPD | ELECTRIC STERILIZER | 1 |  |  |  | 3000268219 |  | 0 | - | 0 | - | W
22497 | Surajpur | Parsurampur | PHC | GYAENEC.OPD | BABY WEIGHING SCALE | 1 | Ramon |  |  | 3000268220 |  | 0 | - | 0 | - | W
22498 | Surajpur | Parsurampur | PHC | GYAENEC.OPD | SUCTION APPARATUS | 1 | delux |  |  | 3000268221 |  | 0 | - | 0 | - | W
22499 | Surajpur | Parsurampur | PHC | GYAENEC.OPD | BP MACHINE | 1 | Olisha |  | 15F048 | 3000268222 |  | 0 | - | 0 | - | W
22500 | Surajpur | Parsurampur | PHC | GYAENEC.OPD | BP MACHINE | 1 | Infi |  |  | 3000268223 |  | 0 | - | 0 | - | W
22501 | Surajpur | Parsurampur | PHC | GYAENEC.OPD | NEEDLE DESTROYER | 1 | Genus |  |  | 3000268224 |  | 0 | - | 0 | - | NW
22502 | Surajpur | Parsurampur | PHC | GYAENEC.OPD | CENTRIFUGE MACHINE | 1 |  |  |  | 3000268225 |  | 0 | - | 0 | - | W
22503 | Surajpur | PHC Ramanujnagar | PHC
22504 | Surajpur | Umapur | PHC | OPD | BP MACHINE | 1 | Diamond |  |  | 3000268226 | 2014 | 0 | - | 0 | - | W
22505 | Surajpur | Umapur | PHC | OPD | BABY WEIGHING SCALE | 1 |  |  |  | 3000268227 | 2014 | 0 | - | 0 | - | W
22506 | Surajpur | Umapur | PHC | OPD | ELECTRIC STERILIZER | 1 |  |  |  | 3000268228 |  | 0 | - | 0 | - | W
22507 | Surajpur | Bishrampur | CHC | OT | ELECTRIC STERILIZER | 1 |  |  |  | 3000268072 |  | 0 | - | 0 | - | W
22508 | Surajpur | Bishrampur | CHC | OT | OT TABLE | 1 |  |  |  | 3000268073 |  | 0 | - | 0 | - | W
22509 | Surajpur | Bishrampur | CHC | OT | OT TABLE | 1 |  |  |  | 3000268074 |  | 0 | - | 0 | - | W
22510 | Surajpur | Bishrampur | CHC | OT | SUCTION APPARATUS | 1 | Surgivac |  | C-200-108 | 3000268075 |  | 0 | - | 0 | - | NW
22511 | Surajpur | Bishrampur | CHC | GYAENEC.OPD | SUCTION APPARATUS | 1 | Shiva |  |  | 3000268076 |  | 0 | - | 0 | - | NW
22512 | Surajpur | Bishrampur | CHC | GYAENEC.OPD | BP MACHINE | 1 | Nammat |  | 53433 | 3000268051 |  | 0 | - | 0 | - | W
22513 | Surajpur | Bishrampur | CHC | GYAENEC.OPD | SUCTION APPARATUS | 1 | Surgivac |  | C-239-012 | 3000268052 |  | 0 | - | 0 | - | W
22514 | Surajpur | Bishrampur | CHC | GYAENEC.OPD | BABY WEIGHING SCALE | 1 | Essae | 135-250 |  | 3000268053 |  | 0 | - | 0 | - | W
22515 | Surajpur | Bishrampur | CHC | GYAENEC.OPD | ELECTRIC STERILIZER | 1 |  |  |  | 3000268054 |  | 0 | - | 0 | - | NW
22516 | Surajpur | Bishrampur | CHC | GYAENEC.OPD | RADIANT WARMER | 1 | Meditrain |  |  | 3000268055 |  | 0 | - | 0 | - | W
22517 | Surajpur | Bishrampur | CHC | GYAENEC.OPD | ELECTRIC STERILIZER | 1 |  |  |  | 3000268056 |  | 0 | - | 0 | - | W
22518 | Surajpur | Bishrampur | CHC | GENERAL WARD | NEEDLE DESTROYER | 1 |  |  |  | 3000268057 |  | 0 | - | 0 | - | NW
22519 | Surajpur | Bishrampur | CHC | GENERAL WARD | ELECTRIC STERILIZER | 1 |  |  |  | 3000268058 |  | 0 | - | 0 | - | W
22520 | Surajpur | Bishrampur | CHC | GENERAL WARD | BP MACHINE | 1 |  |  |  | 3000268059 |  | 0 | - | 0 | - | W
22521 | Surajpur | Bishrampur | CHC | GENERAL WARD | BP MACHINE | 1 | Diamond |  |  | 3000268060 |  | 0 | - | 0 | - | W
22522 | Surajpur | Bishrampur | CHC | GENERAL WARD | NEBULIZER | 1 |  |  |  | 3000268061 |  | 0 | - | 0 | - | W
22523 | Surajpur | Bishrampur | CHC | GENERAL WARD | SUCTION APPARATUS | 1 | Surgvac |  |  | 3000268062 |  | 0 | - | 0 | - | NW
22524 | Surajpur | Bishrampur | CHC | GENERAL WARD | OT TABLE | 1 |  |  |  | 3000268063 |  | 0 | - | 0 | - | W
22525 | Surajpur | Bishrampur | CHC | GENERAL WARD | X-RAY MACHINE | 1 | Seimens |  |  | 3000268064 |  | 0 | - | 0 | - | W
22526 | Surajpur | Bishrampur | CHC | Pathology Lab. | HOT AIR OVEN | 1 |  |  |  | 3000268065 |  | 0 | - | 0 | - | W
22527 | Surajpur | Bishrampur | CHC | Pathology Lab. | CENTRIFUGE MACHINE | 1 |  |  |  | 3000268066 |  | 0 | - | 0 | - | W
22528 | Surajpur | Bishrampur | CHC | Pathology Lab. | MICROSCOPE | 1 | Labpomed |  |  | 3000268067 |  | 0 | - | 0 | - | W
22529 | Surajpur | Bishrampur | CHC | Pathology Lab. | ELECTRIC STERILIZER | 1 |  |  |  | 3000268068 |  | 0 | - | 0 | - | NW
22530 | Surajpur | Bishrampur | CHC | Pathology Lab. | CENTRIFUGE MACHINE | 1 | Shiva |  |  | 3000268069 |  | 0 | - | 0 | - | NW
22531 | Surajpur | Bishrampur | CHC | Pathology Lab. | CENTRIFUGE MACHINE | 1 |  |  |  | 3000268070 |  | 0 | - | 0 | - | NW
22532 | Surajpur | Bishrampur | CHC | Pathology Lab. | CENTRIFUGE MACHINE | 1 |  |  |  | 3000268071 |  | 0 | - | 0 | - | W
22533 | Surajpur | Ajabnagar | PHC | OPD | BP MACHINE | 1 | Diamond | 21153 |  | 3000267445 |  | 0 | - | 0 | - | W
22534 | Surajpur | Ajabnagar | PHC | Pathology Lab. | DEEP FREEZER | 1 | Hair | HBC | BQHA80246 | 3000267446 | 13/09/05 | 0 | - | 0 | - | W
22535 | Surajpur | Ajabnagar | PHC | Pathology Lab. | ILR | 1 | Hair | HBC-70 | BQHA80246` | 3000267447 | 28/07/15 | 0 | - | 0 | - | W
22536 | Surajpur | Ajabnagar | PHC | GYAENEC.OPD | ELECTRIC STERILIZER | 1 | Unicef | MK-144 | 65115354 | 3000267448 | 10/05/10 | 0 | - | 0 | - | W
22537 | Surajpur | Ajabnagar | PHC | Pathology Lab. | MICROSCOPE | 1 | Lebomed | 2000 | 3109 | 3000267449 | 05/05/04 | 0 | - | 0 | - | W
22538 | Surajpur | Ajabnagar | PHC | Pathology Lab. | NEEDLE DESTROYER | 1 | microsil | ND-100 | 384395 | 3000267450 | 06/08/07 | 0 | - | 0 | - | W
22539 | Surajpur | Ajabnagar | PHC | Pathology Lab. | ELECTRIC STERILIZER | 1 |  |  |  | 3000267451 |  | 0 | - | 0 | - | W
22540 | Surajpur | Basdei | PHC | GYAENEC.OPD | BP MACHINE | 1 | Diamond |  |  | 3000247688 |  | 0 | - | 0 | - | W
22541 | Surajpur | Basdei | PHC | GYAENEC.OPD | SUCTION APPARATUS | 1 | Shiva |  |  | 3000247689 |  | 0 | - | 0 | - | W
22542 | Surajpur | Basdei | PHC | GYAENEC.OPD | OXYGEN CONCENTRATOR | 1 |  |  |  | 3000247690 |  | 0 | - | 0 | - | W
22543 | Surajpur | Basdei | PHC | GYAENEC.OPD | BABY WEIGHING SCALE | 1 | Kohinoor |  |  | 3000247691 |  | 0 | - | 0 | - | W
22544 | Surajpur | Basdei | PHC | GYAENEC.OPD | ELECTRIC STERILIZER | 1 |  |  |  | 3000247692 |  | 0 | - | 0 | - | W
22545 | Surajpur | Basdei | PHC | Store Room | BP MACHINE | 1 | Diamond |  |  | 3000247693 |  | 0 | - | 0 | - | NI
22546 | Surajpur | Basdei | PHC | Store Room | ELECTRIC STERILIZER | 1 |  |  |  | 3000247694 |  | 0 | - | 0 | - | W
22547 | Surajpur | Basdei | PHC | Store Room | FOOT OPERATED SUCTION APPARATUS | 1 |  |  |  | 3000247695 |  | 0 | - | 0 | - | NW
22548 | Surajpur | Basdei | PHC | Store Room | AUTOCLAVE | 1 |  |  |  | 3000247696 |  | 0 | - | 0 | - | W
22549 | Surajpur | Basdei | PHC | Store Room | INCUBATOR | 1 |  |  |  | 3000247698 |  | 0 | - | 0 | - | W
22550 | Surajpur | Basdei | PHC | Pathology Lab. | CENTRIFUGE MACHINE | 1 |  |  |  | 3000247697 |  | 0 | - | 0 | - | W
22551 | Surajpur | Basdei | PHC | Pathology Lab. | MICROSCOPE | 1 |  |  |  | 3000247699 |  | 0 | - | 0 | - | W
22552 | Surajpur | Basdei | PHC | Pathology Lab. | ELECTRIC STERILIZER | 1 |  |  |  | 3000247700 |  | 0 | - | 0 | - | W
22553 | Surajpur | Basdei | PHC | OPD | NEEDLE DESTROYER | 1 | Microsil |  |  | 3000247701 |  | 0 | - | 0 | - | W
22554 | Surajpur | Basdei | PHC | OPD | ELECTRIC STERILIZER | 1 |  |  |  | 3000247702 |  | 0 | - | 0 | - | W
22555 | Surajpur | Basdei | PHC | OPD | BP MACHINE | 1 | Diamond |  |  | 3000247703 |  | 0 | - | 0 | - | W
22556 | Surajpur | Basdei | PHC | OPD | SLIT LAMP | 1 |  |  |  | 3000247704 |  | 0 | - | 0 | - | W
22557 | Surajpur | Basdei | PHC | OPD | BP MACHINE | 1 | Diamond |  |  | 3000247705 |  | 0 | - | 0 | - | W
22558 | Surajpur | Basdei | PHC | OPD | ELECTRIC STERILIZER | 1 |  |  |  | 3000247706 |  | 0 | - | 0 | - | NW
22559 | Surajpur | Kalyanpur | PHC | Pathology Lab. | MICROSCOPE | 1 |  | MLW | 320009980716 | 3000268106 |  | 0 | - | 0 | - | NW
22560 | Surajpur | Kalyanpur | PHC | Pathology Lab. | BP MACHINE | 1 |  |  | 380864 | 3000268107 |  | 0 | - | 0 | - | W
22561 | Surajpur | Kalyanpur | PHC | Pathology Lab. | ILR | 1 |  | HBC-70 |  | 3000268108 |  | 0 | - | 0 | - | W
22562 | Surajpur | Kalyanpur | PHC | GYAENEC.OPD | AUTOCLAVE | 1 |  |  |  | 3000268109 |  | 0 | - | 0 | - | NI
22563 | Surajpur | Kalyanpur | PHC | GYAENEC.OPD | ELECTRIC STERILIZER | 1 |  |  |  | 3000268110 |  | 0 | - | 0 | - | NW
22564 | Surajpur | Kalyanpur | PHC | GYAENEC.OPD | ELECTRIC STERILIZER | 1 |  |  |  | 3000268111 |  | 0 | - | 0 | - | W
22565 | Surajpur | Kalyanpur | PHC | GYAENEC.OPD | BABY WEIGHING SCALE | 1 | crown |  |  | 3000268112 |  | 0 | - | 0 | - | W
22566 | Surajpur | Kalyanpur | PHC | GYAENEC.OPD | CENTRIFUGE MACHINE | 1 |  |  |  | 3000268113 |  | 0 | - | 0 | - | W
22567 | Surajpur | Kamalpur | PHC | OPD | BP MACHINE | 1 |  |  |  | 3000267452 |  | 0 | - | 0 | - | W
22568 | Surajpur | Kamalpur | PHC | GYAENEC.OPD | SUCTION APPARATUS | 1 | Shiva |  |  | 3000267453 |  | 0 | - | 0 | - | W
22569 | Surajpur | Kamalpur | PHC | Pathology Lab. | ELECTRIC STERILIZER | 1 |  |  |  | 3000267454 |  | 0 | - | 0 | - | W
22570 | Surajpur | Kamalpur | PHC | Pathology Lab. | MICROSCOPE | 1 |  |  |  | 3000267455 |  | 0 | - | 0 | - | NW
22571 | Surajpur | Kundri | PHC | Pathology Lab. | BP MACHINE | 1 | Diamond |  |  | 3000268077 |  | 0 | - | 0 | - | W
22572 | Surajpur | Kundri | PHC | ENT DEPARTMENT | ALPHABETIC VISION CHART | 1 | Coslab |  |  | 3000268078 |  | 0 | - | 0 | - | W
22573 | Surajpur | Kundri | PHC | Pathology Lab. | MICROSCOPE | 1 | Coslab |  |  | 3000268079 |  | 0 | - | 0 | - | W
22574 | Surajpur | Kundri | PHC | Pathology Lab. | MICROSCOPE | 1 |  |  |  | 3000268080 |  | 0 | - | 0 | - | W
22575 | Surajpur | Kundri | PHC | GYAENEC.OPD | ELECTRIC STERILIZER | 1 | Atlas |  |  | 3000268081 |  | 0 | - | 0 | - | W
22576 | Surajpur | Kundri | PHC | GYAENEC.OPD | NEEDLE DESTROYER | 1 |  |  |  | 3000268082 |  | 0 | - | 0 | - | W
22577 | Surajpur | Kundri | PHC | GYAENEC.OPD | BABY WEIGHING SCALE | 1 | crown |  |  | 3000268083 | 2010 | 0 | - | 0 | - | W
22578 | Surajpur | Kundri | PHC | GYAENEC.OPD | NEEDLE DESTROYER | 1 |  | S1r |  | 3000268084 |  | 0 | - | 0 | - | W
22579 | Surajpur | Kundri | PHC | GYAENEC.OPD | NEEDLE DESTROYER | 1 | Saratech |  |  | 3000268085 | 2010 | 0 | - | 0 | - | W
22580 | Surajpur | Kundri | PHC | GYAENEC.OPD | OXYGEN CONCENTRATOR | 1 |  |  |  | 3000268086 |  | 0 | - | 0 | - | W
22581 | Surajpur | Kundri | PHC | GYAENEC.OPD | SUCTION APPARATUS | 1 | Shiva |  |  | 3000268087 |  | 0 | - | 0 | - | W
22582 | Surajpur | Kundri | PHC | OPD | NEEDLE DESTROYER | 1 |  |  |  | 3000268088 |  | 0 | - | 0 | - | W
22583 | Surajpur | Kundri | PHC | OPD | BP MACHINE | 1 | Diamond |  |  | 3000268089 |  | 0 | - | 0 | - | W
22584 | Surajpur | Kundri | PHC | OPD | BP MACHINE | 1 |  |  |  | 3000268090 | 2010 | 0 | - | 0 | - | NW
22585 | Surajpur | Kundri | PHC | OPD | ELECTRIC STERILIZER | 1 |  |  |  | 3000268091 | 2010 | 0 | - | 0 | - | NW
22586 | Surajpur | ketka | PHC | GYAENEC.OPD | BP MACHINE | 1 | MCP |  | 11E1552 | 3000267476 |  | 0 | - | 0 | - | W
22587 | Surajpur | ketka | PHC | OPD | NEEDLE DESTROYER | 1 |  |  |  | 3000267477 |  | 0 | - | 0 | - | W
22588 | Surajpur | ketka | PHC | Pathology Lab. | CENTRIFUGE MACHINE | 1 |  |  |  | 3000267478 |  | 0 | - | 0 | - | W
22589 | Surajpur | ketka | PHC | Pathology Lab. | MICROSCOPE | 1 |  | MLW |  | 3000267479 |  | 0 | - | 0 | - | W
22590 | Surajpur | ketka | PHC | Pathology Lab. | NEEDLE DESTROYER | 1 |  | ND-360 | 7967477 | 3000267481 |  | 0 | - | 0 | - | NW
22591 | Surajpur | ketka | PHC | Pathology Lab. | ELECTRIC STERILIZER | 1 |  |  |  | 3000267482 |  | 0 | - | 0 | - | NW
22592 | Surajpur | ketka | PHC | GYAENEC.OPD | BABY WEIGHING SCALE | 1 |  |  |  | 3000267483 |  | 0 | - | 0 | - | W
22593 | Surajpur | ketka | PHC | OPD | ILR | 1 | Hair | HBC 70 | BQUA50557 | 3000267484 |  | 0 | - | 0 | - | W
22594 | Surajpur | Latori | PHC | OPD | BP MACHINE | 1 | Extra Care |  |  | 3000267468 |  | 0 | - | 0 | - | W
22595 | Surajpur | Latori | PHC | OPD | BP MACHINE | 1 | Diamond |  | 50589 | 3000267469 |  | 0 | - | 0 | - | W
22596 | Surajpur | Latori | PHC | GYAENEC.OPD | ELECTRIC STERILIZER | 1 |  |  |  | 3000267470 |  | 0 | - | 0 | - | W
22597 | Surajpur | Latori | PHC | GYAENEC.OPD | ELECTRIC STERILIZER | 1 |  |  |  | 3000267471 |  | 0 | - | 0 | - | W
22598 | Surajpur | Latori | PHC | GYAENEC.OPD | BABY WEIGHING SCALE | 1 |  |  |  | 3000267472 |  | 0 | - | 0 | - | W
22599 | Surajpur | Latori | PHC | OPD | ILR | 1 | Hair | HBC | BQU4A5R471 | 3000267473 |  | 0 | - | 0 | - | NW
22600 | Surajpur | Latori | PHC | OPD | DEEP FREEZER | 1 | Hair | HBD 116 | BEO4Gde0100B29680195 | 3000267474 |  | 0 | - | 0 | - | W
22601 | Surajpur | Latori | PHC | OPD | FOETAL DOPPLER | 1 |  |  |  | 3000267475 |  | 0 | - | 0 | - | W
22602 | BILASPUR | RAJKISHORE | UPHC | OPD | BP MACHINE | 1 | Diamond |  |  | 3000347001 | [5 empty] | W
22603 | BILASPUR | RAJKISHORE | UPHC | GENERAL WARD | RADIANT WARMER | 1 | GEMI |  | 14A0123 | 3000347002 | [5 empty] | W
22604 | BILASPUR | RAJKISHORE | UPHC | GENERAL WARD | SUCTION APPARATUS | 1 | SCURE | 7A23D |  | 3000347004 | [5 empty] | W
22605 | BILASPUR | RAJKISHORE | UPHC | Pathology Lab. | NEEDLE DESTROYER | 1 | Saratech | S/R |  | 3000347003 | [5 empty] | W
22606 | BILASPUR | RAJKISHORE | UPHC | Pathology Lab. | GLUCO METER | 1 | ONE TOUCH |  | SNSAGQX057 | 3000347007 | [5 empty] | W
22607 | BILASPUR | RAJKISHORE | UPHC | Pathology Lab. | ELECTRIC STERILIZER | 1 |  |  |  | 3000347005 | [5 empty] | NW
22608 | BILASPUR | RAJKISHORE | UPHC | Pathology Lab. | AUTOCLAVE | 1 |  |  |  | 3000347006 | [5 empty] | NW
22609 | BILASPUR | RAJKISHORE | UPHC | OPD | BP MACHINE | 1 | Diamond |  |  | 3000347008 | [5 empty] | W
22610 | BILASPUR | BANDHRAPARA | UPHC | OPD | BP MACHINE | 1 | Diamond |  |  | 3000347010 | [5 empty] | W
22611 | BILASPUR | BANDHRAPARA | UPHC | Pathology Lab. | NEEDLE DESTROYER | 1 | Saratech |  | 7220 | 3000347011 | [5 empty] | W
22612 | BILASPUR | BANDHRAPARA | UPHC | Pathology Lab. | CENTRIFUGE MACHINE | 1 |  |  |  | 3000347012 | [5 empty] | W
22613 | BILASPUR | BANDHRAPARA | UPHC | Pathology Lab. | DEEP FREEZER | 1 | Hair |  | BE04G0E0100B296C0027 | 3000347013 | [5 empty] | W
22614 | BILASPUR | BANDHRAPARA | UPHC | Pathology Lab. | ILR | 1 |  | MK144 | 65115362 | 3000347014 | [5 empty] | W
22615 | BILASPUR | BANDHRAPARA | UPHC | GENERAL WARD | SHADOWLESS LAMP | 1 |  |  |  | 3000347015 | [5 empty] | W
22616 | BILASPUR | BANDHRAPARA | UPHC | GENERAL WARD | SUCTION APPARATUS | 1 |  |  |  | 3000347016 | [5 empty] | W
22617 | BILASPUR | BANDHRAPARA | UPHC | GENERAL WARD | RADIANT WARMER | 1 | UNITED |  |  | 3000347017 | [5 empty] | W
22618 | BILASPUR | BANDHRAPARA | UPHC | GENERAL WARD | PULSE OXIMETER | 1 | LIFE PLUSE | LPM103 | 120121072 | 3000347018 | [5 empty] | W
22619 | BILASPUR | BANDHRAPARA | UPHC | GENERAL WARD | FOETAL DOPPLER | 1 |  | FD9713 | DQDB2G6055 | 3000347019 | [5 empty] | W
22620 | BILASPUR | BANDHRAPARA | UPHC | GENERAL WARD | ELECTRIC STERILIZER | 1 |  |  |  | 3000347020 | [5 empty] | W
22621 | BILASPUR | BANDHRAPARA | UPHC | GENERAL WARD | NEEDLE DESTROYER | 1 | Saratech | SIR100 VA |  | 3000347021 | [5 empty] | W
22622 | BILASPUR | BANDHRAPARA | UPHC | GENERAL WARD | AUTOCLAVE | 1 |  |  |  | 3000347022 | [5 empty] | W
22623 | BILASPUR | BANDHRAPARA | UPHC | GENERAL WARD | DELIVERY TABLE | 1 |  |  |  | 3000347023 | [5 empty] | W
22624 | BILASPUR | BANDHRAPARA | UPHC | GENERAL WARD | WEIGHING MACHINE | 1 | crown |  |  | 3000347024 | [5 empty] | W
22625 | BILASPUR | BANDHRAPARA | UPHC | GENERAL WARD | BP MACHINE | 1 | ELCO METER |  | 66432 | 3000347025 | [5 empty] | W
22626 | BILASPUR | BANDHRAPARA | UPHC | GENERAL WARD | BP MACHINE | 1 | Diamond |  |  | 3000347026 | [5 empty] | W
22627 | BILASPUR | GANDHI CHOWK | UPHC | DELIVERY ROOM | RADIANT WARMER | 1 | UNITED |  |  | 3000252549 | [5 empty] | W
22628 | BILASPUR | GANDHI CHOWK | UPHC | DELIVERY ROOM | SUCTION APPARATUS | 1 |  |  |  | 3000252550 | [5 empty] | W
22629 | BILASPUR | GANDHI CHOWK | UPHC | DELIVERY ROOM | PULSE OXIMETER | 1 | LIFE PLUSE |  |  | 3000252551 | [5 empty] | W
22630 | BILASPUR | GANDHI CHOWK | UPHC | DELIVERY ROOM | SHADOWLESS LAMP | 1 |  |  |  | 3000252552 | [5 empty] | W
22631 | BILASPUR | GANDHI CHOWK | UPHC | DELIVERY ROOM | BABY WEIGHING SCALE | 1 |  |  |  | 3000252553 | [5 empty] | W
22632 | BILASPUR | GANDHI CHOWK | UPHC | DELIVERY ROOM | DELIVERY TABLE | 1 |  |  |  | 3000252554 | [5 empty] | W
22633 | BILASPUR | GANDHI CHOWK | UPHC | OPD | STETHOSCOPE | 1 | Diamond |  |  | 3000252555 | [5 empty] | W
22634 | BILASPUR | GANDHI CHOWK | UPHC | OPD | BP MACHINE | 1 |  |  |  | 3000252556 | [5 empty] | W
22635 | BILASPUR | GANDHI CHOWK | UPHC | OPD | DEEP FREEZER | 1 | Hair | HBD286 | BE04F4E2600B2A8W0137 | 3000252557 | [5 empty] | W
22636 | BILASPUR | GANDHI CHOWK | UPHC | OPD | ILR | 1 | Hair |  |  | 3000252558 | [5 empty] | W
22637 | BILASPUR | CHUCHUYAPARA | CIVIL DISPENSERY | OPD | BP MACHINE | 1 | GOLD |  | 18103354 | 3000347027 | [5 empty] | W
22638 | BILASPUR | CHUCHUYAPARA | CIVIL DISPENSERY | OPD | ECG RECORDER | 1 | PHILIPS |  |  | 3000347028 | [5 empty] | W
22639 | BILASPUR | CHUCHUYAPARA | CIVIL DISPENSERY | OPD | ELECTRIC STERILIZER | 1 |  |  |  | 3000347029 | [5 empty] | W
22640 | BILASPUR | CHUCHUYAPARA | CIVIL DISPENSERY | Pathology Lab. | MICROSCOPE | 1 | MAGNIS |  | S18997 | 3000347030 | [5 empty] | W
22641 | BILASPUR | CHUCHUYAPARA | CIVIL DISPENSERY | Pathology Lab. | SUCTION APPARATUS | 1 |  |  |  | 3000347031 | [5 empty] | NW
22642 | BILASPUR | CHUCHUYAPARA | CIVIL DISPENSERY | Pathology Lab. | AUTOCLAVE | 1 |  |  |  | 3000347032 | [5 empty] | W
22643 | Sarguja | Ambikapur | DH | ENT DEPARTMENT | Flash Auto Clave | 1 | Stermax |  |  | 3000267163 |  | 0 | - | 0 | - | NW
22644 | Sarguja | Ambikapur | DH | ENT DEPARTMENT | VERTICAL AUTOCLAVE | 1 | Vikrant |  | 170 | 3000267164 |  | 0 | - | 0 | - | NW
22645 | Sarguja | Ambikapur | DH | ENT DEPARTMENT | ELECTRIC STERILIZER | 1 |  |  |  | 3000267165 |  | 0 | - | 0 | - | W
22646 | Sarguja | Ambikapur | DH | ENT DEPARTMENT | AUTOCLAVE | 1 | Shiva |  |  | 3000267001 |  | 0 | - | 0 | - | W
22647 | Sarguja | Ambikapur | DH | ENT DEPARTMENT | AUTOCLAVE | 1 | Steriline |  |  | 3000267002 |  | 0 | - | 0 | - | W
22648 | Sarguja | Ambikapur | DH | ENT DEPARTMENT | NEEDLE DESTROYER | 1 | Nicrosil |  |  | 3000267003 |  | 0 | - | 0 | - | W
22649 | Sarguja | Ambikapur | DH | ENT DEPARTMENT | ELECTRIC STERILIZER | 1 |  |  |  | 3000267004 |  | 0 | - | 0 | - | W
22650 | Sarguja | Ambikapur | DH | ENT DEPARTMENT | CENTRIFUGE MACHINE | 1 |  |  |  | 3000267005 |  | 0 | - | 0 | - | W
22651 | Sarguja | Ambikapur | DH | ENT DEPARTMENT | CENTRIFUGE MACHINE | 1 |  |  |  | 3000267006 |  | 0 | - | 0 | - | W
22652 | Sarguja | Ambikapur | DH | ENT DEPARTMENT | BP MACHINE | 1 | Lifex | CH/C8262373 | 93100967 | 3000267007 |  | 0 | - | 0 | - | W
22653 | Sarguja | Ambikapur | DH | ENT DEPARTMENT | SUCTION APPARATUS | 1 | Surgivac | CH/28122559 | C-133-006 | 3000267008 |  | 0 | - | 0 | - | W
22654 | Sarguja | Ambikapur | DH | ENT DEPARTMENT | ELECTRIC STERILIZER | 1 | IOC |  | 5493176 | 3000267009 |  | 0 | - | 0 | - | NW
22655 | Sarguja | Ambikapur | DH | ENT DEPARTMENT | Moller weddel | 1 | HS |  | 459 | 3000267010 |  | 0 | - | 0 | - | NW
22656 | Sarguja | Ambikapur | DH | ENT DEPARTMENT | Moller weddel | 1 | HS |  | 757 | 3000267011 |  | 0 | - | 0 | - | W
22657 | Sarguja | Ambikapur | DH | ENT DEPARTMENT | MICROSCOPE | 1 | Cairzeiss Meditech |  |  | 3000267012 |  | 0 | - | 0 | - | W
22658 | Sarguja | Ambikapur | DH | ENT DEPARTMENT | MICROSCOPE | 1 | Cairzeiss Meditech |  |  | 3000267013 |  | 0 | - | 0 | - | W
22659 | Sarguja | Ambikapur | DH | ENT DEPARTMENT | Feco Machine | 1 | Glaxy Pro |  | 05-14-0873 | 3000267014 |  | 0 | - | 0 | - | W
22660 | Sarguja | Ambikapur | DH | ENT DEPARTMENT | CENTRIFUGE MACHINE | 1 |  |  |  | 3000267015 |  | 0 | - | 0 | - | W
22661 | Sarguja | Ambikapur | DH | ENT DEPARTMENT | YAG LASER | 1 | Brillint |  |  | 3000260716 |  | 0 | - | 0 | - | W
22662 | Sarguja | Ambikapur | DH | ENT DEPARTMENT | AUTO REFRACTOMETER | 1 |  |  |  | 3000267017 | 12/04/200 | 0 | - | 0 | - | W
22663 | Sarguja | Ambikapur | DH | ENT DEPARTMENT | SLIT LAMP | 1 |  |  |  | 3000267018 |  | 0 | - | 0 | - | W
22664 | Sarguja | Ambikapur | DH | ENT DEPARTMENT | PATIENT MONITOR | 1 | appsay | AP901CTS | 399 | 3000267019 |  | 0 | - | 0 | - | W
22665 | Sarguja | Ambikapur | DH | ENT DEPARTMENT | A-SCANNER | 1 | Scan Plus |  | 20790409H | 3000267020 | 03/08/13 | 0 | - | 0 | - | W
22666 | Sarguja | Ambikapur | DH | ENT DEPARTMENT | A-SCANNER | 1 | Scan Plus |  |  | 3000268038 | 03/11/97 | 0 | - | 0 | - | W
22667 | Sarguja | Ambikapur | DH | ENT DEPARTMENT | SLIT LAMP | 1 | Zeiss |  | 23982 | 3000268039 |  | 0 | - | 0 | - | W
22668 | Sarguja | Ambikapur | DH | ENT DEPARTMENT | Indirect Opthaymas Machine | 1 |  | Alfan 350 | 23982 | 3000268040 | 12/04/2000 | 0 | - | 0 | - | W
22669 | Sarguja | Ambikapur | DH | ENT DEPARTMENT | ELECTRIC STERILIZER | 1 |  |  |  | 3000268041 |  | 0 | - | 0 | - | NW
22670 | Sarguja | Ambikapur | DH | ENT DEPARTMENT | MICROSCOPE | 1 | Ceica |  | 107 | 3000268042 |  | 0 | - | 0 | - | NW
22671 | Sarguja | Ambikapur | DH | ENT DEPARTMENT | CENTRIFUGE MACHINE | 1 | Bi-POLAR WETFIELD |  |  | 3000267259 |  | 0 | - | 0 | - | W
22672 | Sarguja | Ambikapur | DH | ENT DEPARTMENT | Vitrectony | 1 |  |  | 107 | 3000267260 |  | 0 | - | 0 | - | W
22673 | Sarguja | Ambikapur | DH | ENT DEPARTMENT | YAG LASER | 1 | AppaYAG LASER | 307 |  | 3000268043 |  | 0 | - | 0 | - | W
22674 | Sarguja | Ambikapur | DH | ENT DEPARTMENT | AUTO REFRACTOMETER | 1 | Canon |  |  | 3000268044 |  | 0 | - | 0 | - | W
22675 | Sarguja | Ambikapur | DH | ENT DEPARTMENT | ELECTRIC STERILIZER | 1 | Atlas |  |  | 3000268045 |  | 0 | - | 0 | - | W
22676 | Sarguja | Ambikapur | DH | ENT DEPARTMENT | CAUTARY MACHINE | 1 | Heamosafe |  |  | 3000268046 |  | 0 | - | 0 | - | W
22677 | Sarguja | Ambikapur | DH | ENT DEPARTMENT | BP MACHINE | 1 | Lifex |  | 98134492 | 3000268047 |  | 0 | - | 0 | - | W
22678 | Sarguja | Ambikapur | DH | ENT DEPARTMENT | BP MACHINE | 1 | Premier | CH/C8262373 | 98134492 | 3000268048 |  | 0 | - | 0 | - | W
22679 | Sarguja | Ambikapur | DH | ENT DEPARTMENT | DIGITAL BP MACHINE | 1 | Nova |  |  | 3000268049 |  | 0 | - | 0 | - | NW
22680 | Sarguja | Ambikapur | DH | ENT DEPARTMENT | DIGITAL BP MACHINE | 1 | Nova |  |  | 3000268050 |  | 0 | - | 0 | - | W
22681 | Sarguja | Ambikapur | DH | ENT DEPARTMENT | DIGITAL BP MACHINE | 1 | Nova | CH/C2300729 |  | 3000267258 |  | 0 | - | 0 | - | W
22682 | Sarguja | Ambikapur | DH | Orthopaedic ward | DEEP MASSAGER | 1 | Delta |  | SWD2KG903028/03 | 3000267156 |  | 0 | - | 0 | - | W
22683 | Sarguja | Ambikapur | DH | Orthopaedic ward | BP MACHINE | 1 | Victrodyne |  | 1245 | 3000267157 |  | 0 | - | 0 | - | W
22684 | Sarguja | Ambikapur | DH | Orthopaedic ward | WAX BATH | 1 | Delta |  |  | 3000267158 |  | 0 | - | 0 | - | W
22685 | Sarguja | Ambikapur | DH | Orthopaedic ward | CPM | 1 | Continuos Passive Motion |  | 195 | 3000267159 |  | 0 | - | 0 | - | W
22686 | Sarguja | Ambikapur | DH | Orthopaedic ward | BP MACHINE | 1 | Electroson 608 |  | TUI-1119 | 3000267160 |  | 0 | - | 0 | - | W
22687 | Sarguja | Ambikapur | DH | Orthopaedic ward | BP MACHINE | 1 | Electroson Wave3000 |  | T-440 | 3000267161 |  | 0 | - | 0 | - | W
22688 | Sarguja | Ambikapur | DH | Orthopaedic ward | TRACTION MACHINE | 1 | AKAYHIL-UNIT |  |  | 3000267150 |  | 0 | - | 0 | - | W
22689 | Sarguja | Ambikapur | DH | Orthopaedic ward | BP MACHINE | 1 | Microsiim |  | TG-423 | 3000267151 |  | 0 | - | 0 | - | W
22690 | Sarguja | Ambikapur | DH | Orthopaedic ward | Tayoma | 1 | Unifit |  |  | 3000267152 |  | 0 | - | 0 | - | W
22691 | Sarguja | Ambikapur | DH | Orthopaedic ward | OT TABLE | 1 |  |  |  | 3000267153 |  | 0 | - | 0 | - | W
22692 | Sarguja | Ambikapur | DH | Orthopaedic ward | CAUTARY MACHINE | 1 |  |  |  | 3000267154 |  | 0 | - | 0 | - | W
22693 | Sarguja | Ambikapur | DH | Orthopaedic ward | BP MACHINE | 1 | Autotrac |  | 2340-A | 3000267155 |  | 0 | - | 0 | - | W
22694 | Sarguja | Ambikapur | DH | ICCU | ECG RECORDER | 1 | RMS Vesta 3021 | 3021 | V30202121415 | 3000267299 |  | 0 | - | 0 | - | W
22695 | Sarguja | Ambikapur | DH | ICCU | TMT MACHINE | 1 | Health Fitness product | 9000XL |  | 3000267308 |  | 0 | - | 0 | - | W
22696 | Sarguja | Ambikapur | DH | ICCU | ULTRASOUND MACHINE | 1 | Mindray Bio Medical | DEN3 | 6D4A002426 | 3000267309 |  | 0 | - | 0 | - | NW
22697 | Sarguja | Ambikapur | DH | ICCU | ULTRASOUND MACHINE | 1 | SIEMENS | 7474922 | GEE0928 | 3000267310 |  | 0 | - | 0 | - | W
22698 | Sarguja | Ambikapur | DH | ICCU | SUCTION APPARATUS | 1 | JE Medigaurd | DC168 | VLP-13-E-116 | 3000267311 |  | 0 | - | 0 | - | W
22699 | Sarguja | Ambikapur | DH | ICCU | Strenum | 1 |  |  | ABMSC/A381 | 3000267312 |  | 0 | - | 0 | - | W
22700 | Sarguja | Ambikapur | DH | ICCU | SHADOWLESS OT LIGHT | 1 |  |  |  | 3000267101 | 04/15 | 0 | - | 0 | - | W
22701 | Sarguja | Ambikapur | DH | SNCU | WEIGHING MACHINE | 1 |  | B-5250 | 25014131840 | 3000267102 | 04/15 | 0 | - | 0 | - | W
22702 | Sarguja | Ambikapur | DH | SNCU | WEIGHING MACHINE | 1 |  | B-5250 | 25014131842 | 3000267106 | 04/15 | 0 | - | 0 | - | W
22703 | Sarguja | Ambikapur | DH | SNCU | RADIANT WARMER | 1 |  |  | T1089 | 3000267103 | 04/15 | 0 | - | 0 | - | W
22704 | Sarguja | Ambikapur | DH | SNCU | RADIANT WARMER | 1 | T1088 |  | T-1088 | 3000267104 | 04/15 | 0 | - | 0 | - | W
22705 | Sarguja | Ambikapur | DH | SNCU | RADIANT WARMER | 1 |  |  | T-1090 | 3000267105 | 04/15 | 0 | - | 0 | - | W
22706 | Sarguja | Ambikapur | DH | SNCU | RADIANT WARMER | 1 |  |  | T-1087 | 3000267107 | 04/15 | 0 | - | 0 | - | W
22707 | Sarguja | Ambikapur | DH | SNCU | BABY PHOTOTHERAPY UNIT | 1 |  |  | T1745 | 3000267108 | 04/15 | 0 | - | 0 | - | W
22708 | Sarguja | Ambikapur | DH | SNCU | RADIANT WARMER | 1 |  |  | T-1096 | 3000267111 |  | 0 | - | 0 | - | W
22709 | Sarguja | Ambikapur | DH | SNCU | BABY PHOTOTHERAPY UNIT | 1 |  |  | 1746 | 3000267112 |  | 0 | - | 0 | - | W
22710 | Sarguja | Ambikapur | DH | SNCU | RADIANT WARMER | 1 |  |  | T-10914 | 3000267113 | 04/15 | 0 | - | 0 | - | W
22711 | Sarguja | Ambikapur | DH | SNCU | RADIANT WARMER | 1 |  |  | GMHF3.5 | 3000267114 | 04/15 | 0 | - | 0 | - | W
22712 | Sarguja | Ambikapur | DH | SNCU | RADIANT WARMER | 1 |  |  | T1088 | 3000267110 | 04/15 | 0 | - | 0 | - | W
22713 | Sarguja | Ambikapur | DH | SNCU | BABY PHOTOTHERAPY UNIT | 1 |  |  | 1750 | 3000267109 | 04/15 | 0 | - | 0 | - | W
22714 | Sarguja | Ambikapur | DH | SNCU | RADIANT WARMER | 1 |  |  | T-1085 | 3000217115 | 04/15 | 0 | - | 0 | - | W
22715 | Sarguja | Ambikapur | DH | SNCU | RADIANT WARMER | 1 |  |  | T-1093 | 3000267116 | 04/15 | 0 | - | 0 | - | W
22716 | Sarguja | Ambikapur | DH | SNCU | RADIANT WARMER | 1 |  |  | T-1094 | 3000267117 | 04/15 | 0 | - | 0 | - | W
22717 | Sarguja | Ambikapur | DH | SNCU | RADIANT WARMER | 1 |  |  | T-1095 | 3000267118 | 04/15 | 0 | - | 0 | - | W
22718 | Sarguja | Ambikapur | DH | SNCU | BABY PHOTOTHERAPY UNIT | 1 |  |  | 1747 | 3000267119 | 04/15 | 0 | - | 0 | - | W
22719 | Sarguja | Ambikapur | DH | SNCU | RADIANT WARMER | 1 |  |  | T-1092 | 3000267120 | 04/15 | 0 | - | 0 | - | W
22720 | Sarguja | Ambikapur | DH | SNCU | BABY PHOTOTHERAPY UNIT | 1 |  |  | 1748 | 3000267121 | 04/15 | 0 | - | 0 | - | W
22721 | Sarguja | Ambikapur | DH | GYAENEC.OPD | RADIANT WARMER | 1 |  |  |  | 3000267122 |  | 0 | - | 0 | - | W
22722 | Sarguja | Ambikapur | DH | GYAENEC.OPD | OXYGEN CONCENTRATOR | 1 |  |  | 1327012013 | 3000267123 |  | 0 | - | 0 | - | W
22723 | Sarguja | Ambikapur | DH | OT | PATIENT MONITOR | 1 | DATEXOHMETA S/5 |  | 4976638 | 3000267313 |  | 0 | - | 0 | - | W
22724 | Sarguja | Ambikapur | DH | OT | SHADOWLESS OT LIGHT | 1 |  |  |  | 3000267314 |  | 0 | - | 0 | - | W
22725 | Sarguja | Ambikapur | DH | OT | NEEDLE DESTROYER | 1 |  | ND360 | 5297/03 | 3000267315 |  | 0 | - | 0 | - | W
22726 | Sarguja | Ambikapur | DH | OT | AUTOCLAVE | 1 |  |  |  | 3000267316 |  | 0 | - | 0 | - | W
22727 | Sarguja | Ambikapur | DH | OT | AUTOCLAVE | 1 |  |  |  | 3000267317 |  | 0 | - | 0 | - | W
22728 | Sarguja | Ambikapur | DH | OT | AUTOCLAVE | 1 |  |  |  | 3000267318 |  | 0 | - | 0 | - | W
22729 | Sarguja | Ambikapur | DH | OT | AUTOCLAVE | 1 |  |  |  | 3000267319 |  | 0 | - | 0 | - | W
22730 | Sarguja | Ambikapur | DH | OT | BP MACHINE | 1 |  | SNP333 | EA92756 | 3000267320 |  | 0 | - | 0 | - | W
22731 | Sarguja | Ambikapur | DH | OT | BP MACHINE | 1 | Lifex |  | 98135949 | 3000267321 |  | 0 | - | 0 | - | W
22732 | Sarguja | Ambikapur | DH | OT | OXYGEN CONCENTRATOR | 1 |  |  | 33628 | 3000267322 |  | 0 | - | 0 | - | W
22733 | Sarguja | Ambikapur | DH | OT | BP MACHINE | 1 | Lifex |  | 98135951 | 3000267323 |  | 0 | - | 0 | - | NW
22734 | Sarguja | Ambikapur | DH | OT | ELECTRIC STERILIZER | 1 | Siva |  |  | 3000267326 |  | 0 | - | 0 | - | W
22735 | Sarguja | Ambikapur | DH | OT | NEEDLE DESTROYER | 1 |  |  |  | 3000267327 |  | 0 | - | 0 | - | W
22736 | Sarguja | Ambikapur | DH | OT | ELECTRIC STERILIZER | 1 |  |  |  | 3000267325 |  | 0 | - | 0 | - | W
22737 | Sarguja | Ambikapur | DH | OT | NEEDLE DESTROYER | 1 | Privent |  |  | 3000267324 |  | 0 | - | 0 | - | NW
22738 | Sarguja | Ambikapur | DH | OT | NEEDLE DESTROYER | 1 | York |  |  | 3000267328 |  | 0 | - | 0 | - | NW
22739 | Sarguja | Ambikapur | DH | OT | NEEDLE DESTROYER | 1 | York |  |  | 3000267329 |  | 0 | - | 0 | - | W
22740 | Sarguja | Ambikapur | DH | OT | ELECTRIC STERILIZER | 1 |  |  |  | 3000267330 |  | 0 | - | 0 | - | W
22741 | Sarguja | Ambikapur | DH | OT | BP MACHINE | 1 | Lifex |  |  | 3000267331 |  | 0 | - | 0 | - | W
22742 | Sarguja | Ambikapur | DH | OT | NEEDLE DESTROYER | 1 |  |  |  | 3000267332 |  | 0 | - | 0 | - | W
22743 | Sarguja | Ambikapur | DH | RADIOLOGY Dept. | X-RAY MACHINE | 1 | Bharat Electronic | ThX1125/86 | C-131069 | 3000267021 | 2004 | 0 | - | 0 | - | W
22744 | Sarguja | Ambikapur | DH | RADIOLOGY Dept. | X-RAY MACHINE | 1 |  |  |  | 3000267022 | 2004 | 0 | - | 0 | - | W
22745 | Sarguja | Ambikapur | DH | RADIOLOGY Dept. | X-RAY MACHINE | 1 | Slemens | 5483 | 3742 | 3000267023 | 2004 | 0 | - | 0 | - | W
22746 | Sarguja | Ambikapur | DH | RADIOLOGY Dept. | Mobile X-RAY MACHINE | 1 | Olympycs |  |  | 3000267024 |  | 0 | - | 0 | - | W
22747 | Sarguja | Ambikapur | DH | RADIOLOGY Dept. | COLOUR DOPPLER | 1 | Vita CR System | 8002529 | 61112551 | 3000267025 |  | 0 | - | 0 | - | W
22748 | Sarguja | Ambikapur | DH | RADIOLOGY Dept. | X-RAY MACHINE | 1 | Slemens | 113804890 | 4630 | 3000267026 |  | 0 | - | 0 | - | W
22749 | Sarguja | Ambikapur | DH | RADIOLOGY Dept. | ULTRASOUND MACHINE | 1 | Care Strom | 3F3517 | 7003600 | 3000267027 | 17/10/14 | 0 | - | 0 | - | W
22750 | Sarguja | Ambikapur | DH | RADIOLOGY Dept. | ULTRASOUND MACHINE | 1 | Simense | SCM 22/07-M | AN140335009339 | 3000267028 | 17/10/14 | 0 | - | 0 | - | W
22751 | Sarguja | Ambikapur | DH | RADIOLOGY Dept. | X-RAY MACHINE | 1 | Scorpion |  |  | 3000267029 |  | 0 | - | 0 | - | W
22752 | Sarguja | Ambikapur | DH | RADIOLOGY Dept. | OXYGEN CONCENTRATOR | 1 |  |  |  | 3000267031 |  | 0 | - | 0 | - | W
22753 | Sarguja | Ambikapur | DH | RADIOLOGY Dept. | OT TABLE | 1 |  | DHA/GX07/EQP/16 |  | 3000267030 |  | 0 | - | 0 | - | W
22754 | Sarguja | Ambikapur | DH | RADIOLOGY Dept. | SUCTION APPARATUS | 1 | Surgivac | 267F/IE | CM/L8122553 | 3000267032 |  | 0 | - | 0 | - | W
22755 | Sarguja | Ambikapur | DH | GYAENEC.OPD | SHADOWLESS OT LIGHT | 1 |  |  |  | 3000267033 | 15/06/200 | 0 | - | 0 | - | W
22756 | Sarguja | Ambikapur | DH | GYAENEC.OPD | SHADOWLESS LAMP | 1 |  |  |  | 3000267034 | 16/01/2000 | 0 | - | 0 | - | W
22757 | Sarguja | Ambikapur | DH | GYAENEC.OPD | Electronic Surgical Unit | 1 |  | Ex-250 |  | 3000267038 | 21/05/14 | 0 | - | 0 | - | W
22758 | Sarguja | Ambikapur | DH | GYAENEC.OPD | ANESTHESIA MACHINE | 1 | Infusing |  |  | 3000267035 |  | 0 | - | 0 | - | W
22759 | Sarguja | Ambikapur | DH | GYAENEC.OPD | RADIANT WARMER | 1 | DIRD | 15654 | ACMO1201 | 3000267039 |  | 0 | - | 0 | - | W
22760 | Sarguja | Ambikapur | DH | GYAENEC.OPD | SUCTION APPARATUS | 1 | ARKO |  |  | 3000267036 |  | 0 | - | 0 | - | W
22761 | Sarguja | Ambikapur | DH | GYAENEC.OPD | ELECTRIC STERILIZER | 1 |  |  |  | 3000267040 |  | 0 | - | 0 | - | NW
22762 | Sarguja | Ambikapur | DH | GYAENEC.OPD | ELECTRIC STERILIZER | 1 | URAVI |  |  | 3000267233 |  | 0 | - | 0 | - | W
22763 | Sarguja | Ambikapur | DH | GYAENEC.OPD | ELECTRIC STERILIZER | 1 |  |  |  | 3000267234 |  | 0 | - | 0 | - | W
22764 | Sarguja | Ambikapur | DH | GYAENEC.OPD | ELECTRIC STERILIZER | 1 |  |  |  | 3000267235 |  | 0 | - | 0 | - | W
22765 | Sarguja | Ambikapur | DH | GYAENEC.OPD | BP MACHINE | 1 | Diamond |  |  | 3000267236 |  | 0 | - | 0 | - | W
22766 | Sarguja | Ambikapur | DH | GYAENEC.OPD | NEBULIZER | 1 |  |  |  | 3000267237 |  | 0 | - | 0 | - | W
22767 | Sarguja | Ambikapur | DH | GYAENEC.OPD | SUCTION APPARATUS | 1 | Guru India |  |  | 3000267238 |  | 0 | - | 0 | - | W
22768 | Sarguja | Ambikapur | DH | GYAENEC.OPD | NEEDLE DESTROYER | 1 | Microsil india |  |  | 3000267245 |  | 0 | - | 0 | - | W
22769 | Sarguja | Ambikapur | DH | GYAENEC.OPD | NEEDLE DESTROYER | 1 | Saratech |  |  | 3000267246 |  | 0 | - | 0 | - | W
22770 | Sarguja | Ambikapur | DH | OT | Unicef Maintain Help Desk | 1 |  |  |  | 3000267247 |  | 0 | - | 0 | - | W
22771 | Sarguja | Ambikapur | DH | OT | COLOUR DOPPLER | 1 | Akash Midical |  | B7111216091D | 3000267149 |  | 0 | - | 0 | - | NW
22772 | Sarguja | Ambikapur | DH | OT | LIGHT SOURCE | 1 |  |  | EP09654 | 3000267124 |  | 0 | - | 0 | - | W
22773 | Sarguja | Ambikapur | DH | OT | AUTOCLAVE | 1 | Uravi |  |  | 3000267127 |  | 0 | - | 0 | - | W
22774 | Sarguja | Ambikapur | DH | OT | AUTOCLAVE | 1 | Fabwer Engneer | 350M |  | 3000267125 |  | 0 | - | 0 | - | W
22775 | Sarguja | Ambikapur | DH | OT | AUTOCLAVE | 1 | Uravi | CARM 49 | U2928 | 3000267126 |  | 0 | - | 0 | - | NW
22776 | Sarguja | Ambikapur | DH | OT | ECG RECORDER | 1 | Allengers Medical System | C11783 | BA125202320235 | 3000267128 | 22/01/13 | 0 | - | 0 | - | W
22777 | Sarguja | Ambikapur | DH | OT | ECG RECORDER | 1 | Allengers Medical System | CL1783BA | 12520240 | 3000267129 |  | 0 | - | 0 | - | W
22778 | Sarguja | Ambikapur | DH | OT | C-ARM TABLE | 1 | Allengers Medical System |  | 2121302084 | 3000267130 |  | 0 | - | 0 | - | W
22779 | Sarguja | Ambikapur | DH | OT | X-RAY MACHINE | 1 | Allengers Medical System | XC/V47778 |  | 3000267131 | 28/01/13 | 0 | - | 0 | - | W
22780 | Sarguja | Ambikapur | DH | OT | CAUTARY MACHINE | 1 | Shhalaya Easy |  | EP09 E03 | 3000267132 |  | 0 | - | 0 | - | W
22781 | Sarguja | Ambikapur | DH | OT | C-ARM IMAGE INTENSIFIER | 1 |  | CARM 49 |  | 3000267133 |  | 0 | - | 0 | - | W
22782 | Sarguja | Ambikapur | DH | OT | PATIENT MONITOR | 1 | Akash Midical | B711121604OD |  | 3000267134 |  | 0 | - | 0 | - | W
22783 | Sarguja | Ambikapur | DH | OT | OT TABLE | 1 | B O C India |  | 15/12mi/96 | 3000267135 |  | 0 | - | 0 | - | NW
22784 | Sarguja | Ambikapur | DH | OT | Oxygen Cylinder | 1 | Nitrous |  | CM042wo-200 | 3000267136 |  | 0 | - | 0 | - | W
22785 | Sarguja | Ambikapur | DH | OT | OT TABLE | 1 |  |  |  | 3000267137 |  | 0 | - | 0 | - | W
22786 | Sarguja | Ambikapur | DH | OT | SUCTION APPARATUS | 1 | Vac |  |  | 3000267138 |  | 0 | - | 0 | - | NW
22787 | Sarguja | Ambikapur | DH | OT | VIDEO LARYNGOSCOPE | 1 | Sony | PVM20N6E |  | 3000267139 |  | 0 | - | 0 | - | NW
22788 | Sarguja | Ambikapur | DH | OT | SHADOWLESS OT LIGHT | 1 |  |  |  | 3000267140 | 27/01/13 | 0 | - | 0 | - | W
22789 | Sarguja | Ambikapur | DH | OT | AUTOCLAVE | 1 | NGX |  |  | 3000267141 |  | 0 | - | 0 | - | W
22790 | Sarguja | Ambikapur | DH | OT | ORTHO DRILL MACHINE | 1 |  |  |  | 3000267142 |  | 0 | - | 0 | - | W
22791 | Sarguja | Ambikapur | DH | OT | FOGGER | 1 | TropoI E M System |  | 2k5544001 | 3000267143 |  | 0 | - | 0 | - | W
22792 | Sarguja | Ambikapur | DH | OT | ELECTRIC STERILIZER | 1 |  |  | KOTK28/197/90 | 3000267144 |  | 0 | - | 0 | - | W
22793 | Sarguja | Ambikapur | DH | OT | OT TABLE | 1 |  |  |  | 3000267145 |  | 0 | - | 0 | - | W
22794 | Sarguja | Ambikapur | DH | OT | SHADOWLESS OT LIGHT | 1 |  |  |  | 3000267146 |  | 0 | - | 0 | - | W
22795 | Sarguja | Ambikapur | DH | OT | SHADOWLESS OT LIGHT | 1 |  |  |  | 3000267147 |  | 0 | - | 0 | - | NW
22796 | Sarguja | Ambikapur | DH | OT | SHADOWLESS OT LIGHT | 1 |  |  |  | 3000267148 |  | 0 | - | 0 | - | W
22797 | Sarguja | Ambikapur | DH | OT | OT TABLE | 1 | S M S Surgical |  | A67137999 | 3000267167 |  | 0 | - | 0 | - | W
22798 | Sarguja | Ambikapur | DH | OT | PATIENT MONITOR | 1 | Madian | M-100 |  | 3000267168 |  | 0 | - | 0 | - | W
22799 | Sarguja | Ambikapur | DH | OT | MICROSCOPE | 1 | H S Moller | FS1-11 |  | 3000267166 |  | 0 | - | 0 | - | W
22800 | Sarguja | Ambikapur | DH | OT | Laproscopy Moniter | 1 | Sony | L M V | LCD-3000-8345 | 3000267169 |  | 0 | - | 0 | - | W
22801 | Sarguja | Ambikapur | DH | OT | OT TABLE | 1 | Boyel Basic |  |  | 3000267170 |  | 0 | - | 0 | - | W
22802 | Sarguja | Ambikapur | DH | OT | SINGLE PUNCHER LAPROSCOPE | 1 | Haloxen | Haloxen 250 | HLX060114 | 3000267171 |  | 0 | - | 0 | - | W
22803 | Sarguja | Ambikapur | DH | OT | Gas Suppyler Controller | 1 | Promis Medical | Profilow | MF 1142185 | 3000267172 |  | 0 | - | 0 | - | W
22804 | Sarguja | Ambikapur | DH | OT | Ethicon Endu Surgery Equeipment | 1 | Ethican LL |  | 111134224 | 3000267173 |  | 0 | - | 0 | - | NW
22805 | Sarguja | Ambikapur | DH | OT | SUCTION APPARATUS | 1 | C P 51 |  | SE/1216109 | 3000267174 |  | 0 | - | 0 | - | W
22806 | Sarguja | Ambikapur | DH | OT | SUCTION APPARATUS | 1 | Hugry India |  |  | 3000267175 |  | 0 | - | 0 | - | W
22807 | Sarguja | Ambikapur | DH | OT | OT TABLE | 1 | Hilothine Vaporigen |  |  | 3000267176 |  | 0 | - | 0 | - | W
22808 | Sarguja | Ambikapur | DH | OT | ANESTHESIA MACHINE | 1 | Oxygen MPL India |  |  | 3000267177 |  | 0 | - | 0 | - | W
22809 | Sarguja | Ambikapur | DH | OT | ANESTHESIA MACHINE | 1 | Lenoex |  |  | 3000267178 |  | 0 | - | 0 | - | W
22810 | Sarguja | Ambikapur | DH | OT | SUCTION APPARATUS | 1 | Anand Surgical | IS 4533 | C-168-01cm/lb1225589 | 3000267179 |  | 0 | - | 0 | - | W
22811 | Sarguja | Ambikapur | DH | OT | HYDRAULIC TABLE | 1 |  |  |  | 3000267180 |  | 0 | - | 0 | - | W
22812 | Sarguja | Ambikapur | DH | OT | BP MACHINE | 1 | Diamond | IS-3390 | cm/20196030313 | 3000267181 |  | 0 | - | 0 | - | W
22813 | Sarguja | Ambikapur | DH | ICTC | CENTRIFUGE MACHINE | 1 | Microline |  |  | 3000267282 |  | 0 | - | 0 | - | W
22814 | Sarguja | Ambikapur | DH | ICTC | NEEDLE DESTROYER | 1 | Dustray |  |  | 3000267281 |  | 0 | - | 0 | - | W
22815 | Sarguja | Ambikapur | DH | ICTC | NEEDLE DESTROYER | 1 |  |  |  | 3000267280 |  | 0 | - | 0 | - | W
22816 | Sarguja | Ambikapur | DH | ICTC | ECG RECORDER | 1 | Phoxplus | Nova | Vss-605070 | 3000267284 |  | 0 | - | 0 | - | W
22817 | Sarguja | Ambikapur | DH | ICTC | SEMI AUTO ANALYZER | 1 | Labsystems |  | 006-9-1474 | 3000267285 |  | 0 | - | 0 | - | W
22818 | Sarguja | Ambikapur | DH | ICTC | SEMI AUTO ANALYZER | 1 | Labsystems | 252 | 3520900630 | 3000267286 |  | 0 | - | 0 | - | W
22819 | Sarguja | Ambikapur | DH | OPD | NEEDLE DESTROYER | 1 | LEP |  |  | 3000267239 |  | 0 | - | 0 | - | W
22820 | Sarguja | Ambikapur | DH | Blood Bank | NEEDLE DESTROYER | 1 | Microsil india |  |  | 3000267240 |  | 0 | - | 0 | - | W
22821 | Sarguja | Ambikapur | DH | Blood Bank | NEEDLE DESTROYER | 1 | Microsil india |  |  | 3000267241 |  | 0 | - | 0 | - | W
22822 | Sarguja | Ambikapur | DH | Blood Bank | NEEDLE DESTROYER | 1 | Microsil india |  |  | 3000267244 |  | 0 | - | 0 | - | W
22823 | Sarguja | Ambikapur | DH | Blood Bank | BINOCULAR MICROSCOPE | 1 | Labomad | Vision2000 | B0257669 | 3000267242 |  | 0 | - | 0 | - | W
22824 | Sarguja | Ambikapur | DH | Blood Bank | BP MACHINE | 1 | Lifex |  | 98135202 | 3000267248 |  | 0 | - | 0 | - | W
22825 | Sarguja | Ambikapur | DH | Blood Bank | BLOOD STORAGE REFRIGERATOR | 1 | Remi | BB-101 |  | 3000267249 | 22/10/07 | 0 | - | 0 | - | W
22826 | Sarguja | Ambikapur | DH | Blood Bank | BLOOD STORAGE REFRIGERATOR | 1 | Hair |  |  | 3000267243 | 22/06/09 | 0 | - | 0 | - | W
22827 | Sarguja | Ambikapur | DH | Blood Bank | BLOOD STORAGE REFRIGERATOR | 1 | York | 451-507 512 | 09f0412 | 3000267250 | 18/06/09 | 0 | - | 0 | - | W
22828 | Sarguja | Ambikapur | DH | Blood Bank | CENTRIFUGE MACHINE | 1 | Remi | R-BC | hhlc-12211 | 3000267251 | 09/10/09 | 0 | - | 0 | - | W
22829 | Sarguja | Ambikapur | DH | Blood Bank | REFRIGERATOR | 1 | Electrlux | ML-150 | MRB 2000 | 3000267255 | 17/04/2014 | 0 | - | 0 | - | W
22830 | Sarguja | Ambikapur | DH | Blood Bank | MICROSCOPE | 1 | ODCL |  | 88116 | 3000267252 | 06/06/88 | 0 | - | 0 | - | W
22831 | Sarguja | Ambikapur | DH | Blood Bank | MICROSCOPE | 1 | Blisco |  |  | 3000267253 |  | 0 | - | 0 | - | W
22832 | Sarguja | Ambikapur | DH | Blood Bank | BLOOD STORAGE REFRIGERATOR | 1 | Hair |  |  | 3000267254 | 22/10/07 | 0 | - | 0 | - | W
22833 | Sarguja | Ambikapur | DH | Blood Bank | MICROSCOPE | 1 | Olympycs |  | 36069 | 3000267256 |  | 0 | - | 0 | - | W
22834 | Sarguja | Ambikapur | DH | Blood Bank | BLOOD BAG SEALER | 1 | Hindustan Latax Limited | HTS-10 | 40325 | 3000267257 | 07/12/04 | 0 | - | 0 | - | W
22835 | Sarguja | Ambikapur | DH | Blood Bank | BP MACHINE | 1 | Diamond |  | 15-3390 | 3000267283 |  | 0 | - | 0 | - | W
22836 | Sarguja | Ambikapur | DH | RADIOLOGY Dept. | X-RAY MACHINE | 1 | Simense |  | 33494 | 3000267730 |  | 0 | - | 0 | - | W
22837 | Sarguja | Ambikapur | DH | RADIOLOGY Dept. | X-RAY MACHINE | 1 | ODCLCR |  |  | 3000267731 |  | 0 | - | 0 | - | W
22838 | Sarguja | Ambikapur | DH | RADIOLOGY Dept. | X-RAY MACHINE | 1 |  |  |  | 3000267732 |  | 0 | - | 0 | - | W
22839 | Sarguja | Ambikapur | DH | RADIOLOGY Dept. | X-RAY MACHINE | 1 | Simense |  |  | 3000267733 |  | 0 | - | 0 | - | W
22840 | Sarguja | Ambikapur | DH | Pathology Lab. | MICROSCOPE | 1 | Vision2000 |  |  | 3000267197 |  | 0 | - | 0 | - | W
22841 | Sarguja | Ambikapur | DH | Store Room | MICROSCOPE | 1 | Labomed | 3530 |  | 3000267199 |  | 0 | - | 0 | - | NW
22842 | Sarguja | Ambikapur | DH | Store Room | MICROSCOPE | 1 | Olmpuse |  |  | 3000267201 |  | 0 | - | 0 | - | NW
22843 | Sarguja | Ambikapur | DH | Store Room | ELECTRIC STERILIZER | 1 | expo |  |  | 3000267202 |  | 0 | - | 0 | - | NW
22844 | Sarguja | Ambikapur | DH | Dental Dept. | AUTOCLAVE | 1 | Confrider Reliable Tech | 23B | 51404G000GW | 3000267293 |  | 0 | - | 0 | - | W
22845 | Sarguja | Ambikapur | DH | Dental Dept. | DENTAL CHAIR | 1 |  |  |  | 3000267294 |  | 0 | - | 0 | - | NW
22846 | Sarguja | Ambikapur | DH | Dental Dept. | BP MACHINE | 1 | Lifex | cml8262373 | 98135945 | 3000267295 |  | 0 | - | 0 | - | W
22847 | Sarguja | Ambikapur | DH | Dental Dept. | DENTAL CHAIR | 1 | Unicorn |  |  | 3000267301 | 07/02/2012 | 0 | - | 0 | - | W
22848 | Sarguja | Ambikapur | DH | Dental Dept. | DENTAL CHAIR | 1 | Gomax DGT-10 | DGT-10 |  | 3000267296 | 07/12 | 0 | - | 0 | - | W
22849 | Sarguja | Ambikapur | DH | Dental Dept. | X-RAY FILM VIEWER | 1 |  |  |  | 3000267300 |  | 0 | - | 0 | - | W
22850 | Sarguja | Ambikapur | DH | Dental Dept. | NEEDLE DESTROYER | 1 | LCP |  |  | 3000267297 |  | 0 | - | 0 | - | W
22851 | Sarguja | Ambikapur | DH | Dental Dept. | ELECTRIC STERILIZER | 1 |  |  |  | 3000267298 |  | 0 | - | 0 | - | W
22852 | Sarguja | Ambikapur | DH | Pathology Lab. | WATER BATH | 1 |  |  |  | 3000267307 | 02/01 | 0 | - | 0 | - | W
22853 | Sarguja | Ambikapur | DH | Pathology Lab. | ECG RECORDER | 1 |  | BC-1800 | R-3A1051 | 3000267306 |  | 0 | - | 0 | - | W
22854 | Sarguja | Ambikapur | DH | Pathology Lab. | COLORIMETER | 1 |  | CLE-102 |  | 3000267304 |  | 0 | - | 0 | - | W
22855 | Sarguja | Ambikapur | DH | Pathology Lab. | INCUBATOR | 1 |  |  |  | 3000267305 | 4/12 | 0 | - | 0 | - | W
22856 | Sarguja | Ambikapur | DH | Pathology Lab. | COLORIMETER | 1 |  | EC-5 | 10356 | 3000267303 |  | 0 | - | 0 | - | W
22857 | Sarguja | Ambikapur | DH | Pathology Lab. | MICROSCOPE | 1 |  |  |  | 3000267287 |  | 0 | - | 0 | - | W
22858 | Sarguja | Ambikapur | DH | Pathology Lab. | NEEDLE DESTROYER | 1 | MICRO SFL INDIA | ND350 | 3172 | 3000267203 | 2013 | 0 | - | 0 | - | W
22859 | Sarguja | Ambikapur | DH | Pathology Lab. | WEIGHING MACHINE | 1 | CROWN |  |  | 3000267204 | 12/10 | 0 | - | 0 | - | W
22860 | Sarguja | Ambikapur | DH | Pathology Lab. | DIGITAL WEIGHING MACHINE | 1 | DETECH | MB130 | OLC001716 | 3000267205 | 5/12 | 0 | - | 0 | - | W
22861 | Sarguja | Ambikapur | DH | Pathology Lab. | WEIGHING MACHINE | 1 |  |  |  | 3000267206 | 12/10 | 0 | - | 0 | - | NW
22862 | Sarguja | Ambikapur | DH | Physiotherapy dept. | BP MACHINE | 1 | Premier | cm/l64242373 | 98119925 | 3000267302 | 14/01/2010 | 0 | - | 0 | - | NW
22863 | Sarguja | Ambikapur | DH | GYAENEC.OPD | AUTOCLAVE | 1 | Shiva Surgical |  |  | 3000267288 |  | 0 | - | 0 | - | W
22864 | Sarguja | Ambikapur | DH | Physiotherapy dept. | Swedam Whole Body Sterocabinate | 1 |  |  |  | 3000267289 | 20/11/14 | 0 | - | 0 | - | W
22865 | Sarguja | Ambikapur | DH | Physiotherapy dept. | Swedam Whole Body Sterocabinate | 1 |  |  |  | 3000267290 | 17/11/2013 | 0 | - | 0 | - | W
22866 | Sarguja | Ambikapur | DH | Physiotherapy dept. | Swedam Whole Body Sterocabinate | 1 |  |  |  | 3000267291 | 21/11/2013 | 0 | - | 0 | - | W
22867 | Sarguja | Ambikapur | DH | Physiotherapy dept. | BP MACHINE | 1 | Diamond |  |  | 3000267292 | 09/2012 | 0 | - | 0 | - | NW
22868 | Sarguja | Batauli | CHC | RADIOLOGY Dept. | X-RAY MACHINE | 1 | Siemens | 5251 | 1592 | 3000267041 |  | 0 | - | 0 | - | W
22869 | Sarguja | Batauli | CHC | Dental Dept. | DENTAL CHAIR | 1 | Chese |  |  | 3000267042 | 15/07/14 | 0 | - | 0 | - | W
22870 | Sarguja | Batauli | CHC | Dental Dept. | DENTAL CHAIR | 1 | EKD | K1 | K114060039 | 3000267043 | 15/07/14 | 0 | - | 0 | - | W
22871 | Sarguja | Batauli | CHC | GYAENEC.OPD | RADIANT WARMER | 1 | Life Care Limited | HNO106 | 3477 | 3000267044 | 17/12/09 | 0 | - | 0 | - | W
22872 | Sarguja | Batauli | CHC | GYAENEC.OPD | NEBULIZER | 1 | Nulife Global |  | NGM92493 | 3000267045 |  | 0 | - | 0 | - | W
22873 | Sarguja | Batauli | CHC | GYAENEC.OPD | ELECTRIC STERILIZER | 1 | Atlas |  | 919050 | 3000267046 |  | 0 | - | 0 | - | W
22874 | Sarguja | Barkela | PHC | GYAENEC.OPD | BP MACHINE | 1 |  |  |  | 3000267669 |  | 0 | - | 0 | - | W
22875 | Sarguja | Barkela | PHC | GYAENEC.OPD | BABY WEIGHING SCALE | 1 | Doccbel |  |  | 3000267670 |  | 0 | - | 0 | - | W
22876 | Sarguja | Barkela | PHC | GYAENEC.OPD | ELECTRIC STERILIZER | 1 | Lifex |  |  | 3000267591 |  | 0 | - | 0 | - | W
22877 | Sarguja | Barkela | PHC | GYAENEC.OPD | ELECTRIC STERILIZER | 1 |  |  |  | 3000267592 |  | 0 | - | 0 | - | W
22878 | Sarguja | Barkela | PHC | GYAENEC.OPD | FOOT OPERATED SUCTION APPARATUS | 1 | Shiva |  |  | 3000267593 |  | 0 | - | 0 | - | W
22879 | Sarguja | Barkela | PHC | GYAENEC.OPD | FOOT OPERATED SUCTION APPARATUS | 1 | shiva |  |  | 3000267594 |  | 0 | - | 0 | - | W
22880 | Sarguja | Barkela | PHC | OPD | STETHOSCOPE | 1 |  |  |  | 3000267595 |  | 0 | - | 0 | - | W
22881 | Sarguja | Barkela | PHC | OPD | ELECTRIC STERILIZER | 1 |  |  |  | 3000267596 |  | 0 | - | 0 | - | W
22882 | Sarguja | Barkela | PHC | OPD | BP MACHINE | 1 | lifex |  | ch/l8262373 | 3000267597 |  | 0 | - | 0 | - | W
22883 | Sarguja | Barkela | PHC | OPD | STETHOSCOPE | 1 |  |  |  | 3000267598 |  | 0 | - | 0 | - | NW
22884 | Sarguja | Darima | PHC | OPD | BP MACHINE | 1 | Diamond |  | CML-2196043 | 3000267437 | 11/12 | 0 | - | 0 | - | W
22885 | Sarguja | Darima | PHC | OPD | NEEDLE DESTROYER | 1 | Pioneer |  |  | 3000267438 | 2000 | 0 | - | 0 | - | W
22886 | Sarguja | Darima | PHC | OPD | ALPHABETIC VISION CHART | 1 | Friend |  |  | 3000267439 |  | 0 | - | 0 | - | W
22887 | Sarguja | Darima | PHC | OPD | MICROSCOPE | 1 | Labomed |  | 141175053 | 3000267440 |  | 0 | - | 0 | - | W
22888 | Sarguja | Darima | PHC | OT | SUCTION APPARATUS | 1 | Shiva |  |  | 3000267441 |  | 0 | - | 0 | - | W
22889 | Sarguja | Darima | PHC | OT | ELECTRIC STERILIZER | 1 |  |  |  | 3000267442 |  | 0 | - | 0 | - | W
22890 | Sarguja | Darima | PHC | OT | ELECTRIC STERILIZER | 1 | Survac |  | c-239 | 3000267443 | 2000 | 0 | - | 0 | - | NW
22891 | Sarguja | Darima | PHC | OT | BP MACHINE | 1 |  |  |  | 3000267444 |  | 0 | - | 0 | - | NW
22892 | Sarguja | Fundurdihari | PHC | OPD | ELECTRIC STERILIZER | 1 |  |  |  | 3000267271 |  | 0 | - | 0 | - | NW
22893 | Sarguja | Fundurdihari | PHC | OPD | BP MACHINE | 1 | lifex | Ch/l8262373 | 98137306 | 3000267273 |  | 0 | - | 0 | - | W
22894 | Sarguja | Fundurdihari | PHC | OPD | BP MACHINE | 1 | lifex | Ch/l8262373 | 981048207 | 3000267274 |  | 0 | - | 0 | - | W
22895 | Sarguja | Fundurdihari | PHC | OPD | STETHOSCOPE | 1 |  |  |  | 3000267275 |  | 0 | - | 0 | - | W
22896 | Sarguja | Fundurdihari | PHC | OPD | ELECTRIC STERILIZER | 1 |  |  |  | 3000267276 |  | 0 | - | 0 | - | W
22897 | Sarguja | Fundurdihari | PHC | OPD | MICROSCOPE | 1 | Blisco |  |  | 3000267277 | 08/06/15 | 0 | - | 0 | - | W
22898 | Sarguja | Fundurdihari | PHC | Pathology Lab. | MICROSCOPE | 1 | Teknik |  |  | 3000267278 | 26/08/15 | 0 | - | 0 | - | NW
22899 | Sarguja | Fundurdihari | PHC | Pathology Lab. | MICROSCOPE | 1 |  |  |  | 3000267279 |  | 0 | - | 0 | - | W
22900 | Sarguja | Fundurdihari | PHC | Pathology Lab. | WEIGHING MACHINE | 1 |  |  |  | 3000267270 |  | 0 | - | 0 | - | W
22901 | Sarguja | Nawanagar | PHC | OPD | NEEDLE DESTROYER | 1 | Classic |  |  | 3000267605 |  | 0 | - | 0 | - | W
22902 | Sarguja | Nawanagar | PHC | OPD | BP MACHINE | 1 | Micro Life | Ch/l832121 |  | 3000267606 |  | 0 | - | 0 | - | NW
22903 | Sarguja | Nawanagar | PHC | OPD | BP MACHINE | 1 | Lifex |  |  | 3000267607 |  | 0 | - | 0 | - | W
22904 | Sarguja | Nawanagar | PHC | OPD | STETHOSCOPE | 1 |  |  |  | 3000267608 |  | 0 | - | 0 | - | W
22905 | Sarguja | Nawanagar | PHC | GYAENEC.OPD | NEEDLE DESTROYER | 1 | MCP |  |  | 3000267599 |  | 0 | - | 0 | - | W
22906 | Sarguja | Nawanagar | PHC | GYAENEC.OPD | BABY WEIGHING SCALE | 1 | Crown |  |  | 3000267600 |  | 0 | - | 0 | - | W
22907 | Sarguja | Nawanagar | PHC | GYAENEC.OPD | BP MACHINE | 1 | Micro Life | ch/l8762373 |  | 3000267601 |  | 0 | - | 0 | - | W
22908 | Sarguja | Nawanagar | PHC | GYAENEC.OPD | BABY WEIGHING SCALE | 1 | Double |  |  | 3000267604 |  | 0 | - | 0 | - | NW
22909 | Sarguja | Nawanagar | PHC | Pathology Lab. | ELECTRIC STERILIZER | 1 |  |  |  | 3000267602 |  | 0 | - | 0 | - | W
22910 | Sarguja | Nawanagar | PHC | Pathology Lab. | MICROSCOPE | 1 | Blisco | Cm/l 9474292 |  | 3000267603 |  | 0 | - | 0 | - | W
22911 | Sarguja | Sukhari | PHC | Pathology Lab. | MICROSCOPE | 1 | Labomed | Vision2000 |  | 3000267261 |  | 0 | - | 0 | - | W
22912 | Sarguja | Sukhari | PHC | Pathology Lab. | CENTRIFUGE MACHINE | 1 |  |  |  | 3000267262 |  | 0 | - | 0 | - | W
22913 | Sarguja | Sukhari | PHC | OPD | ELECTRIC STERILIZER | 1 |  |  |  | 3000267263 |  | 0 | - | 0 | - | W
22914 | Sarguja | Sukhari | PHC | OPD | NEEDLE DESTROYER | 1 | Saratech |  |  | 3000267264 |  | 0 | - | 0 | - | W
22915 | Sarguja | Sukhari | PHC | OPD | BABY WEIGHING SCALE | 1 | Crown |  |  | 3000267265 |  | 0 | - | 0 | - | W
22916 | Sarguja | Sukhari | PHC | OPD | BP MACHINE | 1 | Diamond | CH/L 096043 |  | 3000267267 |  | 0 | - | 0 | - | W
22917 | Sarguja | Sukhari | PHC | OPD | STETHOSCOPE | 1 |  |  |  | 3000267268 |  | 0 | - | 0 | - | W
22918 | Sarguja | Sukhari | PHC | OPD | BP MACHINE | 1 | Lifex | Cm/L8262373 | 98122828 | 3000267269 |  | 0 | - | 0 | - | NW
22919 | Sarguja | Sukhari | PHC | OPD | BP MACHINE | 1 | medi care | SNP333 | EA92259 | 3000267610 |  | 0 | - | 0 | - | W
22920 | Sarguja | Sukhari | PHC | OPD | STETHOSCOPE | 1 | Srishti |  |  | 3000267611 |  | 0 | - | 0 | - | W
22921 | Sarguja | Sukhari | PHC | OPD | ALPHABETIC VISION CHART | 1 |  |  |  | 3000267612 |  | 0 | - | 0 | - | W
22922 | Sarguja | Sukhari | PHC | OPD | ILR | 1 |  | HL-HBC 70 |  | 3000267613 |  | 0 | - | 0 | - | W
22923 | Sarguja | Sukhari | PHC | OPD | ILR | 1 |  |  |  | 3000267614 |  | 0 | - | 0 | - | W
22924 | Sarguja | Sukhari | PHC | OPD | MICROSCOPE | 1 |  |  |  | 3000267615 |  | 0 | - | 0 | - | NW
22925 | Sarguja | Bafauli | CHC | OPD | NEEDLE DESTROYER | 1 | Saratech | S1R100 |  | 3000267660 |  | 0 | - | 0 | - | W
22926 | Sarguja | Bafauli | CHC | OPD | ELECTRIC STERILIZER | 1 | Atlas |  | 09f/0368 | 3000267661 |  | 0 | - | 0 | - | W
22927 | Sarguja | Bafauli | CHC | OPD | BP MACHINE | 1 | diamond |  |  | 3000267663 |  | 0 | - | 0 | - | W
22928 | Sarguja | Bafauli | CHC | OPD | BP MACHINE | 1 | Diamond |  | 22210 | 3000267664 |  | 0 | - | 0 | - | W
22929 | Sarguja | Bafauli | CHC | OPD | STETHOSCOPE | 1 |  |  |  | 3000267665 |  | 0 | - | 0 | - | W
22930 | Sarguja | Bafauli | CHC | OPD | STETHOSCOPE | 1 |  |  |  | 3000267666 |  | 0 | - | 0 | - | W
22931 | Sarguja | Bafauli | CHC | Pathology Lab. | ELECTRIC STERILIZER | 1 | Lifex |  |  | 3000267651 | 24/07/15 | 0 | - | 0 | - | W
22932 | Sarguja | Bafauli | CHC | Pathology Lab. | MICROSCOPE | 1 | Labomed |  |  | 3000267652 | 23/04/15 | 0 | - | 0 | - | W
22933 | Sarguja | Bafauli | CHC | Pathology Lab. | CENTRIFUGE MACHINE | 1 |  |  |  | 3000267653 |  | 0 | - | 0 | - | W
22934 | Sarguja | Bafauli | CHC | Pathology Lab. | MICROSCOPE | 1 | PZO |  |  | 3000267662 |  | 0 | - | 0 | - | NW
22935 | Sarguja | Bafauli | CHC | Dental Dept. | SHADOWLESS OT LIGHT | 1 |  |  |  | 3000267654 |  | 0 | - | 0 | - | W
22936 | Sarguja | Bafauli | CHC | Dental Dept. | ELECTRIC STERILIZER | 1 | Atlas | Ch/l1718961 | 09F/0292 | 3000267655 |  | 0 | - | 0 | - | W
22937 | Sarguja | Bafauli | CHC | Dental Dept. | ULTRASONIC SCALLER | 1 | EKD | k1 | k114060037 | 3000267656 |  | 0 | - | 0 | - | W
22938 | Sarguja | Bafauli | CHC | Dental Dept. | DENTAL CHAIR | 1 |  |  |  | 3000267657 |  | 0 | - | 0 | - | W
22939 | Sarguja | Bafauli | CHC | Dental Dept. | DENTAL CHAIR | 1 | EKD |  | 101133 | 3000267658 |  | 0 | - | 0 | - | W
22940 | Sarguja | Bafauli | CHC | Dental Dept. | SUCTION APPARATUS | 1 |  |  |  | 3000267659 |  | 0 | - | 0 | - | W
22941 | Sarguja | Bafauli | CHC | GYAENEC.OPD | RADIANT WARMER | 1 | hi Care | ocw | 3478 | 3000267667 |  | 0 | - | 0 | - | W
22942 | Sarguja | Bafauli | CHC | GYAENEC.OPD | WEIGHING MACHINE | 1 | essae | BS-250 | 25014131548 | 3000267668 |  | 0 | - | 0 | - | W
22943 | Sarguja | Bataikela | PHC | GYAENEC.OPD | BABY WEIGHING SCALE | 1 |  |  |  | 3000267433 |  | 0 | - | 0 | - | W
22944 | Sarguja | Bataikela | PHC | GYAENEC.OPD | FOOT OPERATED SUCTION APPARATUS | 1 | Shiva |  |  | 3000267434 |  | 0 | - | 0 | - | W
22945 | Sarguja | Bataikela | PHC | GYAENEC.OPD | HUB CUTTER | 1 | Saratech |  |  | 3000267435 |  | 0 | - | 0 | - | W
22946 | Sarguja | Bataikela | PHC | GYAENEC.OPD | BP MACHINE | 1 | Ajnta |  |  | 3000267436 |  | 0 | - | 0 | - | NW
22947 | Sarguja | Bataikela | PHC | GYAENEC.OPD | NEEDLE DESTROYER | 1 | Microsil | ND-360 | 4446/03 | 3000267491 |  | 0 | - | 0 | - | NW
22948 | Sarguja | Bataikela | PHC | GYAENEC.OPD | AUTOCLAVE | 1 |  |  |  | 3000267492 |  | 0 | - | 0 | - | NW
22949 | Sarguja | Bataikela | PHC | Pathology Lab. | CENTRIFUGE MACHINE | 1 |  |  |  | 3000267501 |  | 0 | - | 0 | - | W
22950 | Sarguja | Bataikela | PHC | Pathology Lab. | MICROSCOPE | 1 | Bilisco |  |  | 3000267500 |  | 0 | - | 0 | - | W
22951 | Sarguja | Bataikela | PHC | Pathology Lab. | GLUCO METER | 1 |  |  | GU0403481 | 3000267502 |  | 0 | - | 0 | - | W
22952 | Sarguja | Bataikela | PHC | Pathology Lab. | MICROSCOPE | 1 | Micron Optic |  | 44020 | 3000267503 | 11-10-12 | 0 | - | 0 | - | NW
22953 | Sarguja | Bataikela | PHC | Other Dept. | CENTRIFUGE MACHINE | 1 | Saratech |  |  | 3000267504 |  | 0 | - | 0 | - | W
22954 | Sarguja | Bataikela | PHC | Other Dept. | BP MACHINE | 1 | Nammat |  | 53452 | 3000267505 |  | 0 | - | 0 | - | W
22955 | Sarguja | Bataikela | PHC | Other Dept. | HUB CUTTER | 1 | Saratech |  |  | 3000267493 |  | 0 | - | 0 | - | NW
22956 | Sarguja | Bataikela | PHC | Other Dept. | ELECTRIC STERILIZER | 1 |  |  |  | 3000267494 |  | 0 | - | 0 | - | NW
22957 | Sarguja | Bataikela | PHC | Other Dept. | HUB CUTTER | 1 |  |  |  | 3000267495 |  | 0 | - | 0 | - | NW
22958 | Sarguja | Bataikela | PHC | Other Dept. | ELECTRIC STERILIZER | 1 |  |  |  | 3000267496 |  | 0 | - | 0 | - | NW
22959 | Sarguja | Bataikela | PHC | Other Dept. | NEEDLE DESTROYER | 1 | Microsil |  |  | 3000267498 |  | 0 | - | 0 | - | W
22960 | Sarguja | Ghutrapara | PHC | GYAENEC.OPD | ELECTRIC STERILIZER | 1 | Atlas |  |  | 3000267424 |  | 0 | - | 0 | - | W
22961 | Sarguja | Ghutrapara | PHC | GYAENEC.OPD | SUCTION APPARATUS | 1 | shiva |  |  | 3000267425 |  | 0 | - | 0 | - | W
22962 | Sarguja | Ghutrapara | PHC | GYAENEC.OPD | WEIGHING MACHINE | 1 | Doeble |  |  | 3000267426 |  | 0 | - | 0 | - | W
22963 | Sarguja | Ghutrapara | PHC | GYAENEC.OPD | FOOT OPERATED SUCTION APPARATUS | 1 |  |  |  | 3000267427 |  | 0 | - | 0 | - | W
22964 | Sarguja | Ghutrapara | PHC | Other Dept. | HUB CUTTER | 1 | Saratech |  |  | 3000267428 |  | 0 | - | 0 | - | W
22965 | Sarguja | Ghutrapara | PHC | Other Dept. | AUTOCLAVE | 1 |  |  |  | 3000267429 |  | 0 | - | 0 | - | W
22966 | Sarguja | Ghutrapara | PHC | Other Dept. | BP MACHINE | 1 | Diamond |  | cm\c196043 | 3000267430 |  | 0 | - | 0 | - | W
22967 | Sarguja | Ghutrapara | PHC | Other Dept. | MICROSCOPE | 1 |  |  |  | 3000267431 |  | 0 | - | 0 | - | W
22968 | Sarguja | Ghutrapara | PHC | Other Dept. | AUTOCLAVE | 1 | - | - | - | 3000267432 |  | 0 | - | 0 | - | NW
22969 | Sarguja | Lakhanpur | CHC | GYAENEC.OPD | BP MACHINE | 1 | Diamond |  | 196043 | 3000269078 |  | 0 | - | 0 | - | W
22970 | Sarguja | Lakhanpur | CHC | GYAENEC.OPD | RADIANT WARMER | 1 | Meditrin |  |  | 3000269079 |  | 0 | - | 0 | - | NW
22971 | Sarguja | Lakhanpur | CHC | OPD | RADIANT WARMER | 1 | Meditrin |  |  | 3000269080 |  | 0 | - | 0 | - | NW
22972 | Sarguja | Lakhanpur | CHC | OPD | SUCTION APPARATUS | 1 | Shiva |  | 6.210.0212 | 3000269081 |  | 0 | - | 0 | - | W
22973 | Sarguja | Lakhanpur | CHC | OPD | FOETAL DOPPLER | 1 | Lifex |  |  | 3000269082 |  | 0 | - | 0 | - | W
22974 | Sarguja | Lakhanpur | CHC | OPD | ELECTRIC STERILIZER | 1 |  |  |  | 3000269083 |  | 0 | - | 0 | - | W
22975 | Sarguja | Lakhanpur | CHC | OPD | BABY PHOTOTHERAPY UNIT | 1 | Srichakra | scsPLMC |  | 3000269084 | 20/05/15 | 0 | - | 0 | - | NW
22976 | Sarguja | Lakhanpur | CHC | OPD | ECG RECORDER | 1 | Bpl |  | BAMB7B10956 | 3000269085 |  | 0 | - | 0 | - | W
22977 | Sarguja | Lakhanpur | CHC | OPD | NEBULIZER | 1 | Hendyneb |  | NGM92493 | 3000269086 |  | 0 | - | 0 | - | W
22978 | Sarguja | Lakhanpur | CHC | Pathology Lab. | INCUBATOR | 1 | Coslab | CLE-102 |  | 3000269087 |  | 0 | - | 0 | - | W
22979 | Sarguja | Lakhanpur | CHC | Pathology Lab. | INCUBATOR | 1 | Digilab | Dinc14 | 3052/8089 | 3000269088 |  | 0 | - | 0 | - | W
22980 | Sarguja | Lakhanpur | CHC | Pathology Lab. | CENTRIFUGE MACHINE | 1 |  |  |  | 3000269089 |  | 0 | - | 0 | - | W
22981 | Sarguja | Lakhanpur | CHC | Pathology Lab. | CENTRIFUGE MACHINE | 1 |  |  |  | 3000269090 |  | 0 | - | 0 | - | W
22982 | Sarguja | Lakhanpur | CHC | Pathology Lab. | MICROSCOPE | 1 | Labomed | Vision2000 | 3540 | 3000269091 |  | 0 | - | 0 | - | W
22983 | Sarguja | Lakhanpur | CHC | Pathology Lab. | NEEDLE DESTROYER | 1 | Microsil | ND360 | 8864 | 3000269092 |  | 0 | - | 0 | - | W
22984 | Sarguja | Lakhanpur | CHC | Pathology Lab. | COLOUR DOPPLER | 1 |  |  |  | 3000269093 |  | 0 | - | 0 | - | W
22985 | Sarguja | Lakhanpur | CHC | RADIOLOGY Dept. | X-RAY MACHINE | 1 | Seimens |  | 5201 | 3000269094 |  | 0 | - | 0 | - | W
22986 | Sarguja | Lakhanpur | CHC | OT | AUTOCLAVE | 1 | ZED | 28B | 41 | 3000269095 |  | 0 | - | 0 | - | W
22987 | Sarguja | Lakhanpur | CHC | OT | AUTOCLAVE | 1 |  |  |  | 3000269096 |  | 0 | - | 0 | - | W
22988 | Sarguja | Lakhanpur | CHC | OT | AUTOCLAVE | 1 |  |  |  | 3000269097 |  | 0 | - | 0 | - | W
22989 | Sarguja | Lakhanpur | CHC | OT | AUTOCLAVE | 1 |  |  |  | 3000269098 |  | 0 | - | 0 | - | W
22990 | Sarguja | Gumgra | PHC | GYAENEC.OPD | BP MACHINE | 1 | Omega | Gold 2000 | 197 | 3000269099 |  | 0 | - | 0 | - | W
22991 | Sarguja | Gumgra | PHC | GYAENEC.OPD | BABY WEIGHING SCALE | 1 | Crown |  |  | 3000269100 |  | 0 | - | 0 | - | W
22992 | Sarguja | Gumgra | PHC | GYAENEC.OPD | BP MACHINE | 1 | Sum Pro | Snp333 | EAEa92175 | 3000269101 |  | 0 | - | 0 | - | W
22993 | Sarguja | Gumgra | PHC | GYAENEC.OPD | SUCTION APPARATUS | 1 | Shiva |  |  | 3000269102 |  | 0 | - | 0 | - | W
22994 | Sarguja | Gumgra | PHC | GYAENEC.OPD | BP MACHINE | 1 | Lifex |  | 9813718 | 3000269103 |  | 0 | - | 0 | - | W
22995 | Sarguja | Gumgra | PHC | GYAENEC.OPD | ELECTRIC STERILIZER | 1 |  |  |  | 3000269104 |  | 0 | - | 0 | - | W
22996 | Sarguja | Gumgra | PHC | GYAENEC.OPD | NEEDLE DESTROYER | 1 | Saratech | S1R100 | R860 | 3000269105 |  | 0 | - | 0 | - | W
22997 | Sarguja | Gumgra | PHC | GYAENEC.OPD | NEBULIZER | 1 | Hendyneb | NGM92443 |  | 3000269106 |  | 0 | - | 0 | - | W
22998 | Sarguja | Gumgra | PHC | Pathology Lab. | MICROSCOPE | 1 |  |  |  | 3000269107 |  | 0 | - | 0 | - | W
22999 | Sarguja | Gumgra | PHC | Pathology Lab. | GLUCO METER | 1 |  |  |  | 3000269108 |  | 0 | - | 0 | - | W
23000 | Sarguja | Kunni | PHC | GENERAL WARD | BP MACHINE | 1 | Lifex |  | 98130388 | 3000269064 |  | 0 | - | 0 | - | W
23001 | Sarguja | Kunni | PHC | GENERAL WARD | ELECTRIC STERILIZER | 1 | Monometer | 5293 | 684370 | 3000269065 |  | 0 | - | 0 | - | NW
23002 | Sarguja | Kunni | PHC | GENERAL WARD | ELECTRIC STERILIZER | 1 |  |  |  | 3000269066 |  | 0 | - | 0 | - | NW
23003 | Sarguja | Kunni | PHC | OT | HYDRAULIC TABLE | 1 |  |  |  | 3000269067 |  | 0 | - | 0 | - | NW
23004 | Sarguja | Kunni | PHC | OT | ELECTRIC STERILIZER | 1 | SNI Suprem |  |  | 3000269068 |  | 0 | - | 0 | - | NW
23005 | Sarguja | Kunni | PHC | OT | CENTRIFUGE MACHINE | 1 |  |  |  | 3000269069 |  | 0 | - | 0 | - | W
23006 | Sarguja | Kunni | PHC | Pathology Lab. | MICROSCOPE | 1 | Blisco |  |  | 3000269071 | 01/08/15 | 0 | - | 0 | - | W
23007 | Sarguja | Kunni | PHC | Pathology Lab. | MICROSCOPE | 1 | Blisco |  |  | 3000269070 | 10/05/11 | 0 | - | 0 | - | NW
23008 | Sarguja | Kunni | PHC | GYAENEC.OPD | SUCTION APPARATUS | 1 | Shiva |  |  | 3000269072 | 08/07/14 | 0 | - | 0 | - | W
23009 | Sarguja | Kunni | PHC | GYAENEC.OPD | BABY WEIGHING SCALE | 1 | Crown |  |  | 3000269073 | 08/07/14 | 0 | - | 0 | - | W
23010 | Sarguja | Kunni | PHC | GYAENEC.OPD | ELECTRIC STERILIZER | 1 |  |  |  | 3000269074 |  | 0 | - | 0 | - | NW
23011 | Sarguja | Kunni | PHC | OPD | BP MACHINE | 1 | Premier |  | 98116614 | 3000269075 |  | 0 | - | 0 | - | NW
23012 | Sarguja | Kunni | PHC | OPD | BP MACHINE | 1 | Microlfe |  | 90102024 | 3000269076 |  | 0 | - | 0 | - | NW
23013 | Sarguja | Kunni | PHC | OPD | BP MACHINE | 1 | LIFEX |  |  | 3000269077 | 2015 | 0 | - | 0 | - | W
23014 | Sarguja | Lahptra | PHC | GYAENEC.OPD | ELECTRIC STERILIZER | 1 |  |  |  | 3000269054 |  | 0 | - | 0 | - | W
23015 | Sarguja | Lahptra | PHC | GYAENEC.OPD | HUB CUTTER | 1 | Saratech | S1R100 VA | R-562 | 3000269055 |  | 0 | - | 0 | - | W
23016 | Sarguja | Lahptra | PHC | GYAENEC.OPD | BABY WEIGHING SCALE | 1 | Docble Braun |  |  | 3000269056 |  | 0 | - | 0 | - | W
23017 | Sarguja | Lahptra | PHC | OPD | BP MACHINE | 1 | Life Line |  | 89157 | 3000269057 |  | 0 | - | 0 | - | W
23018 | Sarguja | Lahptra | PHC | OPD | BP MACHINE | 1 | Medium | SNP333 | EAEa92175 | 3000269058 | 17/07/14 | 0 | - | 0 | - | W
23019 | Sarguja | Lahptra | PHC | GYAENEC.OPD | SUCTION APPARATUS | 1 | Shiva |  |  | 3000269059 | 17/07/14 | 0 | - | 0 | - | NW
23020 | Sarguja | Lahptra | PHC | GYAENEC.OPD | ELECTRIC STERILIZER | 1 |  |  |  | 3000269060 |  | 0 | - | 0 | - | W
23021 | Sarguja | Lahptra | PHC | GYAENEC.OPD | CENTRIFUGE MACHINE | 1 |  |  |  | 3000269061 |  | 0 | - | 0 | - | W
23022 | Sarguja | Lahptra | PHC | GYAENEC.OPD | BLOOD STORAGE REFRIGERATOR | 1 | Beacon |  | 18258 | 3000269062 |  | 0 | - | 0 | - | W
23023 | Sarguja | Lahptra | PHC | GYAENEC.OPD | TRAIL LANCE BOX | 1 |  |  |  | 3000269063 |  | 0 | - | 0 | - | W
23024 | Sarguja | Dhaurpur | CHC | OT | SHADOWLESS LAMP | 1 |  |  |  | 3000267333 |  | 0 | - | 0 | - | W
23025 | Sarguja | Dhaurpur | CHC | OT | FOGGER | 1 |  |  |  | 3000267334 |  | 0 | - | 0 | - | W
23026 | Sarguja | Dhaurpur | CHC | OT | FOGGER | 1 |  |  |  | 3000267335 |  | 0 | - | 0 | - | W
23027 | Sarguja | Dhaurpur | CHC | GYAENEC.OPD | MICROSCOPE | 1 | Handa Enterprizes |  |  | 3000267336 |  | 0 | - | 0 | - | W
23028 | Sarguja | Dhaurpur | CHC | GYAENEC.OPD | SUCTION APPARATUS | 1 |  |  |  | 3000267337 |  | 0 | - | 0 | - | W
23029 | Sarguja | Dhaurpur | CHC | GYAENEC.OPD | FUMIGERATOR | 1 |  |  |  | 3000267338 |  | 0 | - | 0 | - | W
23030 | Sarguja | Dhaurpur | CHC | GYAENEC.OPD | NEEDLE DESTROYER | 1 | Saratech | 100 VA |  | 3000267339 |  | 0 | - | 0 | - | W
23031 | Sarguja | Dhaurpur | CHC | GYAENEC.OPD | ELECTRIC STERILIZER | 1 |  |  |  | 3000267340 |  | 0 | - | 0 | - | W
23032 | Sarguja | Dhaurpur | CHC | GYAENEC.OPD | RADIANT WARMER | 1 | Hi Care | HN0106 | 3468 | 3000267341 |  | 0 | - | 0 | - | W
23033 | Sarguja | Dhaurpur | CHC | GYAENEC.OPD | NEEDLE DESTROYER | 1 | Saratech | S1R 100VA |  | 3000267342 |  | 0 | - | 0 | - | W
23034 | Sarguja | Dhaurpur | CHC | GYAENEC.OPD | SUCTION APPARATUS | 1 | Aanad Surgical |  | C-201-001 | 3000267343 |  | 0 | - | 0 | - | W
23035 | Sarguja | Dhaurpur | CHC | GYAENEC.OPD | BP MACHINE | 1 | diamond |  |  | 3000267344 |  | 0 | - | 0 | - | W
23036 | Sarguja | Dhaurpur | CHC | GYAENEC.OPD | WEIGHING MACHINE | 1 | Essae | B5250 | 25014131851 | 3000267345 |  | 0 | - | 0 | - | W
23037 | Sarguja | Dhaurpur | CHC | GYAENEC.OPD | OXYGEN CONCENTRATOR | 1 | LEFE Plus |  |  | 3000267346 |  | 0 | - | 0 | - | W
23038 | Sarguja | Dhaurpur | CHC | GYAENEC.OPD | ELECTRIC STERILIZER | 1 | Atlas |  |  | 3000267347 |  | 0 | - | 0 | - | W
23039 | Sarguja | Dhaurpur | CHC | GYAENEC.OPD | AUTOCLAVE | 1 | Zed |  | 35 | 3000267348 |  | 0 | - | 0 | - | W
23040 | Sarguja | Dhaurpur | CHC | GYAENEC.OPD | SUCTION APPARATUS | 1 | Anand Surgical |  | C-137-015 | 3000267349 |  | 0 | - | 0 | - | W
23041 | Sarguja | Dhaurpur | CHC | GYAENEC.OPD | SUCTION APPARATUS | 1 | Anand Surgical |  | c-169-002 | 3000267350 |  | 0 | - | 0 | - | W
23042 | Sarguja | Dhaurpur | CHC | GYAENEC.OPD | NEEDLE DESTROYER | 1 | Saratech |  |  | 3000267351 |  | 0 | - | 0 | - | W
23043 | Sarguja | Dhaurpur | CHC | Pathology Lab. | CENTRIFUGE MACHINE | 1 | Blisco |  |  | 3000267352 |  | 0 | - | 0 | - | W
23044 | Sarguja | Dhaurpur | CHC | Pathology Lab. | CENTRIFUGE MACHINE | 1 |  |  |  | 3000267353 |  | 0 | - | 0 | - | NW
23045 | Sarguja | Dhaurpur | CHC | Pathology Lab. | MICROSCOPE | 1 | Labomed | Vision2000 | 3526 | 3000267354 |  | 0 | - | 0 | - | W
23046 | Sarguja | Dhaurpur | CHC | Pathology Lab. | MICROSCOPE | 1 | MLW | MLW LAB |  | 3000267355 |  | 0 | - | 0 | - | NW
23047 | Sarguja | Dhaurpur | CHC | Pathology Lab. | MICROSCOPE | 1 | MLW | MLW LAB |  | 3000267356 |  | 0 | - | 0 | - | NW
23048 | Sarguja | Dhaurpur | CHC | Pathology Lab. | GLUCO METER | 1 | Ruche | GC | GC17443364 | 3000267357 |  | 0 | - | 0 | - | W
23049 | Sarguja | Dhaurpur | CHC | RADIOLOGY Dept. | X-RAY MACHINE | 1 | Siemens | 5201 | 17048 | 3000267358 |  | 0 | - | 0 | - | W
23050 | Sarguja | Dhaurpur | CHC | RADIOLOGY Dept. | ELECTRIC STERILIZER | 1 |  |  |  | 3000267359 |  | 0 | - | 0 | - | NW
23051 | Sarguja | Dhaurpur | CHC | RADIOLOGY Dept. | BP MACHINE | 1 | Dimond |  |  | 3000267364 |  | 0 | - | 0 | - | W
23052 | Sarguja | Bargidih | PHC | GYAENEC.OPD | BP MACHINE | 1 | Smart Care | SCH-118 |  | 3000267506 |  | 0 | - | 0 | - | NW
23053 | Sarguja | Bargidih | PHC | GYAENEC.OPD | NEEDLE DESTROYER | 1 | Microsil | ND-350 | 1330 | 3000267507 |  | 0 | - | 0 | - | NW
23054 | Sarguja | Bargidih | PHC | GYAENEC.OPD | BP MACHINE | 1 | Lifex |  | 98134820 | 3000267508 |  | 0 | - | 0 | - | W
23055 | Sarguja | Bargidih | PHC | GYAENEC.OPD | WEIGHING MACHINE | 1 | Crown |  |  | 3000267509 |  | 0 | - | 0 | - | W
23056 | Sarguja | Bargidih | PHC | GYAENEC.OPD | ELECTRIC STERILIZER | 1 |  |  |  | 3000267510 |  | 0 | - | 0 | - | NW
23057 | Sarguja | Bargidih | PHC | GYAENEC.OPD | OXYGEN STAND | 1 |  |  |  | 3000267511 |  | 0 | - | 0 |  | W
23058 | Sarguja | Bargidih | PHC | Pathology Lab. | MICROSCOPE | 1 | Blisco |  |  | 3000267512 |  | 0 | - | 0 | - | NW
23059 | Sarguja | Bargidih | PHC | Other Dept. | ELECTRIC STERILIZER | 1 | ISCO |  |  | 3000267513 |  | 0 | - | 0 | - | W
23060 | Sarguja | Bargidih | PHC | Other Dept. | ELECTRIC STERILIZER | 1 | ISCO |  |  | 3000267514 |  | 0 | - | 0 | - | W
23061 | Sarguja | Bargidih | PHC | Other Dept. | AUTOCLAVE | 1 | ISCO |  |  | 3000267515 |  | 0 | - | 0 | - | W
23062 | Sarguja | Bargidih | PHC | Other Dept. | FOOT OPERATED SUCTION APPARATUS | 1 | Shiva |  |  | 3000267516 |  | 0 | - | 0 | - | NW
23063 | Sarguja | Bargidih | PHC | Other Dept. | FOOT OPERATED SUCTION APPARATUS | 1 | Shiva |  |  | 3000267517 |  | 0 | - | 0 | - | W
23064 | Sarguja | Bargidih | PHC | Other Dept. | ELECTRIC STERILIZER | 1 | Atlas |  |  | 3000267518 |  | 0 | - | 0 | - | W
23065 | Sarguja | Dumardih | PHC | OPD | MICROSCOPE | 1 | Blisco |  |  | 3000267360 |  | 0 | - | 0 | - | W
23066 | Sarguja | Dumardih | PHC | OPD | HUB CUTTER | 1 | Saratech | 100 VA |  | 3000267361 |  | 0 | - | 0 | - | W
23067 | Sarguja | Dumardih | PHC | OPD | BP MACHINE | 1 | Novaphon |  | 287964 | 3000267363 |  | 0 | - | 0 | - | W
23068 | Sarguja | Dumardih | PHC | OPD | ELECTRIC STERILIZER | 1 |  |  |  | 3000267362 |  | 0 | - | 0 | - | NW
23069 | Sarguja | Lundra | PHC | GYAENEC.OPD | BP MACHINE | 1 | Life line |  |  | 3000267088 | 16/04/2010 | 0 | - | 0 | - | W
23070 | Sarguja | Lundra | PHC | GYAENEC.OPD | BP MACHINE | 1 | diamond |  | 3390 | 3000267089 | 25/06/2013 | 0 | - | 0 | - | W
23071 | Sarguja | Lundra | PHC | GYAENEC.OPD | NEBULIZER | 1 | Readymist | 230/v | 44556 | 3000267090 |  | 0 | - | 0 | - | W
23072 | Sarguja | Lundra | PHC | GYAENEC.OPD | HUB CUTTER | 1 | Microsil | nd360 | 7899/03 | 3000267091 |  | 0 | - | 0 | - | W
23073 | Sarguja | Lundra | PHC | GYAENEC.OPD | ELECTRIC STERILIZER | 1 |  |  |  | 3000267092 | 02/09/09 | 0 | - | 0 | - | W
23074 | Sarguja | Lundra | PHC | GYAENEC.OPD | FOOT OPERATED SUCTION APPARATUS | 1 | Shiva |  |  | 3000267097 |  | 0 | - | 0 | - | W
23075 | Sarguja | Lundra | PHC | GENERAL WARD | AUTOCLAVE | 1 |  |  |  | 3000267093 | 22/11/11 | 0 | - | 0 | - | NW
23076 | Sarguja | Lundra | PHC | GENERAL WARD | BP MACHINE | 1 | Nammat |  | 51964 | 3000267094 | 07/01/09 | 0 | - | 0 | - | NW
23077 | Sarguja | Lundra | PHC | GENERAL WARD | BP MACHINE | 1 | Diamond |  | 3390 | 3000267095 | 15/05/09 | 0 | - | 0 | - | NW
23078 | Sarguja | Lundra | PHC | GENERAL WARD | AUTOCLAVE | 1 |  |  |  | 3000267096 | 08/04/15 | 0 | - | 0 | - | W
23079 | Sarguja | Lundra | PHC | GENERAL WARD | HUB CUTTER | 1 | Microsil | ND360 | 7939/03 | 3000267098 |  | 0 | - | 0 | - | W
23080 | Sarguja | Lundra | PHC | GENERAL WARD | WEIGHING MACHINE | 1 | Crown |  |  | 3000267099 | 08/04/15 | 0 | - | 0 | - | W
23081 | Sarguja | Patora | PHC | GYAENEC.OPD | NEEDLE DESTROYER | 1 | microsil | ND-360 | 4331103 | 3000267365 |  | 0 | - | 0 | - | W
23082 | Sarguja | Patora | PHC | GYAENEC.OPD | BP MACHINE | 1 | Diamond |  |  | 3000267366 |  | 0 | - | 0 | - | W
23083 | Sarguja | Patora | PHC | GYAENEC.OPD | ELECTRIC STERILIZER | 1 | Rexco |  |  | 3000267367 |  | 0 | - | 0 | - | NW
23084 | Sarguja | Patora | PHC | GYAENEC.OPD | AUTOCLAVE | 1 | RoBbot |  |  | 3000267368 | 03/05/14 | 0 | - | 0 | - | W
23085 | Sarguja | Patora | PHC | GYAENEC.OPD | BP MACHINE | 1 | Micro Life |  | 90102082 | 3000267369 |  | 0 | - | 0 | - | W
23086 | Sarguja | Patora | PHC | GYAENEC.OPD | ELECTRIC STERILIZER | 1 |  |  |  | 3000267370 |  | 0 | - | 0 | - | W
23087 | Sarguja | Patora | PHC | GYAENEC.OPD | FOOT OPERATED SUCTION APPARATUS | 1 |  |  |  | 3000267371 |  | 0 | - | 0 | - | W
23088 | Sarguja | Patora | PHC | GYAENEC.OPD | MICROSCOPE | 1 | Micro Life |  |  | 3000267372 |  | 0 | - | 0 | - | W
23089 | Sarguja | Raghunathpur | PHC | GYAENEC.OPD | BP MACHINE | 1 | Blue cross Delux |  |  | 3000267071 | 07/02/13 | 0 | - | 0 | - | NW
23090 | Sarguja | Raghunathpur | PHC | GYAENEC.OPD | BP MACHINE | 1 | Ideal |  | 98122101 | 3000267072 | 07/02/13 | 0 | - | 0 | - | NW
23091 | Sarguja | Raghunathpur | PHC | GYAENEC.OPD | BP MACHINE | 1 | lifex |  | 8262373 | 3000267073 | 01/05/13 | 0 | - | 0 | - | W
23092 | Sarguja | Raghunathpur | PHC | GYAENEC.OPD | BP MACHINE | 1 | Novaphon | - | 308945 | 3000267074 | 29/07/15 | 0 | - | 0 | - | W
23093 | Sarguja | Raghunathpur | PHC | GYAENEC.OPD | NEBULIZER | 1 | Inf-Neb | MCN5600A | 13120125 | 3000267075 | 12/07/14 | 0 | - | 0 | - | W
23094 | Sarguja | Raghunathpur | PHC | GYAENEC.OPD | ELECTRIC STERILIZER | 1 |  |  |  | 3000267076 | 10/03/14 | 0 | - | 0 | - | NW
23095 | Sarguja | Raghunathpur | PHC | GYAENEC.OPD | ELECTRIC STERILIZER | 1 |  |  |  | 3000267077 | 10/03/14 | 0 | - | 0 | - | NW
23096 | Sarguja | Raghunathpur | PHC | GYAENEC.OPD | ELECTRIC STERILIZER | 1 |  |  |  | 3000267078 | 10/03/14 | 0 | - | 0 | - | NW
23097 | Sarguja | Raghunathpur | PHC | Pathology Lab. | BP MACHINE | 1 | life line |  | 98321 | 3000267079 |  | 0 | - | 0 | - | NW
23098 | Sarguja | Raghunathpur | PHC | Pathology Lab. | MICROSCOPE | 1 | Germany |  |  | 3000267080 |  | 0 | - | 0 | - | NW
23099 | Sarguja | Raghunathpur | PHC | Pathology Lab. | CENTRIFUGE MACHINE | 1 |  |  |  | 3000267081 |  | 0 | - | 0 | - | W
23100 | Sarguja | Raghunathpur | PHC | Pathology Lab. | ELECTRIC STERILIZER | 1 |  |  |  | 3000267082 | 10/03/14 | 0 | - | 0 | - | W
23101 | Sarguja | Raghunathpur | PHC | GYAENEC.OPD | HUB CUTTER | 1 | Microsil | ND360 | 7954/03 | 3000267083 | 10/03/14 | 0 | - | 0 | - | W
23102 | Sarguja | Raghunathpur | PHC | GYAENEC.OPD | AUTOCLAVE | 1 |  |  |  | 3000267084 | 10/03/14 | 0 | - | 0 | - | W
23103 | Sarguja | Raghunathpur | PHC | GYAENEC.OPD | FOOT OPERATED SUCTION APPARATUS | 1 | Shiva |  |  | 3000267085 | 10/03/14 | 0 | - | 0 | - | W
23104 | Sarguja | Raghunathpur | PHC | GYAENEC.OPD | BP MACHINE | 1 | Lifex |  |  | 3000267086 | 29/07/15 | 0 | - | 0 | - | W
23105 | Sarguja | Raghunathpur | PHC | GYAENEC.OPD | BP MACHINE | 1 | lifex |  |  | 3000267087 | 29/07/15 | 0 | - | 0 | - | W
23106 | Sarguja | Udari | PHC | GYAENEC.OPD | BP MACHINE | 1 | MCP |  | 11k202 | 3000267519 |  | 0 | - | 0 | - | W
23107 | Sarguja | Udari | PHC | GYAENEC.OPD | BABY WEIGHING SCALE | 1 | Crown |  |  | 3000267520 |  | 0 | - | 0 | - | W
23108 | Sarguja | Udari | PHC | GYAENEC.OPD | NEEDLE DESTROYER | 1 | Microsil | N-360 | 4477/03 | 3000267521 |  | 0 | - | 0 | - | W
23109 | Sarguja | Udari | PHC | GYAENEC.OPD | Oxegen Stand | 1 | Rama |  |  | 3000267522 |  | 0 | - | 0 | - | W
23110 | Sarguja | Udari | PHC | GYAENEC.OPD | NEEDLE DESTROYER | 1 | MCP |  |  | 3000267523 |  | 0 | - | 0 | - | W
23111 | Sarguja | Udari | PHC | GYAENEC.OPD | NEEDLE DESTROYER | 1 | MCP |  |  | 3000267524 |  | 0 | - | 0 | - | W
23112 | Sarguja | Narmadpur | CHC | GYAENEC.OPD | BABY WEIGHING SCALE | 1 | Crown | B-250 | 25014131853 | 3000267544 |  | 0 | - | 0 | - | W
23113 | Sarguja | Narmadpur | CHC | GYAENEC.OPD | BABY WEIGHING SCALE | 1 |  |  | u | 3000267545 |  | 0 | - | 0 | - | W
23114 | Sarguja | Narmadpur | CHC | GYAENEC.OPD | Oxegen Stand | 1 | hi Care | HNO 106 | 3471 | 3000267546 |  | 0 | - | 0 | - | W
23115 | Sarguja | Narmadpur | CHC | GYAENEC.OPD | RADIANT WARMER | 1 |  |  |  | 3000267547 |  | 0 | - | 0 | - | W
23116 | Sarguja | Narmadpur | CHC | GYAENEC.OPD | SUCTION APPARATUS | 1 | Aran |  |  | 3000267548 |  | 0 | - | 0 | - | W
23117 | Sarguja | Narmadpur | CHC | GYAENEC.OPD | BP MACHINE | 1 | Diamond |  |  | 3000267549 |  | 0 | - | 0 | - | W
23118 | Sarguja | Narmadpur | CHC | GYAENEC.OPD | ELECTRIC STERILIZER | 1 |  |  |  | 3000267550 |  | 0 | - | 0 | - | W
23119 | Sarguja | Narmadpur | CHC | GYAENEC.OPD | AUTOCLAVE | 1 |  |  |  | 3000267551 |  | 0 | - | 0 | - | W
23120 | Sarguja | Narmadpur | CHC | RADIOLOGY Dept. | X-RAY MACHINE | 1 |  |  |  | 3000267552 |  | 0 | - | 0 | - | W
23121 | Sarguja | Narmadpur | CHC | Other Dept. | ELECTRIC STERILIZER | 1 |  |  |  | 3000267553 |  | 0 | - | 0 | - | W
23122 | Sarguja | Narmadpur | CHC | Other Dept. | BP MACHINE | 1 | life line |  | 98324 | 3000267538 |  | 0 | - | 0 | - | W
23123 | Sarguja | Narmadpur | CHC | Other Dept. | BP MACHINE | 1 | life line |  | 98320 | 3000267539 |  | 0 | - | 0 | - | NW
23124 | Sarguja | Narmadpur | CHC | Other Dept. | SHADOWLESS LAMP | 1 |  |  |  | 3000267540 |  | 0 | - | 0 | - | W
23125 | Sarguja | Narmadpur | CHC | Pathology Lab. | CENTRIFUGE MACHINE | 1 |  |  |  | 3000267541 |  | 0 | - | 0 | - | W
23126 | Sarguja | Narmadpur | CHC | Pathology Lab. | NEEDLE DESTROYER | 1 |  |  |  | 3000267542 |  | 0 | - | 0 | - | W
23127 | Sarguja | Narmadpur | CHC | Pathology Lab. | MICROSCOPE | 1 |  |  |  | 3000267543 |  | 0 | - | 0 | - | W
23128 | Sarguja | Bandna | PHC | OPD | BP MACHINE | 1 | Life Line |  | 99241 | 3000267057 |  | 0 | - | 0 | - | W
23129 | Sarguja | Bandna | PHC | Pathology Lab. | MICROSCOPE | 1 | Magnus |  | 519924 | 3000267058 |  | 0 | - | 0 | - | W
23130 | Sarguja | Bandna | PHC | OPD | BP MACHINE | 1 | Nammat |  | 151985 | 3000267059 |  | 0 | - | 0 | - | NW
23131 | Sarguja | Bandna | PHC | GYAENEC.OPD | BP MACHINE | 1 | Lifex |  | 98139408 | 3000267060 |  | 0 | - | 0 | - | W
23132 | Sarguja | Bandna | PHC | Pathology Lab. | CENTRIFUGE MACHINE | 1 |  |  |  | 3000267061 |  | 0 | - | 0 | - | W
23133 | Sarguja | Bandna | PHC | Pathology Lab. | COLORIMETER | 1 | Iurodopp |  |  | 3000267062 |  | 0 | - | 0 | - | W
23134 | Sarguja | Bandna | PHC | GYAENEC.OPD | ELECTRIC STERILIZER | 1 |  |  |  | 3000267069 |  | 0 | - | 0 | - | W
23135 | Sarguja | Bandna | PHC | GYAENEC.OPD | ELECTRIC STERILIZER | 1 |  |  |  | 3000267070 |  | 0 | - | 0 | - | W
23136 | Sarguja | Bandna | PHC | GYAENEC.OPD | SUCTION APPARATUS | 1 | SHIVA |  |  | 3000267063 |  | 0 | - | 0 | - | NI
23137 | Sarguja | Bandna | PHC | GYAENEC.OPD | ELECTRIC STERILIZER | 1 |  |  |  | 3000267065 |  | 0 | - | 0 | - | NI
23138 | Sarguja | Bandna | PHC | GYAENEC.OPD | SUCTION APPARATUS | 1 | Shiva |  |  | 3000267064 |  | 0 | - | 0 | - | W
23139 | Sarguja | Bandna | PHC | GYAENEC.OPD | BP MACHINE | 1 | IDLE |  | 98125215 | 3000267066 |  | 0 | - | 0 | - | W
23140 | Sarguja | Bandna | PHC | GYAENEC.OPD | HUB CUTTER | 1 | Saratech | SIR100VAMIN |  | 3000267067 |  | 0 | - | 0 | - | NI
23141 | Sarguja | Bandna | PHC | GYAENEC.OPD | ELECTRIC STERILIZER | 1 |  |  |  | 3000267068 |  | 0 | - | 0 | - | W
23142 | Sarguja | Kamleshwarpur | PHC | OPD | BP MACHINE | 1 | Omron | Hem7120 | 20150206557VGI | 3000267047 |  | 0 | - | 0 | - | W
23143 | Sarguja | Kamleshwarpur | PHC | OPD | BP MACHINE | 1 | Omron | HEM7102 | 20150206553VGI | 3000267048 |  | 0 | - | 0 | - | W
23144 | Sarguja | Kamleshwarpur | PHC | OPD | BP MACHINE | 1 | Life Line |  | 98323 | 3000267049 |  | 0 | - | 0 | - | NW
23145 | Sarguja | Kamleshwarpur | PHC | GYAENEC.OPD | RADIANT WARMER | 1 | Omega |  | 13I025 | 3000267050 |  | 0 | - | 0 | - | W
23146 | Sarguja | Kamleshwarpur | PHC | OPD | BP MACHINE | 1 | Diamond |  |  | 3000267051 |  | 0 | - | 0 | - | NW
23147 | Sarguja | Kamleshwarpur | PHC | OPD | BP MACHINE | 1 | Atlas |  | 9983 | 3000267052 |  | 0 | - | 0 | - | NW
23148 | Sarguja | Kamleshwarpur | PHC | Pathology Lab. | HUB CUTTER | 1 | Saratech | S1R 100VA |  | 3000267053 |  | 0 | - | 0 | - | W
23149 | Sarguja | Kamleshwarpur | PHC | Pathology Lab. | HUB CUTTER | 1 | Saratech | S1R 100VA |  | 3000267054 |  | 0 | - | 0 | - | W
23150 | Sarguja | Kamleshwarpur | PHC | OPD | HUB CUTTER | 1 | Saratech | S1R 100VA |  | 3000267055 |  | 0 | - | 0 | - | W
23151 | Sarguja | Kamleshwarpur | PHC | GYAENEC.OPD | FOOT OPERATED SUCTION APPARATUS | 1 | Shiva |  |  | 3000267056 |  | 0 | - | 0 | - | W
23152 | Sarguja | Sitapur | CHC | ENT DEPARTMENT | SLIT LAMP | 1 | Deepak Enterprizes | Dee 1220 |  | 3000267373 | 09/07/15 | 0 | - | 0 | - | W
23153 | Sarguja | Sitapur | CHC | ENT DEPARTMENT | SLIT LAMP | 1 | Appsmay |  |  | 3000267374 | 04/03/05 | 0 | - | 0 | - | W
23154 | Sarguja | Sitapur | CHC | Pathology Lab. | MICROSCOPE | 1 | Poland |  |  | 3000267375 |  | 0 | - | 0 | - | W
23155 | Sarguja | Sitapur | CHC | Pathology Lab. | MICROSCOPE | 1 | Olympycs |  |  | 3000267376 |  | 0 | - | 0 | - | W
23156 | Sarguja | Sitapur | CHC | Pathology Lab. | CENTRIFUGE MACHINE | 1 |  |  |  | 3000267377 |  | 0 | - | 0 | - | W
23157 | Sarguja | Sitapur | CHC | Blood Bank | CAUTARY MACHINE | 1 | SIM |  |  | 3000267378 |  | 0 | - | 0 | - | W
23158 | Sarguja | Sitapur | CHC | Blood Bank | CENTRIFUGE MACHINE | 1 | Remi | 5250 | DHC -6570 | 3000267379 |  | 0 | - | 0 | - | W
23159 | Sarguja | Sitapur | CHC | Blood Bank | NEEDLE DESTROYER | 1 | Hindustan Latax Limited |  |  | 3000267380 |  | 0 | - | 0 | - | W
23160 | Sarguja | Sitapur | CHC | Pathology Lab. | MICROSCOPE | 1 | Coslab |  |  | 3000267382 |  | 0 | - | 0 | - | W
23161 | Sarguja | Sitapur | CHC | Blood Bank | BLOOD STORAGE REFRIGERATOR | 1 | Meditech | MPTF01 |  | 3000267383 |  | 0 | - | 0 | - | NW
23162 | Sarguja | Sitapur | CHC | Blood Bank | BLOOD STORAGE REFRIGERATOR | 1 | Hindustan Latax Limited | BBR60 | CB1913121/04 | 3000267384 |  | 0 | - | 0 | - | W
23163 | Sarguja | Sitapur | CHC | GENERAL WARD | NEEDLE DESTROYER | 1 | Saratech | S1R 100VA |  | 3000267385 |  | 0 | - | 0 | - | W
23164 | Sarguja | Sitapur | CHC | OT | BP MACHINE | 1 | Lifex | 153390 | 381048205 | 3000267386 |  | 0 | - | 0 | - | W
23165 | Sarguja | Sitapur | CHC | RADIOLOGY Dept. | X-RAY MACHINE | 1 | Medi Trronic | AERB/01/454 | 7B014 | 3000267387 |  | 0 | - | 0 | - | W
23166 | Sarguja | Sitapur | CHC | RADIOLOGY Dept. | ALPHABETIC VISION CHART | 1 | Octimech |  |  | 3000267388 |  | 0 | - | 0 | - | W
23167 | Sarguja | Sitapur | CHC | RADIOLOGY Dept. | Film Storage | 1 | RK1 |  |  | 3000267389 |  | 0 | - | 0 | - | W
23168 | Sarguja | Sitapur | CHC | OT | ELECTRIC STERILIZER | 1 | Fabwel | V3089 |  | 3000267390 |  | 0 | - | 0 | - | NW
23169 | Sarguja | Sitapur | CHC | OT | SHADOWLESS OT LIGHT | 1 | Surgioin | B-34 |  | 3000267391 |  | 0 | - | 0 | - | W
23170 | Sarguja | Sitapur | CHC | OT | SUCTION APPARATUS | 1 | Anand Surgical |  | C201-001 | 3000267392 |  | 0 | - | 0 | - | W
23171 | Sarguja | Sitapur | CHC | OT | PATIENT MONITOR | 1 | Datexomad |  | FBXG01670 | 3000267393 |  | 0 | - | 0 | - | W
23172 | Sarguja | Sitapur | CHC | OT | ELECTRIC STERILIZER | 1 |  |  |  | 3000267394 |  | 0 | - | 0 | - | W
23173 | Sarguja | Sitapur | CHC | OT | BP MACHINE | 1 | Suprem |  |  | 3000267395 |  | 0 | - | 0 | - | W
23174 | Sarguja | Sitapur | CHC | OT | ELECTRIC STERILIZER | 1 |  |  |  | 3000267396 |  | 0 | - | 0 | - | W
23175 | Sarguja | Sitapur | CHC | OT | WEIGHING MACHINE | 1 |  |  |  | 3000267397 |  | 0 | - | 0 | - | W
23176 | Sarguja | Sitapur | CHC | OT | AUTOCLAVE | 1 |  |  |  | 3000267398 |  | 0 | - | 0 | - | W
23177 | Sarguja | Sitapur | CHC | OT | AUTOCLAVE | 1 |  |  |  | 3000267399 |  | 0 | - | 0 | - | NW
23178 | Sarguja | Sitapur | CHC | GYAENEC.OPD | RADIANT WARMER | 1 | Hi Care | HNO 106 | 3483 | 3000267381 |  | 0 | - | 0 | - | NW
23179 | Sarguja | Sitapur | CHC | GYAENEC.OPD | X-RAY MACHINE | 1 | Shreeyash |  | 924188 | 3000267400 |  | 0 | - | 0 | - | NW
23180 | Sarguja | Sitapur | CHC | GYAENEC.OPD | BP MACHINE | 1 | Lifex | 3390 | 981408206 | 3000267401 |  | 0 | - | 0 | - | W
23181 | Sarguja | Sitapur | CHC | GYAENEC.OPD | ELECTRIC STERILIZER | 1 | Atlas |  | 09e9148 | 3000267402 |  | 0 | - | 0 | - | W
23182 | Sarguja | Sitapur | CHC | GYAENEC.OPD | HUB CUTTER | 1 | Saratech |  |  | 3000267403 |  | 0 | - | 0 | - | W
23183 | Sarguja | Sitapur | CHC | GYAENEC.OPD | WEIGHING MACHINE | 1 | Crown | B5-250 | 250141-31858 | 3000267404 |  | 0 | - | 0 | - | W
23184 | Sarguja | Sitapur | CHC | GYAENEC.OPD | WEIGHING MACHINE | 1 | Aassae |  | 2350 | 3000267405 |  | 0 | - | 0 | - | W
23185 | Sarguja | Sitapur | CHC | GYAENEC.OPD | SUCTION APPARATUS | 1 | Bird |  |  | 3000267406 |  | 0 | - | 0 | - | W
23186 | Sarguja | Sitapur | CHC | GYAENEC.OPD | Oxegen Stand | 1 |  |  |  | 3000267407 |  | 0 | - | 0 | - | W
23187 | Sarguja | Sitapur | CHC | GYAENEC.OPD | BP MACHINE | 1 | Lifex | 3390 | 98134820 | 3000267408 |  | 0 | - | 0 | - | W
23188 | Sarguja | Sitapur | CHC | GYAENEC.OPD | HUB CUTTER | 1 | Saratech | S1R 100VA |  | 3000267409 |  | 0 | - | 0 | - | W
23189 | Sarguja | Dhdhagaon | PHC | Pathology Lab. | MICROSCOPE | 1 |  |  |  | 3000267410 |  | 0 | - | 0 | - | W
23190 | Sarguja | Dhdhagaon | PHC | Pathology Lab. | CENTRIFUGE MACHINE | 1 | Diaguse |  | 6593/13-14 | 3000267411 |  | 0 | - | 0 | - | W
23191 | Sarguja | Dhdhagaon | PHC | Other Dept. | BP MACHINE | 1 | Lifex |  | 29813430 | 3000267412 |  | 0 | - | 0 | - | W
23192 | Sarguja | Dhdhagaon | PHC | Other Dept. | BP MACHINE | 1 | Nammat |  | 77300 | 3000267413 |  | 0 | - | 0 | - | W
23193 | Sarguja | Guturma | PHC | Pathology Lab. | TRIAL SET | 1 |  |  | 989150 | 3000267525 |  | 0 | - | 0 | - | W
23194 | Sarguja | Guturma | PHC | Pathology Lab. | TRIAL SET | 1 |  |  |  | 3000267526 |  | 0 | - | 0 | - | W
23195 | Sarguja | Guturma | PHC | Pathology Lab. | TRAIL LANCE BOX | 1 |  |  |  | 3000267527 |  | 0 | - | 0 | - | W
23196 | Sarguja | Guturma | PHC | Pathology Lab. | CENTRIFUGE MACHINE | 1 | Msp India |  |  | 3000267528 |  | 0 | - | 0 | - | W
23197 | Sarguja | Guturma | PHC | OPD | NEEDLE DESTROYER | 1 | Life Cara |  |  | 3000267529 |  | 0 | - | 0 | - | W
23198 | Sarguja | Guturma | PHC | OPD | ELECTRIC STERILIZER | 1 |  |  |  | 3000267530 |  | 0 | - | 0 | - | W
23199 | Sarguja | Guturma | PHC | GYAENEC.OPD | SUCTION APPARATUS | 1 |  |  |  | 3000267531 |  | 0 | - | 0 | - | W
23200 | Sarguja | Guturma | PHC | GYAENEC.OPD | Oxegen Stand | 1 |  |  |  | 3000267532 |  | 0 | - | 0 | - | W
23201 | Sarguja | Guturma | PHC | GYAENEC.OPD | SHADOWLESS LAMP | 1 |  |  |  | 3000267533 |  | 0 | - | 0 | - | W
23202 | Sarguja | Guturma | PHC | OPD | BP MACHINE | 1 | lifex |  | 981048209 | 3000267534 |  | 0 | - | 0 | - | W
23203 | Sarguja | Guturma | PHC | OPD | BP MACHINE | 1 |  |  |  | 3000267535 |  | 0 | - | 0 | - | W
23204 | Sarguja | Guturma | PHC | OPD | BP MACHINE | 1 | Lifex |  | 60275 | 3000267536 |  | 0 | - | 0 | - | NW
23205 | Sarguja | Guturma | PHC | OPD | BP MACHINE | 1 | Pagoda |  |  | 3000267537 |  | 0 | - | 0 | - | NW
23206 | Sarguja | Pratapgarh | PHC | OPD | BP MACHINE | 1 | Micro Life |  | 90102009 | 3000267414 |  | 0 | - | 0 | - | W
23207 | Sarguja | Pratapgarh | PHC | GYAENEC.OPD | WEIGHING MACHINE | 1 | Doopel Sarun |  |  | 3000267415 |  | 0 | - | 0 | - | W
23208 | Sarguja | Pratapgarh | PHC | GYAENEC.OPD | HUB CUTTER | 1 | Saratech | S1R100 Va |  | 3000267416 |  | 0 | - | 0 | - | W
23209 | Sarguja | Pratapgarh | PHC | GYAENEC.OPD | SUCTION APPARATUS | 1 | Shiva |  |  | 3000267417 |  | 0 | - | 0 | - | W
23210 | Sarguja | Pratapgarh | PHC | GYAENEC.OPD | ELECTRIC STERILIZER | 1 | Atlas |  | 09F10290 | 3000267418 |  | 0 | - | 0 | - | NW
23211 | Sarguja | Pratapgarh | PHC | GYAENEC.OPD | HUB CUTTER | 1 | Saratech | S1R 100VA |  | 3000267419 |  | 0 | - | 0 | - | NW
23212 | Sarguja | Pratapgarh | PHC | GYAENEC.OPD | HUB CUTTER | 1 | Saratech | S1R100 Va |  | 3000267420 |  | 0 | - | 0 | - | W
23213 | Sarguja | Pratapgarh | PHC | Pathology Lab. | MICROSCOPE | 1 |  |  |  | 3000267421 |  | 0 | - | 0 | - | W
23214 | Sarguja | Pratapgarh | PHC | Pathology Lab. | CENTRIFUGE MACHINE | 1 |  |  |  | 3000267422 |  | 0 | - | 0 | - | W
23215 | Sarguja | Pratapgarh | PHC | Pathology Lab. | MICROSCOPE | 1 |  |  |  | 3000267423 |  | 0 | - | 0 | - | NW
23216 | Sarguja | UDAIPUR | CHC | GYAENEC.OPD | BP MACHINE | 1 | HICK | N710 | 14066251 | 3000267758 | 2015 |  |  |  |  | W
23217 | Sarguja | UDAIPUR | CHC | GYAENEC.OPD | BP MACHINE | 1 | MFEX |  |  | 3000267759 | 2015 |  |  |  |  | W
23218 | Sarguja | UDAIPUR | CHC | GYAENEC.OPD | BABY WEIGHING SCALE | 1 | Crown |  |  | 3000267760 | 12/15 |  |  |  |  | W
23219 | Sarguja | UDAIPUR | CHC | GYAENEC.OPD | OXYGEN CONCENTRATOR | 1 | BPL | 0G4203 | AXTH4A0346 | 3000267761 | 2015 |  |  |  |  | NI
23220 | Sarguja | UDAIPUR | CHC | GYAENEC.OPD | RADIANT WARMER | 1 | MENDARI |  |  | 3000267762 | 8/04 |  |  |  |  | W
23221 | Sarguja | UDAIPUR | CHC | GYAENEC.OPD | SUCTION APPARATUS | 1 | SURGIC VEC |  |  | 3000267763 | 2015 |  |  |  |  | W
23222 | Sarguja | UDAIPUR | CHC | GYAENEC.OPD | SUCTION APPARATUS | 1 | SHIVA |  |  | 3000267764 | 2015 |  |  |  |  | NI
23223 | Sarguja | UDAIPUR | CHC | GYAENEC.OPD | SHADOWLESS OT LIGHT | 1 | SURGIDENT |  |  | 3000267765 | 2015 |  |  |  |  | W
23224 | Sarguja | UDAIPUR | CHC | GYAENEC.OPD | HYDRAULIC TABLE | 1 | VMS |  |  | 3000267766 | 2015 |  |  |  |  | W
23225 | Sarguja | UDAIPUR | CHC | GYAENEC.OPD | ELECTRIC STERILIZER | 1 |  |  |  | 3000267767 | 2015 |  |  |  |  | NI
23226 | Sarguja | UDAIPUR | CHC | GYAENEC.OPD | NEEDLE DESTROYER | 1 | BIN |  |  | 3000267768 | 7/08 |  |  |  |  | W
23227 | Sarguja | UDAIPUR | CHC | GYAENEC.OPD | OXYGEN CYLINDER | 1 |  |  |  | 3000267769 | 2008 |  |  |  |  | W
23228 | Sarguja | UDAIPUR | CHC | GYAENEC.OPD | CENTRIFUGE MACHINE | 1 |  |  |  | 3000267770 | 2015 |  |  |  |  | W
23229 | Sarguja | UDAIPUR | CHC | GYAENEC.OPD | ROOM HEATER | 1 | ACC |  |  | 3000267771 | 2014 |  |  |  |  | W
23230 | Sarguja | UDAIPUR | CHC | GYAENEC.OPD | X-RAY MACHINE | 1 | SIEMENS | 5201 | 17035 | 3000267772 | 1997 |  |  |  |  | NW
23231 | Sarguja | UDAIPUR | CHC | GYAENEC.OPD | RADIANT WARMER | 1 | TIANA | 1RW1723 |  | 3000267773 | 12/09 |  |  |  |  | W
23232 | Sarguja | UDAIPUR | CHC | GYAENEC.OPD | BABY PHOTOTHERAPY UNIT | 1 | PHOTO LUX | SCSPLMC | SCSPLH11MB081 | 3000267774 | 2015 |  |  |  |  | W
23233 | Sarguja | UDAIPUR | CHC | GYAENEC.OPD | RADIANT WARMER | 1 | LIFE CARA | HNO106 | 3476 | 3000267775 | 8/04 |  |  |  |  | NW
23234 | Sarguja | UDAIPUR | CHC | GYAENEC.OPD | BP MACHINE | 1 | MEDI CARE | SNP333 | EA92987 | 3000267776 | [5 empty] | W
23235 | Sarguja | UDAIPUR | CHC | Pathology Lab. | NEEDLE DESTROYER | 1 | Saratech |  |  | 3000267777 | 7/2008 |  |  |  |  | NI
23236 | Sarguja | UDAIPUR | CHC | Pathology Lab. | MICROSCOPE | 1 | WESWAX | HL55166 | 63700 | 3000267778 | 2015 |  |  |  |  | W
23237 | Sarguja | UDAIPUR | CHC | Pathology Lab. | CENTRIFUGE MACHINE | 1 |  |  |  | 3000267779 | 5/2004 |  |  |  |  | W
23238 | Sarguja | UDAIPUR | CHC | Pathology Lab. | CENTRIFUGE MACHINE | 1 | REMI |  | DHLC-6571 | 3000267780 | 2015 |  |  |  |  | W
23239 | Sarguja | UDAIPUR | CHC | T.B Dept. | MICROSCOPE | 1 | LABOMED | VISION 2000 | 3536 | 3000267781 | 12/14 |  |  |  |  | NW
23240 | Sarguja | UDAIPUR | CHC | Dental Dept. | DENTAL CHAIR | 1 | AKASH | AKASH C |  | 3000267782 | 2015 |  |  |  |  | NI
23241 | Sarguja | UDAIPUR | CHC | Dental Dept. | NEEDLE DESTROYER | 1 | MICROSIL |  |  | 3000267783 | 2015 |  |  |  |  | NI
23242 | Sarguja | UDAIPUR | CHC | Dental Dept. | ELECTRIC STERILIZER | 1 |  |  |  | 3000267784 | 2015 |  |  |  |  | NI
23243 | Sarguja | UDAIPUR | CHC | OT | OXYGEN TABLE | 1 |  |  |  | 3000267786 | 2015 |  |  |  |  | NW
23244 | Sarguja | UDAIPUR | CHC | OT | MULTI PARA MONITOR | 1 | BPL |  | DXMV5A4410 | 3000267785 | 2015 |  |  |  |  | NI
23245 | Sarguja | UDAIPUR | CHC | OT | HYDRAULIC TABLE | 1 | SURGIDENC | LX888 |  | 3000267787 | 2015 |  |  |  |  | NI
23246 | Sarguja | UDAIPUR | CHC | OT | SHADOWLESS LAMP | 1 | SURGIDENC |  |  | 3000267788 | 2015 |  |  |  |  | NW
23247 | Sarguja | UDAIPUR | CHC | OT | OXYGEN CONCENTRATOR | 1 | BPL | OG4203 | AXTH4H10796 | 3000267789 | 2015 |  |  |  |  | NI
23248 | Sarguja | UDAIPUR | CHC | OT | CENTRIFUGE MACHINE | 1 |  |  |  | 3000267790 | 2015 |  |  |  |  | NI
23249 | Sarguja | UDAIPUR | CHC | Store Room | OXYGEN CYLINDER | 1 |  |  |  | 3000267791 | 9/2001 |  |  |  |  | NW
23250 | Sarguja | UDAIPUR | CHC | Store Room | OXYGEN CYLINDER | 1 |  |  |  | 3000267792 | 7/2001 |  |  |  |  | NW
23251 | Sarguja | UDAIPUR | CHC | Store Room | OXYGEN CYLINDER | 1 |  |  |  | 3000267793 | [5 empty] | NW
23252 | Sarguja | UDAIPUR | CHC | Store Room | OXYGEN CYLINDER | 1 |  |  |  | 3000267794 | [5 empty] | W
23253 | Sarguja | UDAIPUR | CHC | Store Room | ECG RECORDER | 1 | BPL | RSH-20 | 70457048 | 3000267795 | [5 empty] | NI
23254 | Sarguja | UDAIPUR | CHC | Store Room | ECG RECORDER | 1 | BPL | 108T | J8H16505 | 3000267796 | [5 empty] | NI
23255 | Sarguja | Kedma | PHC | OPD | BP MACHINE | 1 | Omron |  |  | 3000267671 |  | 0 | - | 0 | - | W
23256 | Sarguja | Kedma | PHC | OPD | BP MACHINE | 1 | Diamond |  |  | 3000267672 |  | 0 | - | 0 | - | W
23257 | Sarguja | Kedma | PHC | Pathology Lab. | MICROSCOPE | 1 | Blisco |  | 4381 | 3000267673 |  | 0 | - | 0 | - | W
23258 | Sarguja | Kedma | PHC | Pathology Lab. | ELECTRIC STERILIZER | 1 |  |  |  | 3000267674 |  | 0 | - | 0 | - | NW
23259 | Sarguja | Kedma | PHC | GYAENEC.OPD | NEEDLE DESTROYER | 1 |  |  |  | 3000267675 |  | 0 | - | 0 | - | W
23260 | Sarguja | Kedma | PHC | GYAENEC.OPD | BABY WEIGHING SCALE | 1 | Docbel |  |  | 3000267676 |  | 0 | - | 0 | - | W
23261 | Sarguja | Kedma | PHC | GYAENEC.OPD | BABY WEIGHING SCALE | 1 |  |  |  | 3000267683 |  | 0 | - | 0 | - | NW
23262 | Sarguja | Kedma | PHC | GYAENEC.OPD | NEEDLE DESTROYER | 1 |  |  |  | 3000267684 |  | 0 | - | 0 | - | NW
23263 | Sarguja | Kedma | PHC | GYAENEC.OPD | NEEDLE DESTROYER | 1 | Saratech |  |  | 3000267685 |  | 0 | - | 0 | - | W
23264 | Sarguja | Kedma | PHC | GYAENEC.OPD | BP MACHINE | 1 | lifex |  | 18130370 | 3000267686 |  | 0 | - | 0 | - | NW
23265 | Sarguja | Kedma | PHC | GYAENEC.OPD | BP MACHINE | 1 | diamond |  |  | 3000267687 |  | 0 | - | 0 | - | NW
23266 | Sarguja | Kedma | PHC | GYAENEC.OPD | Oxegen Stand | 1 |  |  |  | 3000267677 |  | 0 | - | 0 | - | W
23267 | Sarguja | Kedma | PHC | GYAENEC.OPD | Oxegen Stand | 1 |  |  |  | 3000267678 |  | 0 | - | 0 | - | W
23268 | Sarguja | Kedma | PHC | GYAENEC.OPD | Oxegen Stand | 1 |  |  |  | 3000267679 |  | 0 | - | 0 | - | W
23269 | Sarguja | Kedma | PHC | GYAENEC.OPD | Oxegen Stand | 1 |  |  |  | 3000267680 |  | 0 | - | 0 | - | NW
23270 | Sarguja | Kedma | PHC | GYAENEC.OPD | Oxegen Stand | 1 |  |  |  | 3000267681 |  | 0 | - | 0 | - | NW
23271 | Sarguja | Kedma | PHC | GYAENEC.OPD | Oxegen Stand | 1 |  |  |  | 3000267682 |  | 0 | - | 0 | - | NW
23272 | Sarguja | Khamahariya | PHC | Pathology Lab. | MICROSCOPE | 1 | Blisco |  |  | 3000267721 | 2013 | 0 | - | 0 | - | W
23273 | Sarguja | Khamahariya | PHC | Pathology Lab. | CENTRIFUGE MACHINE | 1 |  |  |  | 3000267722 | 2014 | 0 | - | 0 | - | W
23274 | Sarguja | Khamahariya | PHC | Pathology Lab. | ELECTRIC STERILIZER | 1 |  |  |  | 3000267723 | 2012 | 0 | - | 0 | - | W
23275 | Sarguja | Khamahariya | PHC | Pathology Lab. | NEEDLE DESTROYER | 1 |  |  | R2314 | 3000267724 |  | 0 | - | 0 | - | W
23276 | Sarguja | Khamahariya | PHC | OPD | ELECTRIC STERILIZER | 1 |  |  |  | 3000267725 |  | 0 | - | 0 | - | W
23277 | Sarguja | Khamahariya | PHC | OPD | NEEDLE DESTROYER | 1 |  |  |  | 3000267726 |  | 0 | - | 0 | - | W
23278 | Sarguja | Khamahariya | PHC | OPD | BP MACHINE | 1 | Extra care |  |  | 3000267715 | 2014 | 0 | - | 0 | - | W
23279 | Sarguja | Khamahariya | PHC | OPD | BABY WEIGHING SCALE | 1 | Crown |  |  | 3000267716 |  | 0 | - | 0 | - | W
23280 | Sarguja | Khamahariya | PHC | OPD | BP MACHINE | 1 | Extra care |  |  | 3000267717 |  | 0 | - | 0 | - | W
23281 | Sarguja | Khamahariya | PHC | OPD | BP MACHINE | 1 | Omega |  |  | 3000267718 |  | 0 | - | 0 | - | W
23282 | Sarguja | Khamahariya | PHC | OPD | BP MACHINE | 1 | Omega |  |  | 3000267719 |  | 0 | - | 0 | - | NW
23283 | Sarguja | Khamahariya | PHC | OPD | BP MACHINE | 1 | Sumot |  |  | 3000267720 |  | 0 | - | 0 | - | W
23284 | Sarguja | Khamahariya | PHC | GYAENEC.OPD | NEEDLE DESTROYER | 1 |  |  |  | 3000267728 |  | 0 | - | 0 | - | W
23285 | Sarguja | Khamahariya | PHC | GYAENEC.OPD | BABY WEIGHING SCALE | 1 | Crown |  |  | 3000267729 |  | 0 | - | 0 | - | W
23286 | Sarguja | Khamahariya | PHC | GYAENEC.OPD | SUCTION APPARATUS | 1 |  |  |  | 3000267727 |  | 0 | - | 0 | - | W
23287 | Sarguja | Salka | PHC | Pathology Lab. | NEEDLE DESTROYER | 1 | Saratech | 100 VA |  | 3000267709 |  | 0 | - | 0 | - | W
23288 | Sarguja | Salka | PHC | Pathology Lab. | CENTRIFUGE MACHINE | 1 |  |  |  | 3000267710 |  | 0 | - | 0 | - | W
23289 | Sarguja | Salka | PHC | Pathology Lab. | MICROSCOPE | 1 | Blisco |  |  | 3000267711 |  | 0 | - | 0 | - | W
23290 | Sarguja | Salka | PHC | GYAENEC.OPD | SUCTION APPARATUS | 1 |  |  |  | 3000267712 |  | 0 | - | 0 | - | NW
23291 | Sarguja | Salka | PHC | OPD | BP MACHINE | 1 | Micro Life |  |  | 3000267714 |  | 0 | - | 0 | - | W
23292 | Sarguja | Salka | PHC | Other Dept. | DEEP FREEZER | 1 | Haire |  |  | 3000267713 |  | 0 | - | 0 | - | NW
Note on L7768: Author:
Note on L7826: Author:

## Final
Medical Device Asset Value - Chhattisgarh
Sl.No. | Medical devices | Average price of device in market | Unit | Total Cost
1 | ADULT WEIGHING MACHINE | 1000 | 1031 | 1031000
3 | ALPHABETIC VISION CHART | 3000 | 133 | 399000
5 | ANESTHESIA BOYLE'S APPARATUS | 60000 | 125 | 7500000
6 | ANKLE EXERCISER | 30000 | 1 | 30000
7 | APNEA MONITOR | 60000 | 4 | 240000
8 | ARTHROSCOPE | 50000 | 1 | 50000
9 | A-SCAN BIOMETER | 150000 | 22 | 3300000
10 | AUTO HAEMATOLOGY ANALYSER | 1000000 | 5 | 5000000
11 | AUTO PERIMETER | 1500000 | 5 | 7500000
12 | AUTO REFRACTOMETER | 125000 | 23 | 2875000
13 | AUTO TRACTION UNIT | 35000 | 13 | 455000
14 | AUTOCLAVE VERTICLE | 10000 | 1204 | 12040000
16 | B P APPARATUS ANEROID | 1000 | 3196 | 3196000
17 | BABY PHOTOTHERAPY UNIT | 35000 | 163 | 5705000
18 | BABY WEIGHING SCALE | 5000 | 1604 | 8020000
19 | BACTERIOLOGICAL INCUBATOR | 15000 | 117 | 1755000
20 | BINOCULAR MICROSCOPE | 30000 | 1017 | 30510000
21 | BIPOLAR COAGULATOR | 200000 | 1 | 200000
22 | BLOOD BAG TUBE SEALER | 30000 | 22 | 660000
23 | BLOOD BANK REFRIGERATOR | 175000 | 229 | 40075000
24 | BLOOD CELL COUNTER | 7000 | 32 | 224000
25 | BLOOD COLLECTION MONITOR | 10000 | 22 | 220000
26 | BLOOD DONOR COUCH | 110000 | 8 | 880000
27 | BULL'S EYE LAMP | 60000 | 4 | 240000
28 | C.P.M | 30000 | 20 | 600000
29 | C.T SCAN | 12000000 | 4 | 48000000
30 | CARDIAC MONITOR | 65000 | 11 | 715000
32 | C-ARM IMAGE INTENSIFIER | 1500000 | 18 | 27000000
33 | CAUTARY MACHINE | 200000 | 14 | 2800000
34 | CEILING SHADOWLESS OT LIGHT 7 DOME | 130000 | 1 | 130000
36 | CENTRAL MONITOR | 120000 | 1 | 120000
37 | CENTRIFUGE MACHINE | 45000 | 729 | 32805000
39 | CHEMICAL BALANCE MACHINE | 10000 | 11 | 110000
40 | DENTAL LIGHT CURE UNIT | 15000 | 2 | 30000
41 | COLD LIGHT SOURCE | 250000 | 8 | 2000000
42 | COLORIMETER | 6000 | 113 | 678000
43 | COLOUR DOPPLER | 1100000 | 36 | 39600000
46 | NST MACHINE | 250000 | 2 | 500000
48 | C-PAP | 34000 | 2 | 68000
49 | C-R-SYSTEM | 350000 | 3 | 1050000
50 | CRYOBATH | 200000 | 1 | 200000
51 | VIBRATOR MACHINE FOR PHYSIOTHERAPY | 15000 | 7 | 105000
52 | DEFIBRILLATOR | 200000 | 22 | 4400000
55 | DELIVERY TABLE | 30000 | 144 | 4320000
56 | DENTAL CHAIR | 100000 | 129 | 12900000
57 | DENTAL COMPRESSOR | 30000 | 3 | 90000
58 | DENTAL MICRO MOTOR | 20000 | 2 | 40000
59 | DENTAL ULTRASONIC SCALER | 50000 | 5 | 250000
60 | DENTAL X-RAY MACHINE | 125000 | 5 | 625000
62 | DIALYSIS MACHINE | 1500000 | 4 | 6000000
64 | DIGITAL PH METER | 25000 | 11 | 275000
66 | DIGITAL X-RAY MACHINE | 6000000 | 3 | 18000000
67 | DIRECT OPHTHALMOSCOPE | 12000 | 48 | 576000
68 | DISTIL WATER PLANT | 150000 | 2 | 300000
70 | DRILL MACHINE BONE CUTTER | 100000 | 13 | 1300000
71 | ECG RECORDER | 60000 | 125 | 7500000
72 | ELECTRIC STERILIZER MACHINE | 5000 | 2626 | 13130000
73 | ELECTRO PHORESIS MACHINE | 600000 | 29 | 17400000
74 | ELECTROLYTE ANALYZER | 300000 | 13 | 3900000
75 | ELECTRONIC LAPAROSCOPIC ENDOFLATOR | 1200000 | 14 | 16800000
79 | ELISA READER | 150000 | 12 | 1800000
83 | ENDOSCOPY MACHINE | 1000000 | 4 | 4000000
84 | ENT WORK STATION | 100000 | 10 | 1000000
85 | ETHICON ENDO SURGERY EQUEIPMENT | 400000 | 1 | 400000
86 | ETO STERILIZER | 1000000 | 1 | 1000000
87 | DENTAL HAND PIECE | 15000 | 1 | 15000
88 | EXAMINATION TABLE HYDRAULIC | 55000 | 5 | 275000
89 | EXERCISE BICYCLE | 5000 | 6 | 30000
93 | EYE TESTING MICROSCOPE | 700000 | 1 | 700000
95 | EYE SLIT LAMP | 150000 | 106 | 15900000
99 | FLASH AUTO CLAVE | 250000 | 1 | 250000
100 | FOCUS SPOT LIGHT | 10000 | 16 | 160000
101 | FOETAL DOPPLER | 5000 | 493 | 2465000
102 | CTG MACHINE | 200000 | 3 | 600000
103 | FOOT OPERATED SUCTION APPARATUS | 3500 | 94 | 329000
106 | FREEZE | 25000 | 419 | 10475000
107 | FULLY AUTOMATED BIOCHEMISTRY ANALYZER | 3500000 | 3 | 10500000
108 | FULLY AUTOMATED PLATELET APHERESIS SYSTEM | 50000 | 2 | 100000
109 | FUMIGATION MACHINE | 30000 | 134 | 4020000
111 | GLUCOMETER | 1500 | 508 | 762000
115 | HANGING WEIGHT MACHINE | 1000 | 13 | 13000
117 | HB METER | 15000 | 121 | 1815000
121 | HEIGHT MACHINE | 1500 | 3 | 4500
122 | HORIZONTAL AUTOCLAVE | 350000 | 12 | 4200000
123 | HOT AIR OVEN | 10000 | 88 | 880000
125 | HYDRAULIC OT BED | 55000 | 8 | 440000
126 | HYDROCOLLATOR UNIT | 30000 | 2 | 60000
129 | ICE LINED REFRIGERATOR | 350000 | 136 | 47600000
130 | IFT MACHINE | 30000 | 5 | 150000
131 | INDIRECT OPTHALMOSCOPE | 80000 | 2 | 160000
133 | INFRA RED LAMP | 700 | 45 | 31500
135 | INFUSION PUMP | 30000 | 44 | 1320000
136 | INJECTOR SYSTEM FOR CT | 600000 | 1 | 600000
141 | KERATOMETER | 120000 | 16 | 1920000
142 | LAMINAR AIR FLOW | 120000 | 1 | 120000
144 | LARYNGOSCOPE | 5000 | 87 | 435000
149 | MAGNETIC STIRRER | 4000 | 1 | 4000
151 | MEMO GRAPHY MACHINE | 3000000 | 1 | 3000000
152 | MICRO PIPETTE | 5000 | 19 | 95000
155 | MOBILE SHADOWLESS OT LIGHT | 25000 | 2 | 50000
156 | MOBILE X-RAY MACHINE | 225000 | 43 | 9675000
159 | MONOCULAR MICROSCOPE | 10000 | 81 | 810000
160 | MTP SUCTION APPARATUS | 10000 | 109 | 1090000
161 | MULTIPARA PATIENT MONITOR | 65000 | 121 | 7865000
162 | MUSCLE STIMULATOR | 10000 | 5 | 50000
163 | NEBULIZER | 2500 | 532 | 1330000
167 | OPG MACHINE | 600000 | 4 | 2400000
168 | OT TABLE | 200000 | 150 | 30000000
169 | OT TABLE (HYDRAULIC) | 200000 | 136 | 27200000
170 | OTOSCOPE | 5000 | 5 | 25000
172 | OXYGEN CONCENTRATOR | 36000 | 167 | 6012000
177 | PFT MACHINE | 400000 | 2 | 800000
178 | PHACO MACHINE | 400000 | 2 | 800000
184 | PLASMA THAWING BATH | 375000 | 1 | 375000
185 | PLASTER CUTTER | 10000 | 14 | 140000
186 | PLATELET AGITATOR WITH INCUBATOR | 25000 | 1 | 25000
187 | PORTABLE VENTILATOR | 450000 | 3 | 1350000
189 | PULLY SETS | 6000 | 1 | 6000
190 | PULSE OXIMETER | 40000 | 146 | 5840000
192 | RADIANT WARMER | 60000 | 827 | 49620000
196 | NRU UNIT | 200000 | 4 | 800000
197 | RETINOSCOPE | 25000 | 11 | 275000
202 | SEMI AUTO BIO CHEMISTRY ANALYZER | 120000 | 32 | 3840000
203 | SEROLOGICAL WATER BATH | 30000 | 28 | 840000
204 | SHADOWLESS OT LIGHT | 75000 | 478 | 35850000
208 | SHORTWAVE DIATHERMY | 65000 | 8 | 520000
209 | SHOULDER WHEEL | 15000 | 31 | 465000
214 | STERNUM CUTTER | 100000 | 1 | 100000
217 | SUCTION APPARATUS | 10000 | 1597 | 15970000
218 | SURGICAL DIATHERMY MACHINE | 200000 | 62 | 12400000
220 | SURGICAL OPERATING MICROSCOPE | 700000 | 19 | 13300000
224 | SYNOPTOPHORE | 450000 | 1 | 450000
225 | SYRINGE NEEDLE DESTROYER | 1200 | 2150 | 2580000
226 | SYRINGE PUMP | 35000 | 12 | 420000
231 | TENS | 5000 | 7 | 35000
233 | TMT MACHINE | 200000 | 8 | 1600000
234 | TONOMETER | 60000 | 24 | 1440000
235 | TRADE MILL | 50000 | 1 | 50000
236 | TRIAL SET | 10000 | 51 | 510000
239 | ULTRASONIC CLEANER | 50000 | 1 | 50000
240 | ULTRASONIC THERAPY UNIT | 40000 | 5 | 200000
241 | ULTRASOUND DIAGNOSTIC MACHINE | 350000 | 44 | 15400000
243 | URINE ANALYZER | 75000 | 7 | 525000
244 | UROFLOMETRY | 600000 | 1 | 600000
245 | UV LIGHT | 5000 | 1 | 5000
247 | VASCULAR DOPPLER | 1100000 | 1 | 1100000
248 | VDRL ROTATOR | 17000 | 74 | 1258000
249 | VENTILATOR | 1100000 | 27 | 29700000
251 | VIDEO BRONCHOSCOPE | 2000000 | 3 | 6000000
253 | VITRECTONY | 1200000 | 1 | 1200000
258 | WAX BATH | 25000 | 6 | 150000
262 | X-RAY FILM PROCESSOR | 120000 | 15 | 1800000
263 | X-RAY FILM VIEWER | 2000 | 19 | 38000
264 | X-RAY MACHINE 300 MA | 450000 | 196 | 88200000
265 | X-RAY MACHINE ABOVE 500 MA | 650000 | 6 | 3900000
268 | YAG LASER | 500000 | 14 | 7000000
908085000